## Explanation
Explanation of sensitivity calculation for the "more efficient generation" benefit
The Authority has asked us to test the sensitivity of the results of the “More Efficient Generation…” benefit to changes in a number of modelling assumptions that have previously been mentioned by submitters, namely:
· The addition of a terminal value for each generation asset that is assumed to be built over the 20-year evaluation period;
· The addition of the present value of the costs of operating those generation assets beyond the 20-year evaluation period (to 50 years), to ensure a symmetrical treatment of operating expenditure with the terminal value adjustment mentioned above;
· The addition of a replacement cost for wind generators that are built over the 20-year evaluation period, but which are expected to be replaced well in advance of the other generation assets that are being modelled; and
· Changes to the regions to which some generators have been allocated1.
We have also made one formula adjustment to one of the sensitivity scenarios, to correct for an inadvertent error that was found as part of the process of updating these models for the aforementioned changes. This is in cell V106 of the “Project schedule_Scenario_2b)_Low_Inv” sheet. This does not affect the base CBA results, nor does it change the sign of the benefit in that sensitivity analysis.
By undertaking this assessment in a sequential order, it was apparent that none of the aforementioned changes, in and of themselves, or collectively, changed the sign of the benefit, nor did they have a substantive impact on the overall quantum of the benefit.
1 In correcting for the misallocation issue, we only changed those generators that were in the Project List that were being dispatched, or could be dispatched, if they were allocated to the correct region. Only the CCGT generator listed in the Project List met this criteria. Changing this generator’s allocation (from USI to LNI):
· Has no impact on the results of Scenario 1a) and 2a), as the misallocated generator was not dispatched in the new schedule over the 20-year evaluation period; and
· Has only a relatively minor impact on the results of Scenario 1b) and 2b), mainly because the misallocation causes only a relatively minor re-ordering of generation towards the end of the evaluation period in the new schedule.
Net benefit in $m (PV)
Original benefit estimate (expected case) | 92.7481
Sensitivity 1: Huntly stays - scenario 1a | 127.6855
Sensitivity 2: Huntly goes - scenario 1b | 201.6018
Sensitivity 3: Average of revised scenarios 1a and 1b | 164.6437
Sensitivity 4: Huntly stays - low demand - scenario 2a (considered low probability) | 34.5049
Sensitivity 5: Huntly goes - low demand - scenario 2b (considered low probability) | 36.3166

## input
estimated growth rate
2014 | 2015 | 2016 | 2017 | 2018 | 2019 | 2020 | 2021 | 2022 | 2023 | 2024 | 2025 | 2026 | 2027 | 2028 | 2029 | 2030 | 2031 | 2032 | 2033 | 2034 | 2035 | 2036 | 2037 | 2038 | 2039 | 2040 | 2041 | 2042 | 2043 | 2044 | 2045 | 2046 | 2047 | 2048 | 2049 | 2050
| 1.417% | 1.14% | 1.252% | 1.472% | 1.235% | 0.9639% | 1.01% | 0.9918% | 0.98% | 0.9725% | 0.9034% | 0.8732% | 0.8326% | 0.8452% | 0.8519% | 0.8467% | 0.8404% | 0.8141% | 0.8218% | 0.8047% | 0.7988% | 0.8045% | 0.7904% | 0.7794% | 0.79% | 0.7825% | 0.774% | 0.772% | 0.7652% | 0.7574% | 0.7559% | 0.7588% | 0.7675% | 0.7597% | 0.7525% | 12889.9285
Capex assumptions
Based on scenario 2 from Appendix in Draft decision comments
percentage split of capex
capacity driven major capex excl. undergrounding of Auckland
Load | 0.6
generation | 0.4
smelter
Load | 0.2
generation | 0.8
Note on B2: Linda O'Mullane: total annual demand tab - Growth rates NZ - P50 peak forecast

## Volumes by Gen
Scenarios 1a) Huntly stay |  | Power Stations by Generator
Scenario 1b) Huntly goes |  | Node | Generator | Injection at load and generation nodes - annual GWh | proportion of injection by generator of total generation by node | Generation by node (MW) |  | Generator | GWh
|  | C | Contact | 10924.4699 | 0.39022 | 780.4445 |  | Trustpower (NI + SI) | 1990.1181
|  | C | Genesis (all over NI) | 8067.1962 | 0.28816 | 576.3208 |  | NAP JV (NI + SI) | 1169.342
|  | C | Mighty River Power (MRP) | 5394.8643 | 0.1927 | 385.4093 |  | Todd (NI + SI) | 601.6134
|  | C | Mokai JV | 923.9057 | 0.033002 | 66.0039 |  | Pioneer (NI + SI) | 41.4648
|  | C | Ngatamariki | 637.1999 | 0.022761 | 45.5216
|  | C | Fonterra (this is a commercial dairy that generates 22% of its own electricity needs) | 146.6011 | 0.0052366 | 10.4732 |  | total generation (GWh) by node p.a. | node
|  | C | Trustpower (NI) | 995.0591 | 0.035544 | 71.0871 |  | 27995.5064 | C
|  | C | NAP JV (NI) | 584.671 | 0.020884 | 41.7689 |  | 13603.8983 | E
|  | C | Todd (NI) | 300.8067 | 0.010745 | 21.4896
|  | C | Pioneer (NI) | 20.7324 | 0.00074056 | 1.4811
|  | E | Trustpower (SI) | 995.0591 | 0.073145 | 292.5806
|  | E | NAP JV (SI) | 584.671 | 0.042978 | 171.9128
|  | E | Todd (SI) | 300.8067 | 0.022112 | 88.4472
|  | E | Pioneer (SI) | 20.7324 | 0.001524 | 6.096
|  | E | Meridian (middle part of SI) | 11702.6292 | 0.86024 | 3440.9634 | [5 empty] | These are not considered for scenario 2 in this version
|  |  | NODE C | 27995.5064 | [7 empty] | Mighty River Power closed Southdown generator (130MW) from 2016 onwards
|  |  | NODE E | 13603.8983 | [7 empty] | Otahuhu B geneartor (400MW) from 2016
|  |  | Total generation GWh/MW | 41599.4047 |  | 6000 | [5 empty] | aluminium smelter doesn't close for now but reduces its electricity demand to decrease Manapouri Hydro from 840 to 572 and closes in yr 10
600MW increased capacity in year 10
|  |  |  | Check C | 1
|  |  |  | Check E | 1
| Scenario 1 - Assumptions | [10 empty] | Scenario 2 - Assumptions |  |  |  | MW | MWh
[12 empty] | closure of Huntly coal-fired units (around 500MW) from year 1 |  |  |  | 435 | 0
0
|  | Closure of | MW | [16 empty] | 1000
|  | Southdown | 140 |  |  |  | 1000
|  | Otahuhu | 380
|  | Huntly | 500
|  |  | Scenario 1a)Huntly stays | [8 empty] | Scenario 1b) Huntly goes | [5 empty] | cut links | used CCGT as a proxi for Coal
| Existing grid-connected generation | [10 empty] | Existing grid-connected generation
| Region | Generation plant | Region | Type | Operating capacity in MW | Grid injection point | (MW to MWh conversion) conversion rate by generation type | proportion of plant in total generated by region |  | weighted average converstion factor by region | Operating Capacity in MWh | Region | Generation plant | Region | Type | Operating capacity in MW | Grid injection point | (MW to MWh conversion) conversion rate by generation type | proportion of plant in total generated by region |  | weighted average converstion factor by region | Operating Capacity in MWh
| UNI | Glenbrook1 | Auckland | Cogen | 74 | Glenbrook | 7008 | 0.04582 | 321.1096 | 5451.2693 | 403393.9319 | UNI | Glenbrook1 | Auckland | Cogen | 74 | Glenbrook | 7008 | 0.062712 | 439.4847 | 4680.4312 | 346351.9073
| UNI | Atiamuri | Waikato | Hydro | 84 | Atiamuri | 4380 | 0.052012 | 227.8142 |  | 457906.6254 | UNI | Atiamuri | Waikato | Hydro | 84 | Atiamuri | 4380 | 0.071186 | 311.7966 |  | 393156.2191
| UNI | Huntly e3P | Waikato | Gas - CCGT | 385 | Huntly | 7008 | 0.23839 | 1670.6378 |  | 2098738.6997
| UNI | Huntly P40 | Waikato | Gas - OCGT | 50 | Huntly | 7008 | 0.03096 | 216.9659 |  | 272563.4675
| UNI | Karapiro | Waikato | Hydro | 90 | Karapiro | 4380 | 0.055728 | 244.0867 |  | 490614.2415 | UNI | Karapiro | Waikato | Hydro | 90 | Karapiro | 4380 | 0.076271 | 334.0678 |  | 421238.8062
| UNI | Maraetai | Waikato | Hydro | 360 | Maraetai | 4380 | 0.22291 | 976.3467 |  | 1962456.9659 | UNI | Maraetai | Waikato | Hydro | 360 | Maraetai | 4380 | 0.30508 | 1336.2712 |  | 1684955.2249
| UNI | Mokai | Waikato | Geothermal | 112 | Whakamaru | 7884 | 0.06935 | 546.7542 |  | 610542.1672 | UNI | Mokai | Waikato | Geothermal | 112 | Whakamaru | 7884 | 0.094915 | 748.3119 |  | 524208.2922
| UNI | Ohakuri | Waikato | Hydro | 112 | Ohakuri | 4380 | 0.06935 | 303.7523 |  | 610542.1672 | UNI | Ohakuri | Waikato | Hydro | 112 | Ohakuri | 4380 | 0.094915 | 415.7288 |  | 524208.2922
| UNI | Waipapa | Waikato | Hydro | 51 | Maraetai | 4380 | 0.031579 | 138.3158 |  | 278014.7368 | UNI | Waipapa | Waikato | Hydro | 51 | Maraetai | 4380 | 0.04322 | 189.3051 |  | 238701.9902
| UNI | Arapuni | Waikato | Hydro | 197 | Arapuni | 4380 | 0.12198 | 534.2786 |  | 1073900.0619 | UNI | Arapuni | Waikato | Hydro | 197 | Arapuni | 4380 | 0.12198 | 534.2786 |  | 922044.9425
| UNI | Whakamaru | Waikato | Hydro | 100 | Whakamaru | 4380 | 0.06192 | 271.2074 |  | 545126.935 | UNI | Whakamaru | Waikato | Hydro | 100 | Whakamaru | 4380 | 0.084746 | 371.1864 |  | 468043.118
| LNI | Kawerau | Bay of Plenty | Geothermal | 105 | Kawerau | 7884 | 0.037433 | 295.123 | 5806.4765 | 609680.0353 | LNI | Kawerau | Bay of Plenty | Geothermal | 105 | Kawerau | 7884 | 0.037433 | 295.123 | 5806.4765 | 609680.0353
| LNI | Kawerau Norske Skog | Bay of Plenty | Geothermal | 25 | Kawerau | 7884 | 0.0089127 | 70.2674 |  | 145161.9132 | LNI | Kawerau Norske Skog | Bay of Plenty | Geothermal | 25 | Kawerau | 7884 | 0.0089127 | 70.2674 |  | 145161.9132
| LNI | Kinleith | Bay of Plenty | Cogen | 28 | Kinleith | 7008 | 0.0099822 | 69.9551 |  | 162581.3427 | LNI | Kinleith | Bay of Plenty | Cogen | 28 | Kinleith | 7008 | 0.0099822 | 69.9551 |  | 162581.3427
| LNI | Matahina | Bay of Plenty | Hydro | 72 | Matahina | 4380 | 0.025668 | 112.4278 |  | 418066.3099 | LNI | Matahina | Bay of Plenty | Hydro | 72 | Matahina | 4380 | 0.025668 | 112.4278 |  | 418066.3099
| LNI | Wheao/Flaxy | Bay of Plenty | Hydro | 24 | Rotorua | 4380 | 0.0085561 | 37.4759 |  | 139355.4366 | LNI | Wheao/Flaxy | Bay of Plenty | Hydro | 24 | Rotorua | 4380 | 0.0085561 | 37.4759 |  | 139355.4366
| LNI | Aratiatia | Central North Island | Hydro | 78 | Aratiatia | 4380 | 0.027807 | 121.7968 |  | 452905.169 | LNI | Aratiatia | Central North Island | Hydro | 78 | Aratiatia | 4380 | 0.027807 | 121.7968 |  | 452905.169
| LNI | Mangahao | Central North Island | Hydro | 37 | Mangahao | 4380 | 0.013191 | 57.7754 |  | 214839.6315 | LNI | Mangahao | Central North Island | Hydro | 37 | Mangahao | 4380 | 0.013191 | 57.7754 |  | 214839.6315
| LNI | Ohaaki | Central North Island | Geothermal | 46 | Ohaaki | 7884 | 0.016399 | 129.292 |  | 267097.9202 | LNI | Ohaaki | Central North Island | Geothermal | 46 | Ohaaki | 7884 | 0.016399 | 129.292 |  | 267097.9202
| LNI | Poihipi | Central North Island | Geothermal | 51 | Poihipi | 7884 | 0.018182 | 143.3455 |  | 296130.3028 | LNI | Poihipi | Central North Island | Geothermal | 51 | Poihipi | 7884 | 0.018182 | 143.3455 |  | 296130.3028
| LNI | Rangipo | Central North Island | Hydro | 120 | Rangipo | 4380 | 0.042781 | 187.3797 |  | 696777.1831 | LNI | Rangipo | Central North Island | Hydro | 120 | Rangipo | 4380 | 0.042781 | 187.3797 |  | 696777.1831
| LNI | Tararua III2 | Central North Island | Wind | 93 | Bunnythorpe | 3465.456 | 0.033155 | 114.8975 |  | 540002.3169 | LNI | Tararua III2 | Central North Island | Wind | 93 | Bunnythorpe | 3465.456 | 0.033155 | 114.8975 |  | 540002.3169
| LNI | Te Apiti | Central North Island | Wind | 90 | Woodville | 3465.456 | 0.032086 | 111.1911 |  | 522582.8874 | LNI | Te Apiti | Central North Island | Wind | 90 | Woodville | 3465.456 | 0.032086 | 111.1911 |  | 522582.8874
| LNI | Tokaanu | Central North Island | Hydro | 240 | Tokaanu | 4380 | 0.085561 | 374.7594 |  | 1393554.3663 | LNI | Tokaanu | Central North Island | Hydro | 240 | Tokaanu | 4380 | 0.085561 | 374.7594 |  | 1393554.3663
| LNI | Te Mihi | Central North Island | Geothermal | 166 | Te Mihi | 7884 | 0.05918 | 466.5754 |  | 963875.1033 | LNI | Te Mihi | Central North Island | Geothermal | 166 | Te Mihi | 7884 | 0.05918 | 466.5754 |  | 963875.1033
| LNI | Wairakei | Central North Island | Geothermal | 161 | Wairakei | 7884 | 0.057398 | 452.5219 |  | 934842.7207 | LNI | Wairakei | Central North Island | Geothermal | 161 | Wairakei | 7884 | 0.057398 | 452.5219 |  | 934842.7207
| LNI | Nga Awa Purua | Central North Island | Geothermal | 140 | Nga Awa Purua | 7884 | 0.049911 | 393.4973 |  | 812906.7137 | LNI | Nga Awa Purua | Central North Island | Geothermal | 140 | Nga Awa Purua | 7884 | 0.049911 | 393.4973 |  | 812906.7137
| LNI | Ngatamariki | Central North Island | Geothermal | 82 | Nga Awa Purua | 7884 | 0.029234 | 230.477 |  | 476131.0751 | LNI | Ngatamariki | Central North Island | Geothermal | 82 | Nga Awa Purua | 7884 | 0.029234 | 230.477 |  | 476131.0751
| LNI | Kaitawa | Hawkes Bay | Hydro | 36 | Tuai | 4380 | 0.012834 | 56.2139 |  | 209033.1549 | LNI | Kaitawa | Hawkes Bay | Hydro | 36 | Tuai | 4380 | 0.012834 | 56.2139 |  | 209033.1549
| LNI | Piripaua | Hawkes Bay | Hydro | 42 | Tuai | 4380 | 0.014973 | 65.5829 |  | 243872.0141 | LNI | Piripaua | Hawkes Bay | Hydro | 42 | Tuai | 4380 | 0.014973 | 65.5829 |  | 243872.0141
| LNI | Tuai | Hawkes Bay | Hydro | 60 | Tuai | 4380 | 0.02139 | 93.6898 |  | 348388.5916 | LNI | Tuai | Hawkes Bay | Hydro | 60 | Tuai | 4380 | 0.02139 | 93.6898 |  | 348388.5916
| LNI | Whirinaki | Hawkes Bay | Diesel | 155 | Whirinaki | 876 | 0.055258 | 48.4064 |  | 900003.8616 | LNI | Whirinaki | Hawkes Bay | Diesel | 155 | Whirinaki | 876 | 0.055258 | 48.4064 |  | 900003.8616
| LNI | Kapuni | Taranaki | Cogen | 25 | Kapuni | 7008 | 0.0089127 | 62.4599 |  | 145161.9132 | LNI | Kapuni | Taranaki | Cogen | 25 | Kapuni | 7008 | 0.0089127 | 62.4599 |  | 145161.9132
| LNI | Kiwi Dairy | Taranaki | Cogen | 70 | Hawera | 7008 | 0.024955 | 174.8877 |  | 406453.3568 | LNI | Kiwi Dairy | Taranaki | Cogen | 70 | Hawera | 7008 | 0.024955 | 174.8877 |  | 406453.3568
| LNI | McKee Peaker | Taranaki | Gas - OCGT | 100 | Motunui Deviation | 7008 | 0.035651 | 249.8396 |  | 580647.6526 | LNI | McKee Peaker | Taranaki | Gas - OCGT | 100 | Motunui Deviation | 7008 | 0.035651 | 249.8396 |  | 580647.6526
| LNI | Patea | Taranaki | Hydro | 31 | Hawera | 4380 | 0.011052 | 48.4064 |  | 180000.7723 | LNI | Patea | Taranaki | Hydro | 31 | Hawera | 4380 | 0.011052 | 48.4064 |  | 180000.7723
| LNI | Taranaki CC | Taranaki | Gas - CCGT | 385 | Stratford | 7008 | 0.13725 | 961.8824 |  | 2235493.4626 | LNI | Taranaki CC | Taranaki | Gas - CCGT | 385 | Stratford | 7008 | 0.13725 | 961.8824 |  | 2235493.4626
| LNI | West Wind | Wellington | Wind | 143 | West Wind | 3465.456 | 0.05098 | 176.6703 |  | 830326.1432 | LNI | West Wind | Wellington | Wind | 143 | West Wind | 3465.456 | 0.05098 | 176.6703 |  | 830326.1432
| LNI | Stratford Peaker | Taranaki | Gas - OCGT | 200 | Stratford | 7008 | 0.071301 | 499.6791 |  | 1161295.3052 | LNI | Stratford Peaker | Taranaki | Gas - OCGT | 200 | Stratford | 7008 | 0.071301 | 499.6791 |  | 1161295.3052
| USI | Tekapo A | South Canterbury | Hydro | 25 | Tekapo A | 4380 | 0.0077423 | 33.9114 | 4380 | 109500 | USI | Tekapo A | South Canterbury | Hydro | 25 | Tekapo A | 4380 | 0.091575 | 401.0989 | 4380 | 109500
| USI | Tekapo B | South Canterbury | Hydro | 160 | Tekapo B | 4380 | 0.049551 | 217.0331 |  | 700800 | USI | Tekapo B | South Canterbury | Hydro | 160 | Tekapo B | 4380 | 0.58608 | 2567.033 |  | 700800
| USI | Argyle/Wairau | Nelson/Marlborough | Hydro | 11 | Argyle | 4380 | 0.125 | 547.5 |  | 48180 | USI | Argyle/Wairau | Nelson/Marlborough | Hydro | 11 | Argyle | 4380 | 0.040293 | 176.4835 |  | 48180
| USI | Cobb | Nelson/Marlborough | Hydro | 32 | Cobb | 4380 | 0.36364 | 1592.7273 |  | 140160 | USI | Cobb | Nelson/Marlborough | Hydro | 32 | Cobb | 4380 | 0.11722 | 513.4066 |  | 140160
| USI | Coleridge | Canterbury | Hydro | 45 | Coleridge | 4380 | 0.51136 | 2239.7727 |  | 197100 | USI | Coleridge | Canterbury | Hydro | 45 | Coleridge | 4380 | 0.16484 | 721.978 |  | 197100
| LSI | Aviemore | South Canterbury | Hydro | 220 | Aviemore | 4380 | 0.068133 | 298.4206 | 4380 | 963600 | LSI | Aviemore | South Canterbury | Hydro | 220 | Aviemore | 4380 | 0.068133 | 298.4206 | 4380 | 963600
| LSI | Benmore | South Canterbury | Hydro | 540 | Benmore | 4380 | 0.16723 | 732.4868 |  | 2365200 | LSI | Benmore | South Canterbury | Hydro | 540 | Benmore | 4380 | 0.16723 | 732.4868 |  | 2365200
| LSI | Ohau A | South Canterbury | Hydro | 264 | Ohau A | 4380 | 0.081759 | 358.1047 |  | 1156320 | LSI | Ohau A | South Canterbury | Hydro | 264 | Ohau A | 4380 | 0.081759 | 358.1047 |  | 1156320
| LSI | Ohau B | South Canterbury | Hydro | 212 | Ohau B | 4380 | 0.065655 | 287.5689 |  | 928560 | LSI | Ohau B | South Canterbury | Hydro | 212 | Ohau B | 4380 | 0.065655 | 287.5689 |  | 928560
| LSI | Ohau C | South Canterbury | Hydro | 212 | Ohau C | 4380 | 0.065655 | 287.5689 |  | 928560 | LSI | Ohau C | South Canterbury | Hydro | 212 | Ohau C | 4380 | 0.065655 | 287.5689 |  | 928560
| LSI | Waitaki | South Canterbury | Hydro | 105 | Waitaki | 4380 | 0.032518 | 142.428 |  | 459900 | LSI | Waitaki | South Canterbury | Hydro | 105 | Waitaki | 4380 | 0.032518 | 142.428 |  | 459900
| LSI | Clyde | Otago/Southland | Hydro | 432 | Clyde | 4380 | 0.13379 | 585.9895 |  | 1892160 | LSI | Clyde | Otago/Southland | Hydro | 432 | Clyde | 4380 | 0.13379 | 585.9895 |  | 1892160
| LSI | Manapouri | Otago/Southland | Hydro | 840 | Manapouri | 4380 | 0.26014 | 1139.424 |  | 3679200 | LSI | Manapouri | Otago/Southland | Hydro | 840 | Manapouri | 4380 | 0.26014 | 1139.424 |  | 3679200 | see press release of closure of NZAS
| LSI | Roxburgh | Otago/Southland | Hydro | 320 | Roxburgh | 4380 | 0.099102 | 434.0663 |  | 1401600 | LSI | Roxburgh | Otago/Southland | Hydro | 320 | Roxburgh | 4380 | 0.099102 | 434.0663 |  | 1401600
| LSI | Waipori3 | Otago/Southland | Hydro | 84 | Halfway Bush | 4380 | 0.026014 | 113.9424 |  | 367920 | LSI | Waipori3 | Otago/Southland | Hydro | 84 | Halfway Bush | 4380 | 0.026014 | 113.9424 |  | 367920
| Total - UNI MW |  |  |  | 1615 |  |  |  |  | Total - UNI MWh | 8803800 | Total - UNI MW | Huntlies closure |  |  | 1180 | Total - UNI MWh | Huntlies closure | 5522908.7926
| Total - LNI MW |  |  |  | 2805 |  |  |  |  | Total - LNI MWh | 16287166.656 | Total - LNI MW |  |  |  | 2805 | Total - LNI MWh |  | 16287166.656
| Total - USI MW |  |  |  | 273 |  |  |  |  | Total - USI MWh | 1195740 | Total - USI MW |  |  |  | 273 | Total - USI MWh |  | 1195740
| Total - LSI MW |  |  |  | 3229 |  |  |  |  | Total - LSI MWh | 14143020 | Total - LSI MW |  |  |  | 3229 | Total - LSI MWh |  | 14143020
| Total generation |  |  |  | 7922 | [5 empty] | 40429726.656 | Total generation |  |  |  | 7487 |  |  | 37148835.4486
source: Transpower: "Keeping the energy flowing - Transmission planning report", July 2015
Note on C2: Linda O'Mullane: I allocated the nodes according to location of the customer (not always a distribution business)
Note on G2: Linda O'Mullane: applied the LRMC data from EA to the proportion of generation
Note on I2: Linda O'Mullane: These generators generate across both islands, I allocated half of its generation to node C (for NI) and E (for SI) respectively.
Note on D9: Linda O'Mullane: they generate all over NZ, because the reminder of the allocation of generators was leaning towards generation on the NI
Note on N18: Linda O'Mullane: security and reliability council: Thermal generation decommissioning, p. 2
Note on N19: Linda O'Mullane: security and reliability council: Thermal generation decommissioning, p. 2
Note on N20: Linda O'Mullane: for further information about the smelter, see press release: http://www.nzas.co.nz/files/2015080390628-1438549588-0.pdf
Note on N25: Linda O'Mullane: security and reliability council: Thermal generation decommissioning, p. 2
Note on N26: Linda O'Mullane: press release: http://www.nzas.co.nz/files/2015080390628-1438549588-0.pdf
Note on S26: Linda O'Mullane: I used the UNI weighted average conversion factor as a proxi to convert MW into MWh
Note on H34: Linda O'Mullane: convert MW into MWh using the conversion rates by type from the project sheet
Note on T34: Linda O'Mullane: convert MW into GWh using the conversion rates by type from the project sheet
Note on H35: Linda O'Mullane: (GWh/MW*1000)

## Total annual demand
total annual demand | Historical - Actual Regional Peak Demand (MW) | [15 empty] | P50 Peak forecast (MW) | [26 empty] | Prudent Peak forecast (MW) | [17 empty] | P90 Peak forecast (MW) | [25 empty] | P99 Peak Demand forecast(MW) | [17 empty] | P01 Peak Demand forecast (MW)
| Northland | Auckland | Waikato | Bay of Plenty | Hawkes Bay | Taranaki | Central Districts | Wellington | West Coast | Nelson-Marlborough | South Canterbury | Canterbury | Otago-Southland | New Zealand | North Island | South Island | Growth rates NZ |  | Northland | Auckland | Waikato | Upper North Island (MW) | GWh UNI | Bay of Plenty | Hawkes Bay | Taranaki | Central Districts | Wellington | Lower North Island(MW) | GWh LNI | West Coast | Nelson-Marlborough | Canterbury | Upper South Island (MW) | GWh USI | South Canterbury | Otago-Southland | Lower South Island (MW) | GWh LSI | New Zealand | North Island | South Island | Growth rate NZ |  | Northland | Auckland | Waikato | Bay of Plenty | Hawkes Bay | Taranaki | Central Districts | Wellington | West Coast | Nelson-Marlborough | South Canterbury | Canterbury | Otago-Southland | New Zealand | North Island | South Island | Growth rate NZ |  | Northland | Auckland | Waikato | Upper North Island (MW) | GWh UNI | Bay of Plenty | Hawkes Bay | Taranaki | Central Districts | Wellington | Lower North Island (MW) | GWh LNI | West Coast | Nelson-Marlborough | Canterbury | Upper South Island (MW) | GWh USI | South Canterbury | Otago-Southland | Lower South Island (MW) | GWh LSI | New Zealand | North Island | South Island | Growth rate NZ |  | Northland | Auckland | Waikato | Bay of Plenty | Hawkes Bay | Taranaki | Central Districts | Wellington | West Coast | Nelson-Marlborough | South Canterbury | Canterbury | Otago-Southland | New Zealand | North Island | South Island | Growth rate NZ |  | Northland | Auckland | Waikato | Bay of Plenty | Hawkes Bay | Taranaki | Central Districts | Wellington | West Coast | Nelson-Marlborough | South Canterbury | Canterbury | Otago-Southland | New Zealand | North Island | South Island
1997 | 548.668 | 3992.544 | 1279.342 | 1047.582 | 750.15 | 449.13 | 834.99 | 1430.632 | 120.546 | 442.77 | 325.986 | 1623.898 | 2666.656 | 15100.974 | 10053.068 | 5116.796 |  | 2014 | 682.9092 | 5102.9654 | 1586.5637 | 7372.4383 | 40189146.7963 | 1025.2917 | 855.2967 | 593.3191 | 758.308 | 1740.1113 | 4972.3267 | 28871698.1261 | 145.5151 | 536.9209 | 2126.9751 | 2809.411 | 12305220.3222 | 536.4764 | 3005.5633 | 3542.0397 | 15514133.8804 | 17517.7425 | 11646.5453 | 6027.5251 |  | 2014 | 735.3182 | 5536.3111 | 1711.4796 | 1283.7761 | 901.8534 | 637.9266 | 902.8033 | 1851.0668 | 185.271 | 612.4477 | 585.2578 | 2277.0174 | 3167.0103 | 18946.2615 | 12687.4567 | 6455.4778 |  | 2014 | 735.3182 | 5536.3111 | 1711.4796 | 7983.1089 | 43518076.9301 | 1283.7761 | 901.8534 | 637.9266 | 902.8033 | 1851.0668 | 5577.4264 | 32385195.2841 | 185.271 | 612.4477 | 2277.0174 | 3074.7361 | 13467344.2736 | 585.2578 | 3167.0103 | 3752.2681 | 16434934.479 | 18946.2615 | 12687.4567 | 6455.4778 |  | 2014 | 758.6507 | 5830.4014 | 1751.8447 | 1416.5408 | 933.5873 | 665.3913 | 948.6434 | 1958.3034 | 211.1141 | 636.2275 | 633.8898 | 2408.7464 | 3257.6408 | 19676.1974 | 13208.175 | 6714.5693 |  | 2014 | 600.4811 | 4534.0669 | 1309.0775 | 669.9056 | 771.9462 | 518.627 | 307.168 | 1351.8934 | 73.9986 | 470.2059 | 445.5714 | 1833.4978 | 2441.1189 | 15018.5671 | 9943.7036 | 5140.7883
1998 | 542.588 | 3856.28 | 1295.73 | 1078.186 | 772.964 | 457.674 | 780.85 | 1423.702 | 120.568 | 449.414 | 326.29 | 1649.73 | 2732.36 | 14922.136 | 9796.332 | 5177.346 | 1.417% | 2015 | 694.3017 | 5180.7285 | 1616.1036 | 7491.1338 | 40836188.181 | 1035.5388 | 859.9265 | 598.5288 | 768.6019 | 1756.0762 | 5018.6721 | 29140801.9108 | 133.4878 | 545.0784 | 2153.7012 | 2832.2674 | 12405331.0678 | 579.1084 | 3024.4956 | 3603.604 | 15783785.4441 | 17769.4865 | 11821.5356 | 6102.4511 | 1.538% | 2015 | 748.3337 | 5628.4125 | 1742.9182 | 1299.5277 | 909.4992 | 644.8221 | 916.0491 | 1878.7364 | 174.9439 | 622.8861 | 632.9166 | 2315.0123 | 3195.6529 | 19242.2819 | 12889.9285 | 6560.4148 | 1.538% | 2015 | 748.3337 | 5628.4125 | 1742.9182 | 8119.6643 | 44262477.2956 | 1299.5277 | 909.4992 | 644.8221 | 916.0491 | 1878.7364 | 5648.6344 | 32798662.9151 | 174.9439 | 622.8861 | 2315.0123 | 3112.8422 | 13634248.6947 | 632.9166 | 3195.6529 | 3828.5695 | 16769134.3907 | 19242.2819 | 12889.9285 | 6560.4148 | 1.699% | 2015 | 772.2887 | 5928.6194 | 1785.2219 | 1436.188 | 944.6412 | 672.9025 | 963.8973 | 2001.2729 | 202.5348 | 649.2793 | 690.5746 | 2451.762 | 3295.4729 | 20016.3413 | 13440.1026 | 6847.5573 | 0.6009% | 2015 | 606.1402 | 4547.3936 | 1333.413 | 660.0062 | 768.7516 | 519.421 | 307.836 | 1349.7553 | 53.0465 | 472.482 | 476.5773 | 1843.7036 | 2440.5821 | 15109.3631 | 10012.7939 | 5178.867
1999 | 531.498 | 4004.052 | 1300.692 | 1115.49 | 793.274 | 467.346 | 763.664 | 1505.738 | 126.268 | 465.23 | 322.292 | 1752.724 | 2774.44 | 15467.24 | 10216.68 | 5392.788 | 1.14% | 2016 | 701.6033 | 5231.4632 | 1642.7885 | 7575.855 | 41298025.9467 | 1046.5803 | 864.5108 | 604.1133 | 778.1112 | 1772.3103 | 5065.6258 | 29413437.5041 | 132.0835 | 554.1122 | 2172.1578 | 2858.3535 | 12519588.1645 | 604.3272 | 3039.0915 | 3643.4187 | 15958173.9497 | 17974.4804 | 11964.7215 | 6158.6587 | 1.253% | 2016 | 756.9552 | 5692.6644 | 1771.5094 | 1319.5694 | 917.083 | 652.1733 | 928.6872 | 1906.1709 | 175.338 | 633.9655 | 663.5881 | 2344.3377 | 3220.8301 | 19486.3939 | 13059.4249 | 6646.1049 | 1.253% | 2016 | 756.9552 | 5692.6644 | 1771.5094 | 8221.129 | 44815588.4662 | 1319.5694 | 917.083 | 652.1733 | 928.6872 | 1906.1709 | 5723.6838 | 33234435.7897 | 175.338 | 633.9655 | 2344.3377 | 3153.6413 | 13812948.8506 | 663.5881 | 3220.8301 | 3884.4183 | 17013751.9957 | 19486.3939 | 13059.4249 | 6646.1049 | 1.422% | 2016 | 781.8685 | 5999.3566 | 1815.8907 | 1468.176 | 956.102 | 681.4581 | 978.9049 | 2044.1337 | 205.286 | 663.192 | 732.2903 | 2484.998 | 3333.8959 | 20305.1428 | 13639.962 | 6967.969 | -0.1046% | 2016 | 605.4994 | 4526.5867 | 1354.2411 | 647.2667 | 764.0471 | 520.6759 | 306.143 | 1346.7507 | 41.3808 | 475.1309 | 490.4769 | 1835.8131 | 2432.4169 | 15093.5777 | 10015.4549 | 5178.1079
2000 | 545.972 | 4009.58 | 1271.574 | 1143.946 | 798.186 | 510.32 | 718.086 | 1486.416 | 125.108 | 468.106 | 330.604 | 1715.688 | 2793.972 | 15509.392 | 10162.9 | 5381.416 | 1.252% | 2017 | 709.3246 | 5292.0612 | 1663.5666 | 7664.9523 | 41783719.4506 | 1059.4864 | 869.5699 | 610.3705 | 780.8962 | 1790.1869 | 5110.5098 | 29674055.4583 | 140.7355 | 563.5123 | 2195.7146 | 2899.9624 | 12701835.2955 | 625.0233 | 3055.5587 | 3680.582 | 16120949.0983 | 18202.4662 | 12113.7752 | 6228.7597 | 1.355% | 2017 | 765.7966 | 5767.4295 | 1794.3213 | 1343.7954 | 925.284 | 660.0452 | 934.7397 | 1939.1451 | 185.7131 | 645.5042 | 690.0055 | 2378.9851 | 3247.643 | 19754.0715 | 13237.1724 | 6742.858 | 1.355% | 2017 | 765.7966 | 5767.4295 | 1794.3213 | 8327.5474 | 45395703.9481 | 1343.7954 | 925.284 | 660.0452 | 934.7397 | 1939.1451 | 5803.0094 | 33695038.0108 | 185.7131 | 645.5042 | 2378.9851 | 3210.2024 | 14060686.4834 | 690.0055 | 3247.643 | 3937.6484 | 17246900.1953 | 19754.0715 | 13237.1724 | 6742.858 | 1.543% | 2017 | 791.8953 | 6081.9818 | 1840.9982 | 1509.5485 | 968.9577 | 690.8687 | 987.7674 | 2098.5092 | 218.4072 | 678.0669 | 770.1134 | 2523.7442 | 3376.4813 | 20623.3314 | 13854.1972 | 7104.5909 | -0.2627% | 2017 | 606.3534 | 4501.9839 | 1368.626 | 633.1298 | 758.9863 | 522.6704 | 296.6665 | 1342.7715 | 38.7932 | 477.6748 | 500.0115 | 1823.747 | 2424.1711 | 15054.0319 | 9993.5508 | 5176.3226
2001 | 552.956 | 4226.51 | 1354.824 | 1114.99 | 836.532 | 509.276 | 799.606 | 1494.996 | 121 | 493.866 | 340.99 | 1815.448 | 2853.468 | 15920.7554 | 10443.196 | 5512.708 | 1.472% | 2018 | 717.2882 | 5365.2762 | 1684.5291 | 7767.0936 | 42340519.0865 | 1073.0969 | 874.7806 | 616.5529 | 783.1749 | 1808.3493 | 5155.9546 | 29937929.123 | 146.4948 | 573.1703 | 2227.9665 | 2947.6316 | 12910626.3323 | 663.3432 | 3072.6179 | 3735.9611 | 16363509.6466 | 18474.3677 | 12284.6325 | 6325.0132 | 1.577% | 2018 | 774.8093 | 5857.5705 | 1817.4559 | 1370.5041 | 933.9913 | 667.9155 | 940.531 | 1976.7893 | 193.3181 | 657.6269 | 735.1108 | 2422.3274 | 3275.848 | 20070.6831 | 13437.1022 | 6863.5599 | 1.577% | 2018 | 774.8093 | 5857.5705 | 1817.4559 | 8449.8357 | 46062330.1708 | 1370.5041 | 933.9913 | 667.9155 | 940.531 | 1976.7893 | 5889.7312 | 34198586.0236 | 193.3181 | 657.6269 | 2422.3274 | 3273.2724 | 14336932.9165 | 735.1108 | 3275.848 | 4010.9588 | 17567999.3844 | 20070.6831 | 13437.1022 | 6863.5599 | 1.84% | 2018 | 802.4392 | 6183.4562 | 1866.708 | 1557.4583 | 983.148 | 700.3392 | 997.0009 | 2164.4919 | 229.4055 | 694.264 | 829.1418 | 2572.0447 | 3423.9847 | 21009.9864 | 14104.7285 | 7276.7312 | -0.148% | 2018 | 607.201 | 4482.1363 | 1382.5415 | 617.8069 | 753.3748 | 523.9617 | 285.9212 | 1337.1854 | 32.7586 | 479.9778 | 526.0032 | 1814.0337 | 2415.1951 | 15031.7902 | 9972.4816 | 5187.6484
2002 | 574.052 | 4248.104 | 1348.626 | 1155.092 | 830.232 | 514.674 | 725.762 | 1523.372 | 118.198 | 501.674 | 362.812 | 1913.286 | 2881.188 | 15988.832 | 10576.856 | 5660.3 | 1.235% | 2019 | 724.7503 | 5429.8771 | 1705.127 | 7859.7543 | 42845637.9232 | 1085.9994 | 879.7122 | 622.516 | 785.1831 | 1824.6501 | 5198.0608 | 30182417.8061 | 150.604 | 582.1449 | 2261.362 | 2994.1109 | 13114205.9147 | 697.8487 | 3088.8048 | 3786.6535 | 16585542.3237 | 18705.3722 | 12430.8537 | 6410.4359 | 1.388% | 2019 | 783.8343 | 5936.1439 | 1840.3636 | 1394.0171 | 942.3687 | 675.6979 | 945.8942 | 2011.6995 | 199.2451 | 668.9295 | 776.3409 | 2466.1312 | 3303.3966 | 20353.2708 | 13617.2363 | 6975.1789 | 1.388% | 2019 | 783.8343 | 5936.1439 | 1840.3636 | 8560.3418 | 46664729.1396 | 1394.0171 | 942.3687 | 675.6979 | 945.8942 | 2011.6995 | 5969.6774 | 34662791.5112 | 199.2451 | 668.9295 | 2466.1312 | 3334.3058 | 14604259.5806 | 776.3409 | 3303.3966 | 4079.7375 | 17869250.322 | 20353.2708 | 13617.2363 | 6975.1789 | 1.71% | 2019 | 813.7141 | 6273.1486 | 1892.4354 | 1598.2389 | 997.3419 | 709.79 | 1005.9108 | 2229.4103 | 238.886 | 709.7911 | 886.3067 | 2622.0209 | 3473.1635 | 21375.4339 | 14342.3196 | 7446.722 | -0.207% | 2019 | 607.955 | 4460.0671 | 1395.9946 | 601.6288 | 747.2958 | 524.4445 | 274.7908 | 1329.6621 | 24.9884 | 481.5154 | 546.5643 | 1803.2572 | 2405.236 | 15000.7385 | 9947.9368 | 5189.8718
2003 | 577.674 | 4254.248 | 1364.518 | 1136.188 | 812.028 | 484.62 | 819.524 | 1464.58 | 128.188 | 504.92 | 384.382 | 1833.078 | 2883.294 | 15750.7313 | 10450.088 | 5546.212 | 0.9639% | 2020 | 731.5422 | 5491.0916 | 1725.1866 | 7947.8204 | 43325709.8389 | 1097.6615 | 884.1976 | 628.1295 | 786.8742 | 1839.8894 | 5236.7521 | 30407078.2267 | 153.5935 | 590.4282 | 2293.3288 | 3037.3505 | 13303595.2567 | 707.5859 | 3103.1691 | 3810.755 | 16691107.0984 | 18887.4362 | 12560.0017 | 6465.017 | 0.9982% | 2020 | 791.6913 | 6004.1387 | 1861.7681 | 1411.7577 | 948.2781 | 682.2098 | 948.5791 | 2033.566 | 203.1284 | 678.0986 | 789.3887 | 2502.932 | 3322.5779 | 20558.4799 | 13760.9637 | 7041.6405 | 1.116% | 2020 | 792.6572 | 6010.2999 | 1862.8698 | 8665.8268 | 47239756.1821 | 1413.5238 | 950.0278 | 683.2814 | 950.7101 | 2042.3055 | 6039.8486 | 35070238.9627 | 204.0204 | 679.3203 | 2506.8661 | 3390.2069 | 14849106.0539 | 791.9635 | 3328.2164 | 4120.1799 | 18046387.8434 | 20582.8807 | 13779.1117 | 7055.8644 | 1.466% | 2020 | 825.1206 | 6358.0701 | 1917.9587 | 1631.058 | 1010.7194 | 718.9552 | 1014.2344 | 2286.3129 | 247.1866 | 724.2382 | 917.7976 | 2668.3156 | 3519.7235 | 21693.5439 | 14563.2103 | 7586.8925 | -0.3915% | 2020 | 607.761 | 4436.469 | 1408.7918 | 584.7463 | 740.8772 | 524.0961 | 263.3762 | 1321.2108 | 16.2341 | 482.5073 | 542.2493 | 1790.8809 | 2394.0657 | 14942.2468 | 9921.1998 | 5164.9855
2004 | 592.408 | 4440.822 | 1380.278 | 1173.146 | 841.718 | 496.528 | 701.67 | 1561.23 | 117.552 | 526.346 | 391.752 | 1918.616 | 2950.462 | 16732.546 | 10964.314 | 5823.384 | 1.01% | 2021 | 738.1883 | 5551.6624 | 1745.1305 | 8034.9812 | 43800846.8423 | 1108.8872 | 888.5291 | 633.5312 | 788.5473 | 1854.8481 | 5274.3429 | 30625347.9807 | 156.0659 | 598.5582 | 2325.4911 | 3080.1153 | 13490905.1006 | 724.6021 | 3117.0999 | 3841.7021 | 16826655.0249 | 19080.2289 | 12692.0316 | 6527.7828 | 0.9946% | 2021 | 798.6917 | 6069.5992 | 1882.408 | 1425.0378 | 952.9385 | 687.9683 | 950.4133 | 2050.1086 | 206.0642 | 686.7008 | 807.7187 | 2537.4699 | 3337.9922 | 20765.0035 | 13901.5393 | 7109.1655 | 1.126% | 2021 | 801.4946 | 6084.9676 | 1885.5147 | 8771.9768 | 47818408.5335 | 1432.5219 | 957.6627 | 690.8041 | 955.5678 | 2072.0302 | 6108.5867 | 35469365.482 | 208.2942 | 689.7587 | 2547.5078 | 3445.5608 | 15091556.2173 | 815.1041 | 3352.6061 | 4167.7102 | 18254570.8354 | 20817.3171 | 13939.1179 | 7143.3306 | 1.516% | 2021 | 836.7278 | 6445.2278 | 1944.0162 | 1664.6081 | 1024.5915 | 728.1527 | 1022.9247 | 2342.7064 | 255.2054 | 739.2138 | 958.7727 | 2714.6999 | 3568.0748 | 22027.5249 | 14788.8955 | 7740.1136 | -0.3633% | 2021 | 606.8169 | 4411.7755 | 1421.0281 | 567.3272 | 734.2462 | 523.1636 | 251.745 | 1311.9079 | 6.929 | 483.2065 | 544.5418 | 1777.8981 | 2382.0017 | 14888.1615 | 9892.8888 | 5145.2491
2005 | 621.2 | 4514.81 | 1376.24 | 1198.206 | 807.896 | 492.662 | 667.088 | 1577.206 | 136.918 | 539.126 | 402.706 | 1979.512 | 2964.8 | 16804.24 | 11022.396 | 5959.3 | 0.9918% | 2022 | 744.8726 | 5611.2951 | 1765.1279 | 8121.2956 | 44271369.623 | 1120.19 | 892.8932 | 639.0559 | 790.2594 | 1869.8565 | 5312.2551 | 30845484.7762 | 158.4596 | 606.7443 | 2357.6081 | 3122.812 | 13677916.7564 | 740.7323 | 3131.389 | 3872.1213 | 16959891.3474 | 19271.3596 | 12823.6094 | 6590.0175 | 0.9734% | 2022 | 805.7327 | 6134.0305 | 1903.1032 | 1438.408 | 957.6355 | 693.8579 | 952.2905 | 2066.7053 | 208.9297 | 695.3627 | 825.1719 | 2571.9818 | 3353.8036 | 20969.1258 | 14041.5887 | 7176.245 | 1.128% | 2022 | 810.4774 | 6159.9798 | 1908.486 | 8878.9431 | 48401510.624 | 1452.7042 | 965.5371 | 698.4741 | 960.5406 | 2101.9159 | 6179.1719 | 35879216.4042 | 212.5489 | 700.4847 | 2588.8849 | 3501.9186 | 15338403.2764 | 837.6965 | 3377.6807 | 4215.3771 | 18463351.7878 | 21054.7298 | 14101.0211 | 7230.6414 | 1.543% | 2022 | 848.971 | 6534.6296 | 1970.863 | 1702.7147 | 1039.2566 | 737.7741 | 1032.0225 | 2399.9319 | 263.5564 | 754.934 | 1000.875 | 2763.2915 | 3619.1809 | 22372.8 | 15021.8678 | 7898.2373 | -0.3847% | 2022 | 605.7561 | 4386.2637 | 1432.7812 | 549.5073 | 727.4729 | 522.1443 | 239.9427 | 1302.12 | -2.5699 | 483.8251 | 545.8578 | 1764.0523 | 2369.5469 | 14831.1109 | 9863.4355 | 5123.5621
2006 | 639.018 | 4708.36 | 1398.35 | 1193.76 | 802.922 | 507.872 | 793.466 | 1633.824 | 136.062 | 540.526 | 421.662 | 1982.062 | 3003.568 | 17032.356 | 11244.688 | 5934.33 | 0.98% | 2023 | 751.5434 | 5671.5936 | 1785.0642 | 8208.2011 | 44745115.2481 | 1131.571 | 897.3021 | 644.5475 | 792.0162 | 1885.0676 | 5350.5043 | 31067577.4274 | 160.8906 | 614.9352 | 2387.6931 | 3163.5189 | 13856212.8951 | 759.6957 | 3145.787 | 3905.4827 | 17106014.3998 | 19462.0908 | 12954.4475 | 6652.8432 | 0.9607% | 2023 | 812.7598 | 6199.2012 | 1923.7353 | 1451.8753 | 962.381 | 699.7127 | 954.2165 | 2083.5252 | 211.8397 | 704.0295 | 845.4749 | 2604.4773 | 3369.7335 | 21172.5361 | 14180.8741 | 7243.9265 | 1.126% | 2023 | 819.3863 | 6236.9884 | 1931.3065 | 8987.6813 | 48994271.3702 | 1473.1999 | 973.2638 | 706.1193 | 965.434 | 2131.9502 | 6249.967 | 36290286.8791 | 216.8329 | 711.1408 | 2628.0158 | 3555.9895 | 15575233.8201 | 862.9318 | 3402.3208 | 4265.2526 | 18681806.2314 | 21294.4004 | 14264.2387 | 7317.536 | 1.53% | 2023 | 861.3309 | 6628.1551 | 1997.3787 | 1742.3178 | 1053.4286 | 747.3027 | 1040.8977 | 2456.7807 | 272.0629 | 770.3079 | 1045.3454 | 2809.7368 | 3669.0145 | 22720.3476 | 15256.4115 | 8053.2618 | -0.3901% | 2023 | 604.7257 | 4360.1283 | 1444.2957 | 531.3871 | 720.6259 | 521.0887 | 228.0047 | 1292.3149 | -12.1253 | 484.5355 | 550.2829 | 1747.6016 | 2357.0209 | 14773.4862 | 9833.1814 | 5102.5077
2007 | 645.754 | 4747.636 | 1465.042 | 1159.826 | 814.906 | 510.66 | 749.848 | 1616.366 | 152.612 | 568.898 | 452.266 | 2044.214 | 3031.346 | 17415.674 | 11420.528 | 6127.286 | 0.9725% | 2024 | 758.1895 | 5731.7567 | 1804.9822 | 8294.9283 | 45217888.4855 | 1143.0014 | 901.7121 | 650.0008 | 793.8443 | 1900.3898 | 5388.9483 | 31290802.0635 | 163.3648 | 623.1268 | 2417.8411 | 3204.3327 | 14034977.4234 | 778.4052 | 3160.4899 | 3938.895 | 17252360.2115 | 19653.216 | 13085.495 | 6716.0665 | 0.9526% | 2024 | 819.761 | 6264.214 | 1944.3484 | 1465.4025 | 967.1298 | 705.5262 | 956.2211 | 2100.4675 | 214.8018 | 712.6975 | 865.5441 | 2637.0423 | 3386.0046 | 21376.175 | 14320.3897 | 7312.0821 | 1.121% | 2024 | 828.3383 | 6314.8041 | 1954.2839 | 9097.4263 | 49592521.17 | 1494.0542 | 980.9934 | 713.7398 | 970.3405 | 2161.8959 | 6321.0238 | 36702876.1025 | 221.134 | 721.8559 | 2667.8703 | 3610.8602 | 15815567.7193 | 887.8765 | 3426.7589 | 4314.6354 | 18898103.1523 | 21535.8682 | 14428.6169 | 7404.0149 | 1.516% | 2024 | 873.636 | 6724.2516 | 2024.4818 | 1783.2346 | 1067.5958 | 756.7585 | 1049.7459 | 2513.0297 | 280.5872 | 785.789 | 1089.1567 | 2858.3601 | 3717.4067 | 23070.0128 | 15492.2547 | 8204.2134 | -0.3989% | 2024 | 603.8488 | 4333.5031 | 1455.5868 | 513.0291 | 713.7112 | 519.8858 | 215.9539 | 1282.4736 | -21.7249 | 485.3778 | 554.6957 | 1730.7978 | 2344.6433 | 14714.7818 | 9802.2877 | 5081.5556
2008 | 620.766 | 4778.586 | 1429.326 | 1111.078 | 826.636 | 531.846 | 669.382 | 1677.018 | 162.962 | 570.358 | 476.872 | 2159.64 | 2824.772 | 17057.884 | 11275.068 | 5947.002 | 0.9034% | 2025 | 764.744 | 5790.949 | 1824.8291 | 8380.5221 | 45684483.4383 | 1154.4396 | 906.0951 | 655.446 | 795.6885 | 1915.7097 | 5427.379 | 31513948.5296 | 165.8388 | 631.2788 | 2447.7821 | 3244.8997 | 14212660.7345 | 787.8134 | 3175.3091 | 3963.1225 | 17358476.4079 | 19832.3879 | 13214.2462 | 6769.9643 | 0.8867% | 2025 | 826.6663 | 6328.163 | 1964.8879 | 1478.9443 | 971.8504 | 711.3309 | 958.2431 | 2117.4071 | 217.7631 | 721.3234 | 876.3273 | 2669.3855 | 3402.4016 | 21567.4122 | 14457.4456 | 7370.8788 | 1.061% | 2025 | 837.2631 | 6392.2525 | 1977.3344 | 9206.85 | 50189019.1471 | 1514.944 | 988.5964 | 721.3535 | 975.1577 | 2191.4073 | 6391.4589 | 37111856.0994 | 225.3919 | 732.5399 | 2708.0808 | 3666.0125 | 16057134.9485 | 903.2447 | 3450.8667 | 4354.1113 | 19071007.5706 | 21766.7624 | 14591.7391 | 7480.4977 | 1.447% | 2025 | 885.8251 | 6821.2269 | 2051.8778 | 1824.4754 | 1081.4946 | 766.1502 | 1058.3429 | 2568.3908 | 288.9866 | 801.1232 | 1122.6872 | 2908.5831 | 3764.1087 | 23408.8217 | 15726.4363 | 8340.9721 | -0.4658% | 2025 | 603.2354 | 4306.4848 | 1466.3728 | 494.4724 | 706.7374 | 518.6406 | 203.8085 | 1272.5599 | -31.3601 | 486.3146 | 550.0275 | 1713.7416 | 2332.4655 | 14646.5575 | 9770.8606 | 5051.8466
2009 | 626.98 | 4919.158 | 1477.594 | 1165.43 | 854.872 | 542.498 | 710.232 | 1735.428 | 178.626 | 572.288 | 483.396 | 2123.972 | 2804.562 | 17255.834 | 11438.048 | 5945.446 | 0.8732% | 2026 | 771.0823 | 5850.0167 | 1844.6604 | 8465.7595 | 46149135.0362 | 1165.8274 | 910.4471 | 660.8043 | 797.5301 | 1931.0563 | 5465.6652 | 31736256.4031 | 168.3133 | 639.3403 | 2477.6918 | 3285.3455 | 14389813.1702 | 797.2167 | 3190.0576 | 3987.2743 | 17464261.3113 | 20007.088 | 13339.777 | 6822.6362 | 0.8565% | 2026 | 833.3446 | 6391.9862 | 1985.4114 | 1492.4282 | 976.5379 | 717.0432 | 960.2623 | 2134.3755 | 220.7253 | 729.8538 | 887.1056 | 2701.6871 | 3418.7205 | 21753.7231 | 14591.0733 | 7428.3447 | 1.045% | 2026 | 846.0445 | 6470.2895 | 2000.4311 | 9316.7651 | 50788196.1244 | 1535.6772 | 996.0446 | 728.9209 | 979.8735 | 2220.5593 | 6461.0755 | 37516082.9742 | 229.6035 | 743.1444 | 2748.1765 | 3720.9244 | 16297648.9455 | 918.3471 | 3474.3465 | 4392.6935 | 19239997.6774 | 21996.6776 | 14754.3185 | 7556.0622 | 1.422% | 2026 | 897.6261 | 6920.4096 | 2079.4675 | 1865.5739 | 1095.0472 | 775.3703 | 1066.6801 | 2622.8333 | 297.2541 | 816.3202 | 1155.4667 | 2958.8992 | 3808.75 | 23746.4454 | 15959.8777 | 8472.5554 | -0.4717% | 2026 | 602.6652 | 4279.1457 | 1476.811 | 475.7428 | 699.7087 | 517.3051 | 191.5828 | 1262.6341 | -40.6546 | 487.2612 | 545.3814 | 1696.5144 | 2320.328 | 14577.7991 | 9738.9953 | 5022.2046
2010 | 624.59 | 4818.172 | 1493.544 | 1176.722 | 856.966 | 548.524 | 639.576 | 1658.57 | 181.704 | 567.728 | 485.894 | 2050.266 | 2887.732 | 17099.106 | 11190.976 | 6032.162 | 0.8326% | 2027 | 777.3877 | 5908.8619 | 1864.4781 | 8550.7277 | 46612320.0301 | 1177.2528 | 914.7931 | 666.1411 | 799.4112 | 1946.4735 | 5504.0717 | 31959263.0363 | 170.8607 | 647.3699 | 2507.5947 | 3325.8253 | 14567114.9334 | 806.6566 | 3204.9695 | 4011.6261 | 17570922.3663 | 20175.0572 | 13460.3715 | 6873.4456 | 0.817% | 2027 | 839.9885 | 6455.5669 | 2005.9208 | 1505.9563 | 981.2202 | 722.7323 | 962.3251 | 2151.4217 | 223.7758 | 738.3508 | 897.9243 | 2733.9799 | 3435.2226 | 21932.9054 | 14719.4242 | 7483.7771 | 1.034% | 2027 | 854.7987 | 6548.7232 | 2023.5295 | 9427.0514 | 51389396.5837 | 1556.7116 | 1003.4204 | 736.4841 | 984.6038 | 2249.6206 | 6530.8405 | 37921171.8415 | 233.8658 | 753.7604 | 2788.4012 | 3776.0274 | 16538999.9383 | 933.3891 | 3497.7823 | 4431.1714 | 19408530.6226 | 22226.4911 | 14916.8354 | 7630.8265 | 1.413% | 2027 | 909.27 | 7021.5159 | 2107.1221 | 1907.8296 | 1108.3785 | 784.5318 | 1074.9958 | 2676.8184 | 305.5649 | 831.5598 | 1187.6317 | 3009.9132 | 3852.6797 | 24086.8878 | 16194.702 | 8601.7974 | -0.4771% | 2027 | 602.1146 | 4251.5401 | 1487.0273 | 456.8616 | 692.6323 | 515.9375 | 179.2886 | 1252.7094 | -49.468 | 488.2747 | 541.0885 | 1679.1224 | 2308.2797 | 14508.5783 | 9706.7595 | 4992.7883
2011 | 621.582 | 5015.076 | 1378.474 | 1175.796 | 845.43 | 557.17 | 677.864 | 1789.026 | 168.656 | 587.786 | 449.702 | 2054.608 | 2927.98 | 17376.126 | 11397.67 | 5959.504 | 0.8452% | 2028 | 783.6404 | 5967.7382 | 1884.2439 | 8635.6226 | 47075104.6904 | 1188.7291 | 919.1189 | 671.5095 | 801.3242 | 1961.9766 | 5542.6583 | 32183315.0906 | 173.5048 | 655.4029 | 2537.3562 | 3366.2639 | 14744235.7317 | 816.1797 | 3220.0208 | 4036.2004 | 17678557.8844 | 20347.0382 | 13583.7191 | 6925.3959 | 0.8308% | 2028 | 846.5775 | 6519.1866 | 2026.3764 | 1519.5468 | 985.8821 | 728.4547 | 964.4228 | 2168.5624 | 226.9428 | 746.8516 | 908.8397 | 2766.1226 | 3451.878 | 22116.6546 | 14850.7652 | 7540.4542 | 1.037% | 2028 | 863.6143 | 6627.8311 | 2046.7659 | 9538.2113 | 51995358.7714 | 1578.2531 | 1010.8353 | 744.0759 | 989.3335 | 2278.937 | 6601.4347 | 38331075.5774 | 238.2036 | 764.4433 | 2829.2587 | 3831.9057 | 16783746.9462 | 948.5491 | 3521.223 | 4469.7721 | 19577601.9229 | 22459.5037 | 15081.1985 | 7706.6599 | 1.414% | 2028 | 921.0916 | 7125.0373 | 2135.4174 | 1951.9193 | 1121.9381 | 793.7308 | 1083.2404 | 2731.2136 | 313.9698 | 847.0071 | 1219.7314 | 3063.5744 | 3895.9402 | 24432.48 | 16432.5898 | 8728.906 | -0.4822% | 2028 | 601.654 | 4223.7098 | 1496.6882 | 437.8483 | 685.488 | 514.4715 | 166.9355 | 1242.795 | -57.956 | 489.3746 | 536.9314 | 1661.5513 | 2296.3549 | 14438.9571 | 9674.2022 | 4963.4943
2012 | 621.308 | 4741.678 | 1472.114 | 1106.264 | 840.122 | 565.566 | 636.402 | 1660.624 | 171.604 | 591.276 | 453.778 | 2006.454 | 2867.764 | 16901.56 | 11144.992 | 5937.302 | 0.8519% | 2029 | 789.8441 | 6026.8286 | 1903.9423 | 8720.6151 | 47538421.6288 | 1200.2871 | 923.441 | 676.8398 | 803.2594 | 1977.5356 | 5581.3629 | 32408052.7604 | 176.2138 | 663.4569 | 2567.0655 | 3406.7361 | 14921504.3278 | 825.7687 | 3235.1422 | 4060.9109 | 17786789.8823 | 20521.8555 | 13708.8172 | 6978.3203 | 0.8362% | 2029 | 853.1153 | 6583.0436 | 2046.7623 | 1533.2348 | 990.5408 | 734.1366 | 966.5449 | 2185.7646 | 230.1877 | 755.3747 | 919.8316 | 2798.2067 | 3468.6115 | 22303.152 | 14983.9381 | 7598.2026 | 1.039% | 2029 | 872.3783 | 6707.7198 | 2069.9423 | 9650.0404 | 52604969.4053 | 1600.139 | 1018.175 | 751.6595 | 994.0573 | 2308.6426 | 6672.6734 | 38744721.5112 | 242.603 | 775.2011 | 2870.2373 | 3888.0413 | 17029621.0432 | 963.8853 | 3544.5706 | 4508.4559 | 19747036.651 | 22695.3132 | 15247.4382 | 7782.5751 | 1.418% | 2029 | 932.6976 | 7231.1561 | 2163.5706 | 1997.1092 | 1135.2366 | 802.8682 | 1091.418 | 2786.6768 | 322.5313 | 862.7677 | 1252.1387 | 3117.8631 | 3938.4751 | 24783.9196 | 16673.7167 | 8854.4604 | -0.4872% | 2029 | 601.2619 | 4195.6881 | 1505.8206 | 418.7202 | 678.3019 | 512.9581 | 154.5313 | 1232.8316 | -66.0844 | 490.451 | 532.8955 | 1643.8732 | 2284.4852 | 14368.9566 | 9641.3635 | 4934.2262
2013 | 629.198 | 4865.5 | 1414.012 | 984.468 | 841.472 | 570.26 | 580.056 | 1694.524 | 154.28 | 591.55 | 480.86 | 2087.03 | 2881.18 | 16947.086 | 11127.044 | 5954.986 | 0.8467% | 2030 | 504.5302 | 6085.8706 | 1923.5773 | 8513.9781 | 46411987.6741 | 1211.8962 | 927.7443 | 682.1844 | 805.2167 | 1993.1534 | 5620.195 | 32633530.2383 | 178.9162 | 671.4955 | 2596.6954 | 3447.1071 | 15098329.0606 | 835.4225 | 3250.3802 | 4085.8027 | 17895815.9304 | 20697.0927 | 13834.0378 | 7031.404 | 0.8317% | 2030 | 859.6049 | 6646.8482 | 2067.0825 | 1546.9844 | 995.1803 | 739.8333 | 968.6913 | 2203.0315 | 233.4247 | 763.8816 | 930.8983 | 2830.2073 | 3485.4746 | 22490.2114 | 15117.2485 | 7656.1244 | 1.036% | 2030 | 881.1604 | 6788.0444 | 2093.1216 | 9762.3263 | 53217070.2972 | 1622.4766 | 1025.5036 | 759.262 | 998.7919 | 2338.6304 | 6744.6645 | 39162736.1345 | 247.0157 | 785.9787 | 2911.5235 | 3944.5179 | 17276988.4341 | 979.3579 | 3567.9777 | 4547.3357 | 19917330.2006 | 22932.8046 | 15414.7238 | 7858.6983 | 1.418% | 2030 | 944.3641 | 7339.3246 | 2191.9801 | 2043.9899 | 1148.5678 | 812.031 | 1099.5764 | 2842.8413 | 331.1824 | 878.7001 | 1284.5787 | 3173.791 | 3980.7062 | 25140.454 | 16917.542 | 8979.0018 | -0.4921% | 2030 | 600.8656 | 4167.5012 | 1514.5193 | 399.49 | 671.0543 | 511.3708 | 142.0827 | 1222.8442 | -74.2272 | 491.5366 | 529.0456 | 1626.0679 | 2272.6604 | 14298.6003 | 9608.2746 | 4904.9529
2014 | n/a | n/a | n/a | n/a | n/a | n/a | n/a | n/a | n/a | n/a | n/a | n/a | n/a | n/a | n/a | n/a | 0.8404% | 2031 | 802.1181 | 6144.9888 | 1943.1596 | 8890.2666 | 48463237.5605 | 1223.5874 | 932.0438 | 687.5217 | 807.1895 | 2008.8266 | 5659.169 | 32859831.81 | 181.6143 | 679.5477 | 2626.2808 | 3487.4427 | 15274999.1702 | 845.1144 | 3265.7114 | 4110.8258 | 18005417.2065 | 20872.509 | 13959.3241 | 7084.579 | 0.8257% | 2031 | 866.0521 | 6710.7418 | 2087.3483 | 1560.8314 | 999.8163 | 745.5223 | 970.8546 | 2220.3593 | 236.6564 | 772.403 | 942.0101 | 2862.159 | 3502.4407 | 22677.4575 | 15250.6212 | 7714.1592 | 1.04% | 2031 | 889.9324 | 6868.9504 | 2116.2918 | 9875.1746 | 53832236.6973 | 1645.2376 | 1032.7882 | 766.8734 | 1003.5309 | 2368.9787 | 6817.4088 | 39585124.3813 | 251.4226 | 796.7911 | 2952.8883 | 4001.102 | 17524826.6102 | 994.8326 | 3591.4123 | 4586.2449 | 20087752.4782 | 23173.7578 | 15584.2868 | 7935.5372 | 1.421% | 2031 | 955.9562 | 7449.9264 | 2220.4582 | 2092.3145 | 1161.7313 | 821.193 | 1107.7048 | 2899.9925 | 339.8191 | 894.7875 | 1316.7788 | 3230.2492 | 4022.5216 | 25502.8802 | 17164.6952 | 9102.196 | -0.4968% | 2031 | 600.51 | 4140.257 | 1522.6705 | 380.1702 | 663.7616 | 509.7405 | 129.5951 | 1212.8209 | -82.3822 | 492.6308 | 525.2779 | 1608.1797 | 2260.874 | 14227.9164 | 9574.9599 | 4875.6647
[17 empty] | 0.8141% | 2032 | 808.1829 | 6204.1541 | 1962.6914 | 8975.0284 | 48925296.9586 | 1235.331 | 936.3257 | 692.8544 | 809.178 | 2024.5495 | 5698.2387 | 33086689.013 | 184.3338 | 687.5917 | 2655.8127 | 3527.7382 | 15451493.2612 | 854.8709 | 3281.1172 | 4135.9881 | 18115627.9154 | 21043.8364 | 14081.6011 | 7136.4318 | 0.8006% | 2032 | 872.4452 | 6774.6917 | 2107.5617 | 1574.7417 | 1004.4341 | 751.2062 | 973.0352 | 2237.7419 | 239.9141 | 780.9158 | 953.1951 | 2894.0544 | 3519.4896 | 22860.4728 | 15380.7662 | 7770.7466 | 1.031% | 2032 | 898.7046 | 6950.3382 | 2139.4435 | 9988.4864 | 54449929.5276 | 1668.3764 | 1040.0451 | 774.4904 | 1008.2635 | 2399.6545 | 6890.83 | 40011442.5112 | 255.8711 | 807.6243 | 2994.3805 | 4057.8759 | 17773496.5051 | 1010.5525 | 3614.8654 | 4625.4179 | 20259330.5207 | 23415.0599 | 15754.1227 | 8011.6976 | 1.423% | 2032 | 967.5398 | 7562.7469 | 2249.018 | 2142.0233 | 1174.8549 | 830.3412 | 1115.7654 | 2958.0611 | 348.5515 | 911.0684 | 1349.2436 | 3287.5957 | 4063.985 | 25871.0661 | 17414.9321 | 9224.4783 | -0.5014% | 2032 | 600.131 | 4126.4036 | 1530.3364 | 360.7714 | 656.414 | 508.0494 | 117.0733 | 1202.7564 | -90.548 | 493.6945 | 521.6745 | 1590.202 | 2249.1035 | 14156.9301 | 9541.4438 | 4846.3183
[17 empty] | 0.8218% | 2033 | 814.2415 | 6263.3314 | 1982.1882 | 9059.761 | 49387197.5952 | 1247.1374 | 940.6133 | 698.1849 | 811.1817 | 2040.3187 | 5737.436 | 33314287.4598 | 187.065 | 695.6704 | 2685.3411 | 3568.0765 | 15628175.2111 | 864.6773 | 3296.6159 | 4161.2932 | 18226464.3941 | 21218.2102 | 14205.9313 | 7189.2309 | 0.8091% | 2033 | 878.8321 | 6838.6591 | 2127.739 | 1588.7262 | 1009.0587 | 756.8875 | 975.2325 | 2255.1753 | 243.1854 | 789.4656 | 964.4396 | 2925.946 | 3536.6416 | 23046.9553 | 15513.1433 | 7828.3645 | 1.029% | 2033 | 907.4693 | 7032.0884 | 2162.5488 | 10102.1066 | 55069303.8343 | 1691.9018 | 1047.3003 | 782.1155 | 1013.0102 | 2430.6845 | 6965.0124 | 40442180.7627 | 260.3401 | 818.5023 | 3035.9464 | 4114.7888 | 18022775.1092 | 1026.4026 | 3638.3854 | 4664.788 | 20431771.3892 | 23658.587 | 15925.2255 | 8088.6925 | 1.424% | 2033 | 979.0386 | 7677.4678 | 2277.4667 | 2193.1473 | 1187.8864 | 839.4933 | 1123.8277 | 3017.1814 | 357.3248 | 927.5193 | 1382.0145 | 3345.4131 | 4105.2152 | 26244.7404 | 17668.0591 | 9345.9307 | -0.506% | 2033 | 599.7513 | 4112.4394 | 1537.6601 | 341.3026 | 649.0274 | 506.33 | 104.5213 | 1192.6424 | -98.723 | 494.774 | 518.068 | 1572.1597 | 2237.3384 | 14085.6631 | 9507.7483 | 4816.9183
[17 empty] | 0.8047% | 2034 | 820.2526 | 6322.5518 | 2001.7022 | 9144.5066 | 49849168.3931 | 1258.9631 | 944.8816 | 703.5447 | 813.199 | 2056.1432 | 5776.7315 | 33542456.0353 | 189.7878 | 703.7179 | 2711.8733 | 3605.379 | 15791560.1172 | 874.5172 | 3312.1811 | 4186.6983 | 18337738.4092 | 21390.341 | 14330.6214 | 7239.4537 | 0.7917% | 2034 | 885.1695 | 6902.678 | 2147.934 | 1602.7352 | 1013.6633 | 762.5993 | 977.4446 | 2272.6697 | 246.4467 | 797.9822 | 975.7218 | 2954.6315 | 3553.8671 | 23230.8797 | 15645.8712 | 7883.1972 | 1.02% | 2034 | 916.3377 | 7114.3474 | 2185.8822 | 10216.5672 | 55693259.6109 | 1716.0415 | 1054.6607 | 789.7723 | 1017.7553 | 2462.0669 | 7040.2968 | 40879317.8682 | 264.826 | 829.4395 | 3075.1352 | 4169.4006 | 18261974.7373 | 1042.3234 | 3661.9471 | 4704.2705 | 20604704.723 | 23902.3772 | 16098.6297 | 8162.9436 | 1.417% | 2034 | 991.0566 | 7794.529 | 2307.0728 | 2246.8268 | 1201.5371 | 848.7652 | 1131.8382 | 3077.269 | 366.2017 | 944.5023 | 1414.559 | 3403.7715 | 4146.1946 | 26622.0953 | 17925.3757 | 9462.726 | -0.5105% | 2034 | 599.231 | 4098.3767 | 1543.9057 | 321.7711 | 641.5021 | 504.3354 | 91.9423 | 1182.4909 | -106.9063 | 495.7615 | 514.6495 | 1553.9282 | 2225.5718 | 14014.1146 | 9473.8755 | 4787.2494
[17 empty] | 0.7988% | 2035 | 826.2376 | 6381.7886 | 2021.2092 | 9229.2354 | 50311048.165 | 1270.8699 | 949.1504 | 708.8867 | 815.2273 | 2071.9927 | 5816.127 | 33771204.6494 | 192.5338 | 711.8224 | 2736.9827 | 3641.339 | 15949064.6111 | 884.4108 | 3327.8147 | 4212.2255 | 18449547.6436 | 21562.5768 | 14456.4205 | 7288.7086 | 0.7866% | 2035 | 891.4797 | 6966.7191 | 2168.1219 | 1616.8401 | 1018.2687 | 768.2922 | 979.669 | 2290.1915 | 249.7361 | 806.5591 | 987.0667 | 2981.7267 | 3571.1687 | 23415.0519 | 15779.7947 | 7936.9704 | 1.02% | 2035 | 925.1463 | 7197.1351 | 2209.1637 | 10331.4451 | 56319490.0665 | 1740.5386 | 1061.9444 | 797.4273 | 1022.5171 | 2493.9554 | 7116.3827 | 41321109.2612 | 269.3432 | 840.4419 | 3112.7123 | 4222.4973 | 18494538.235 | 1058.4897 | 3685.5999 | 4744.0896 | 20779112.4189 | 24148.7147 | 16274.6315 | 8236.5437 | 1.422% | 2035 | 1002.7378 | 7914.1008 | 2336.2143 | 2301.6758 | 1214.7873 | 858.0109 | 1139.8681 | 3139.1403 | 375.1185 | 961.7807 | 1447.6879 | 3460.0238 | 4187.1885 | 27006.0746 | 18187.15 | 9577.578 | -0.515% | 2035 | 598.7298 | 4084.2264 | 1549.6328 | 302.1851 | 633.9676 | 502.398 | 79.3394 | 1172.2455 | -115.0966 | 496.6521 | 511.1834 | 1535.6761 | 2213.7786 | 13942.3098 | 9439.8466 | 4757.4921
[17 empty] | 0.8045% | 2036 | 832.2019 | 6441.0079 | 2040.6391 | 9313.8489 | 50772298.9965 | 1282.8399 | 953.4215 | 714.2182 | 817.2642 | 2087.8864 | 5855.6304 | 34000580.2106 | 195.2888 | 719.9218 | 2762.1668 | 3677.3773 | 16106912.6589 | 894.3461 | 3343.5159 | 4237.8619 | 18561835.327 | 21737.4584 | 14583.8408 | 7338.7966 | 0.7925% | 2036 | 897.7685 | 7030.7442 | 2188.2299 | 1631.0201 | 1022.877 | 773.9742 | 981.9028 | 2307.7622 | 253.0358 | 815.1307 | 998.4596 | 3008.9043 | 3588.545 | 23602.0907 | 15915.4445 | 7991.6483 | 1.016% | 2036 | 933.9291 | 7280.4767 | 2232.2642 | 10446.6699 | 56947611.6621 | 1765.4448 | 1069.1923 | 805.0839 | 1027.3029 | 2526.1984 | 7193.2223 | 41767276.1559 | 273.8919 | 851.4245 | 3150.0188 | 4275.3352 | 18725968.2756 | 1074.8973 | 3709.3593 | 4784.2567 | 20955044.3273 | 24396.4932 | 16451.5993 | 8310.2841 | 1.424% | 2036 | 1014.2506 | 8036.355 | 2364.8344 | 2358.0259 | 1227.7272 | 867.2388 | 1147.9441 | 3202.1106 | 384.1217 | 979.0642 | 1481.4378 | 3515.077 | 4228.245 | 27396.123 | 18452.4609 | 9692.6062 | -0.5193% | 2036 | 598.2433 | 4069.9973 | 1555.5599 | 282.5503 | 626.4294 | 500.4958 | 66.715 | 1161.9484 | -123.2934 | 497.5255 | 507.7854 | 1517.4113 | 2201.9537 | 13870.2815 | 9405.6803 | 4727.6285
[17 empty] | 0.7904% | 2037 | 838.1474 | 6500.2612 | 2060.0889 | 9398.4975 | 51233741.3481 | 1294.8252 | 957.6854 | 719.5817 | 819.3105 | 2103.8239 | 5895.2266 | 34230495.0448 | 198.0365 | 728.0188 | 2787.2383 | 3713.2936 | 16264225.8968 | 904.3359 | 3359.2926 | 4263.6285 | 18674692.783 | 21910.6373 | 14709.916 | 7388.4547 | 0.7785% | 2037 | 904.038 | 7094.8112 | 2208.3585 | 1645.2191 | 1027.4781 | 779.6894 | 984.1468 | 2325.3809 | 256.3269 | 823.7 | 1009.9153 | 3035.9629 | 3606.0052 | 23787.2685 | 16049.648 | 8045.862 | 1.011% | 2037 | 942.7979 | 7364.4089 | 2255.5247 | 10562.7315 | 57580294.2745 | 1791.0063 | 1076.536 | 812.7697 | 1032.0906 | 2558.7763 | 7271.1788 | 42219929.1952 | 278.4606 | 862.4635 | 3187.8393 | 4328.7634 | 18959983.5539 | 1091.4447 | 3733.2183 | 4824.6631 | 21132024.2369 | 24645.6207 | 16629.3689 | 8384.0224 | 1.429% | 2037 | 1026.2781 | 8161.2629 | 2394.4409 | 2417.172 | 1241.2133 | 876.6009 | 1155.9886 | 3266.1549 | 393.249 | 996.7432 | 1515.0808 | 3573.2932 | 4269.2881 | 27793.3815 | 18722.2109 | 9807.3129 | -0.5236% | 2037 | 597.5371 | 4055.6975 | 1560.5637 | 262.8712 | 618.7461 | 498.3618 | 54.0714 | 1151.6076 | -131.4958 | 498.3804 | 504.5477 | 1498.999 | 2190.0995 | 13798.0394 | 9371.3701 | 4697.701
[17 empty] | 0.7794% | 2038 | 844.0949 | 6559.542 | 2079.6392 | 9483.2761 | 51695892.4208 | 1306.8352 | 961.9486 | 724.9759 | 821.3684 | 2119.8006 | 5934.9287 | 34461024.0756 | 200.8056 | 736.1514 | 2812.1739 | 3749.131 | 16421193.6127 | 914.3504 | 3375.1276 | 4289.4781 | 18787913.9185 | 22082.7499 | 14835.2675 | 7437.8056 | 0.7682% | 2038 | 910.3095 | 7158.9116 | 2228.5911 | 1659.4487 | 1032.0789 | 785.4366 | 986.4037 | 2343.0429 | 259.6437 | 832.3069 | 1021.401 | 3062.8754 | 3623.5298 | 23971.4219 | 16183.086 | 8099.7462 | 1.015% | 2038 | 951.7442 | 7448.9029 | 2279.0815 | 10679.7286 | 58218076.9149 | 1817.1634 | 1083.9631 | 820.4826 | 1036.8874 | 2591.8145 | 7350.311 | 42679408.2346 | 283.0662 | 873.6146 | 3226.3956 | 4383.0765 | 19197875.0471 | 1108.0808 | 3757.1252 | 4865.206 | 21309602.2138 | 24898.2163 | 16809.3891 | 8458.2802 | 1.441% | 2038 | 1038.7966 | 8288.7392 | 2425.3044 | 2478.8185 | 1255.2504 | 886.1058 | 1164.0233 | 3331.7686 | 402.434 | 1015.1829 | 1548.9093 | 3635.7355 | 4310.1257 | 28199.6273 | 18997.2982 | 9921.5142 | -0.5278% | 2038 | 596.5821 | 4041.3338 | 1563.9853 | 243.1528 | 610.8907 | 496.0104 | 41.4103 | 1141.2049 | -139.7033 | 499.0755 | 501.2434 | 1481.3546 | 2178.2209 | 13725.5972 | 9336.9154 | 4667.6991
[17 empty] | 0.79% | 2039 | 850.1904 | 6618.2675 | 2099.2074 | 9567.6653 | 52155920.5528 | 1319.0633 | 966.2733 | 730.4726 | 823.5155 | 2135.5635 | 5974.8883 | 34693048.514 | 203.6361 | 744.5386 | 2837.4578 | 3785.6324 | 16581069.9248 | 924.4689 | 3391.1975 | 4315.6665 | 18902619.2455 | 22258.5823 | 14962.8719 | 7488.7062 | 0.779% | 2039 | 916.7374 | 7222.4037 | 2248.8422 | 1673.933 | 1036.7467 | 791.2943 | 988.759 | 2360.4695 | 263.0343 | 841.1836 | 1033.0032 | 3090.1631 | 3641.3166 | 24159.6342 | 16318.9405 | 8155.3165 | 1.012% | 2039 | 960.6612 | 7532.9481 | 2302.5202 | 10796.1294 | 58852609.457 | 1844.1837 | 1091.4466 | 828.2328 | 1041.7904 | 2623.9133 | 7429.5669 | 43139605.5781 | 287.798 | 885.0236 | 3264.802 | 4437.6236 | 19436791.4124 | 1125.2727 | 3781.4099 | 4906.6826 | 21491269.9162 | 25152.8384 | 16990.0624 | 8533.7005 | 1.436% | 2039 | 1050.8477 | 8416.3898 | 2455.227 | 2542.6335 | 1268.8487 | 895.7088 | 1172.2221 | 3397.2486 | 411.8968 | 1034.4767 | 1583.5607 | 3696.6412 | 4351.4211 | 28610.6113 | 19273.3049 | 10037.3464 | -0.5317% | 2039 | 595.8418 | 4026.9123 | 1567.6359 | 223.3997 | 603.1128 | 493.9757 | 29.3325 | 1130.6304 | -147.9153 | 499.7978 | 498.2123 | 1468.5763 | 2166.3321 | 13652.9997 | 9302.3665 | 4637.7117
[17 empty] | 0.7825% | 2040 | 856.4138 | 6677.0354 | 2118.8326 | 9652.2818 | 52617187.68 | 1331.4125 | 970.6529 | 736.0738 | 825.7767 | 2151.3341 | 6015.25 | 34927408.0062 | 206.5213 | 752.9963 | 2862.8227 | 3822.3403 | 16741850.3548 | 934.6847 | 3407.4524 | 4342.1371 | 19018560.3771 | 22434.1362 | 15089.9735 | 7539.7908 | 0.7713% | 2040 | 923.301 | 7285.9513 | 2269.1522 | 1688.5643 | 1041.4742 | 797.2629 | 991.2405 | 2377.9037 | 266.4902 | 850.1349 | 1044.7212 | 3117.5462 | 3659.3071 | 24347.4224 | 16454.2383 | 8211.0964 | 1.006% | 2040 | 969.7384 | 7617.0068 | 2326.1232 | 10912.8684 | 59488984.9985 | 1872.2359 | 1099.1288 | 836.0324 | 1046.7175 | 2654.9812 | 7509.0959 | 43601388.9496 | 292.6046 | 896.51 | 3303.8813 | 4492.9959 | 19679322.0696 | 1142.6492 | 3805.9 | 4948.5492 | 21674645.5011 | 25408.5275 | 17171.1953 | 8609.3263 | 1.416% | 2040 | 1063.951 | 8544.2952 | 2486.5175 | 2609.8128 | 1283.2187 | 905.5522 | 1180.3665 | 3459.6786 | 421.4242 | 1054.1549 | 1618.0737 | 3761.6366 | 4392.3141 | 29021.4645 | 19548.9784 | 10151.8254 | -0.5355% | 2040 | 594.9037 | 4012.4388 | 1570.5406 | 203.6147 | 595.1129 | 491.7193 | 18.8531 | 1120.1509 | -156.1313 | 500.6337 | 495.276 | 1455.5883 | 2154.4655 | 13580.2722 | 9268.5751 | 4607.7164
[17 empty] | 0.774% | 2041 | 862.6003 | 6736.0546 | 2138.426 | 9737.0809 | 53079450.6129 | 1343.9039 | 975.0363 | 741.6471 | 828.0706 | 2167.1706 | 6055.8285 | 35163025.8448 | 209.416 | 761.4884 | 2888.2433 | 3859.1477 | 16903066.9382 | 944.967 | 3423.8105 | 4368.7774 | 19135245.213 | 22609.1272 | 15216.628 | 7590.5886 | 0.7634% | 2041 | 929.8263 | 7349.7764 | 2289.4294 | 1703.363 | 1046.2063 | 803.2024 | 993.7579 | 2395.4106 | 269.9571 | 859.1222 | 1056.5146 | 3144.9883 | 3677.4122 | 24534.7233 | 16589.0702 | 8266.5566 | 0.9925% | 2041 | 978.7236 | 7701.134 | 2349.637 | 11029.4946 | 60124745.7294 | 1900.5904 | 1106.7134 | 843.8073 | 1051.6461 | 2686.3486 | 7589.1057 | 44065963.9081 | 297.4251 | 907.9964 | 3342.7379 | 4548.1594 | 19920938.0684 | 1160.1921 | 3830.3494 | 4990.5414 | 21858571.3466 | 25663.2237 | 17351.4341 | 8684.5319 | 1.39% | 2041 | 1076.4025 | 8672.021 | 2516.9732 | 2677.0871 | 1296.9172 | 915.2756 | 1188.4285 | 3522.9787 | 430.9078 | 1073.9519 | 1652.061 | 3825.3995 | 4432.2127 | 29430.6477 | 19822.9909 | 10263.5762 | -0.5391% | 2041 | 594.164 | 3997.9183 | 1573.259 | 183.8017 | 587.1657 | 489.5947 | 8.6685 | 1109.6605 | -164.3511 | 501.3363 | 492.5545 | 1442.6577 | 2142.5987 | 13507.4564 | 9256.6988 | 4577.6657
[17 empty] | 0.772% | 2042 | 868.7875 | 6795.1647 | 2157.9747 | 9821.9269 | 53541969.1759 | 1356.4474 | 979.418 | 747.2321 | 830.4138 | 2183.0558 | 6096.567 | 35399573.3057 | 212.304 | 769.9866 | 2913.7147 | 3896.0053 | 17064503.2638 | 955.3263 | 3440.2646 | 4395.591 | 19252688.4891 | 22785.0368 | 15343.8675 | 7641.7893 | 0.7617% | 2042 | 936.3527 | 7413.702 | 2309.6604 | 1718.2255 | 1050.937 | 809.154 | 996.328 | 2412.9712 | 273.416 | 868.1164 | 1068.3983 | 3172.4881 | 3695.6238 | 24723.0305 | 16724.5276 | 8322.4622 | 0.9901% | 2042 | 987.7235 | 7785.6487 | 2373.0725 | 11146.4447 | 60762272.3041 | 1929.4825 | 1114.2987 | 851.5919 | 1056.6082 | 2717.957 | 7669.9383 | 44535316.5813 | 302.2462 | 919.5069 | 3381.6124 | 4603.3655 | 20162741.0316 | 1177.9971 | 3854.8973 | 5032.8944 | 22044077.6028 | 25919.8654 | 17532.7678 | 8760.1493 | 1.378% | 2042 | 1088.8978 | 8801.2718 | 2547.4956 | 2746.0573 | 1310.6447 | 925.0968 | 1196.5384 | 3586.9875 | 440.3858 | 1093.847 | 1686.2214 | 3889.7238 | 4471.8652 | 29841.8736 | 20097.9192 | 10374.8292 | -0.5429% | 2042 | 593.3347 | 3983.3546 | 1575.9574 | 163.9625 | 579.1405 | 487.3828 | -0.17493 | 1099.152 | -172.5742 | 502.0899 | 489.8481 | 1429.6549 | 2130.7041 | 13434.5152 | 9244.7367 | 4547.4926
[17 empty] | 0.7652% | 2043 | 874.9744 | 6854.3266 | 2177.5386 | 9906.8397 | 54004851.3818 | 1369.0251 | 983.8022 | 752.8285 | 832.7637 | 2198.9737 | 6137.3932 | 35636629.5426 | 215.2089 | 778.5064 | 2939.1789 | 3932.8942 | 17226076.5914 | 965.7025 | 3456.7849 | 4422.4875 | 19370495.0337 | 22960.7395 | 15470.8216 | 7692.9025 | 0.7551% | 2043 | 942.879 | 7477.687 | 2329.907 | 1733.1287 | 1055.6707 | 815.1176 | 998.9054 | 2430.5681 | 276.8954 | 877.1335 | 1080.3023 | 3199.9808 | 3713.9085 | 24911.145 | 16859.6768 | 8378.2674 | 0.9811% | 2043 | 996.7457 | 7870.708 | 2396.5608 | 11264.0145 | 61403176.7475 | 1959.0649 | 1121.919 | 859.3882 | 1061.5774 | 2749.9445 | 7751.894 | 45011190.4492 | 307.1302 | 931.0782 | 3420.762 | 4658.9705 | 20406290.6298 | 1195.8899 | 3879.5592 | 5075.4491 | 22230467.0375 | 26176.6756 | 17714.0396 | 8835.6044 | 1.381% | 2043 | 1101.5827 | 8932.7117 | 2578.3647 | 2817.6139 | 1324.5649 | 935.037 | 1204.6432 | 3652.4312 | 450.017 | 1114.2072 | 1720.4629 | 3955.8874 | 4511.5186 | 30259.6116 | 20376.6246 | 10486.0671 | -0.5469% | 2043 | 592.3812 | 3968.7509 | 1578.0795 | 144.0993 | 571.0216 | 485.0765 | -9.0292 | 1088.5933 | -180.8004 | 502.7459 | 487.1246 | 1416.5666 | 2118.7511 | 13361.4454 | 9232.7063 | 4517.1893
[17 empty] | 0.7574% | 2044 | 881.1392 | 6913.5592 | 2197.0289 | 9991.7272 | 54467596.3942 | 1381.6854 | 988.185 | 758.4161 | 835.1207 | 2214.9289 | 6178.3361 | 35874363.5534 | 218.1541 | 787.0636 | 2964.6932 | 3969.9108 | 17388209.5209 | 976.1274 | 3473.3749 | 4449.5023 | 19488819.9121 | 23135.9764 | 15597.4855 | 7744.0061 | 0.7475% | 2044 | 949.3824 | 7541.7515 | 2350.0775 | 1748.1298 | 1060.4035 | 821.0723 | 1001.4905 | 2448.2059 | 280.4229 | 886.1901 | 1092.261 | 3227.5275 | 3732.2704 | 25098.7472 | 16994.5173 | 8434.071 | 0.9823% | 2044 | 1005.7106 | 7956.2384 | 2419.88 | 11381.829 | 62045415.4681 | 1989.2265 | 1129.5163 | 867.1785 | 1066.5592 | 2782.3229 | 7834.8033 | 45492601.6411 | 312.1051 | 942.6839 | 3459.6831 | 4714.4721 | 20649387.9882 | 1214.0826 | 3904.3701 | 5118.4527 | 22418822.7324 | 26436.3519 | 17896.9322 | 8911.6079 | 1.377% | 2044 | 1113.7333 | 9066.0434 | 2608.2083 | 2890.8098 | 1338.0451 | 944.9345 | 1212.7707 | 3719.3273 | 459.8293 | 1134.7476 | 1755.0709 | 4020.717 | 4551.3637 | 30682.1588 | 20657.5354 | 10597.9981 | -0.5506% | 2044 | 591.5899 | 3954.1107 | 1580.6179 | 124.2146 | 562.9775 | 482.8815 | -17.8935 | 1077.9881 | -188.9713 | 503.3451 | 484.4774 | 1403.5589 | 2106.7381 | 13288.2786 | 9220.5906 | 4486.7681
[17 empty] | 0.7559% | 2045 | 887.3555 | 6972.6947 | 2216.6014 | 10076.6516 | 54930542.1092 | 1394.3078 | 992.5798 | 764.0594 | 837.4831 | 2230.8997 | 6219.3298 | 36112392.5934 | 221.1406 | 795.6112 | 2990.1149 | 4006.8667 | 17550076.2161 | 986.6082 | 3490.022 | 4476.6302 | 19607640.4252 | 23312.2017 | 15724.7757 | 7795.5073 | 0.7465% | 2045 | 955.94 | 7605.7114 | 2370.333 | 1763.0888 | 1065.1489 | 827.0855 | 1004.0816 | 2465.8609 | 283.9992 | 895.2369 | 1104.2855 | 3254.9771 | 3750.6955 | 25287.5159 | 17130.027 | 8490.3114 | 0.9894% | 2045 | 1014.8157 | 8042.6998 | 2443.425 | 11500.9405 | 62694724.3664 | 2020.4331 | 1137.2601 | 875.0153 | 1071.5811 | 2815.0853 | 7919.3747 | 45983663.4822 | 317.1619 | 954.4025 | 3499.3794 | 4770.9438 | 20896733.7902 | 1232.6736 | 3929.3854 | 5162.059 | 22609818.567 | 26700.5239 | 18082.7318 | 8988.488 | 1.398% | 2045 | 1127.0551 | 9203.6464 | 2639.9485 | 2968.71 | 1352.5709 | 955.2508 | 1221.0141 | 3787.7791 | 469.7864 | 1156.1023 | 1790.7504 | 4090.9068 | 4591.7154 | 31117.3128 | 20946.2769 | 10711.727 | -0.5549% | 2045 | 590.2752 | 3939.4359 | 1581.838 | 104.3092 | 554.6351 | 480.3363 | -26.7669 | 1067.3315 | -196.8318 | 503.8732 | 481.7477 | 1390.2473 | 2094.6612 | 13214.9456 | 9208.3384 | 4456.2045
[17 empty] | 0.7588% | 2046 | 893.5935 | 7031.6426 | 2236.3278 | 10161.5639 | 55393422.0667 | 1406.915 | 996.9778 | 769.7481 | 839.8521 | 2246.8715 | 6260.3645 | 36350659.8026 | 224.1161 | 804.2161 | 3015.3859 | 4043.718 | 17711484.9687 | 997.1164 | 3506.7192 | 4503.8356 | 19726799.9211 | 23490.4433 | 15853.2607 | 7847.7837 | 0.7492% | 2046 | 962.5204 | 7669.4699 | 2390.7478 | 1778.0305 | 1069.8978 | 833.1466 | 1006.6798 | 2483.5171 | 287.5621 | 904.3441 | 1116.3414 | 3282.2628 | 3769.176 | 25478.4017 | 17266.8167 | 8547.3977 | 0.9954% | 2046 | 1024.0134 | 8130.3715 | 2467.3473 | 11621.7322 | 63353192.2894 | 2052.807 | 1145.0972 | 882.8929 | 1076.644 | 2848.4932 | 8005.9342 | 46486269.1022 | 322.2573 | 966.3096 | 3539.8703 | 4828.4372 | 21148554.9248 | 1251.5808 | 3954.6527 | 5206.2335 | 22803302.8131 | 26968.9743 | 18271.1791 | 9066.0827 | 1.439% | 2046 | 1141.214 | 9346.995 | 2673.6337 | 3051.7196 | 1367.7333 | 965.9589 | 1229.369 | 3859.103 | 479.9184 | 1178.8902 | 1827.3063 | 4166.32 | 4632.8682 | 31571.7145 | 21246.9442 | 10827.6259 | -0.5593% | 2046 | 588.5525 | 3924.7283 | 1580.8637 | 84.3849 | 546.0893 | 477.581 | -35.6489 | 1056.5742 | -204.6946 | 504.0555 | 479.0063 | 1376.7168 | 2082.5155 | 13141.4445 | 9195.956 | 4425.5157
[17 empty] | 0.7675% | 2047 | 899.8259 | 7090.5731 | 2256.0526 | 10246.4517 | 55856168.0898 | 1419.5634 | 1001.3744 | 775.4311 | 842.2223 | 2262.8661 | 6301.4572 | 36589263.3881 | 227.1076 | 812.8576 | 3040.6742 | 4080.6395 | 17873200.8096 | 1007.6553 | 3523.476 | 4531.1313 | 19846355.2519 | 23672.137 | 15984.1371 | 7901.4096 | 0.7576% | 2047 | 969.0953 | 7733.2139 | 2411.161 | 1793.0215 | 1074.6456 | 839.2018 | 1009.2793 | 2501.1982 | 291.1445 | 913.4899 | 1128.4329 | 3309.5655 | 3787.7226 | 25672.9053 | 17406.1571 | 8605.9679 | 1.009% | 2047 | 1033.1888 | 8218.8123 | 2491.2633 | 11743.2645 | 64015698.0037 | 2085.8201 | 1152.934 | 890.77 | 1081.7182 | 2882.4474 | 8093.6897 | 46995818.9831 | 327.4168 | 978.2763 | 3580.4326 | 4886.1256 | 21401230.3325 | 1270.8018 | 3980.1161 | 5250.9179 | 22999020.2377 | 27243.9899 | 18463.853 | 9145.0077 | 1.451% | 2047 | 1155.2293 | 9493.7369 | 2707.0152 | 3137.1028 | 1382.6826 | 976.7195 | 1237.7526 | 3932.8222 | 490.1975 | 1202.209 | 1864.6807 | 4242.3402 | 4674.4549 | 32036.5219 | 21553.6818 | 10945.0919 | -0.5632% | 2047 | 586.8732 | 3909.9914 | 1579.5586 | 64.4438 | 537.5723 | 474.8761 | -44.5386 | 1045.7465 | -212.5595 | 504.0552 | 476.2287 | 1363.2078 | 2070.31 | 13067.8426 | 9183.4619 | 4394.7385
[17 empty] | 0.7597% | 2048 | 906.0796 | 7149.5276 | 2275.8061 | 10331.4134 | 56319317.0559 | 1432.2248 | 1005.7868 | 781.1434 | 844.6071 | 2278.8972 | 6342.6594 | 36828502.8897 | 230.1065 | 821.5113 | 3065.9373 | 4117.5551 | 18034891.2669 | 1018.2555 | 3540.3007 | 4558.5562 | 19966476.0099 | 23853.3523 | 16114.5622 | 7954.9448 | 0.75% | 2048 | 975.6926 | 7796.9856 | 2431.6039 | 1808.0286 | 1079.4105 | 845.288 | 1011.8949 | 2518.9196 | 294.7356 | 922.6487 | 1140.5939 | 3336.843 | 3806.3445 | 25866.9133 | 17544.9959 | 8664.4428 | 1.011% | 2048 | 1042.4269 | 8308.0371 | 2515.2591 | 11865.723 | 64683252.3623 | 2119.9153 | 1160.8633 | 898.6757 | 1086.8239 | 2916.7466 | 8183.0248 | 47514541.5338 | 332.6116 | 990.3446 | 3621.455 | 4944.4112 | 21656520.9494 | 1290.4067 | 4005.7504 | 5296.1571 | 23197168.1013 | 27522.3013 | 18658.5567 | 9224.3635 | 1.458% | 2048 | 1169.9123 | 9643.7939 | 2741.5078 | 3227.002 | 1398.257 | 987.8531 | 1246.1935 | 4007.9469 | 500.5282 | 1226.139 | 1902.5652 | 4321.9843 | 4716.272 | 32510.3754 | 21865.861 | 11063.2929 | -0.5673% | 2048 | 584.8648 | 3895.2271 | 1577.4832 | 44.4868 | 528.8396 | 471.9841 | -53.4356 | 1034.897 | -220.4264 | 504.0119 | 473.5538 | 1349.4544 | 2058.0616 | 12994.125 | 9170.8302 | 4363.8833
[17 empty] | 0.7525% | 2049 | 912.3578 | 7208.4862 | 2295.5923 | 10416.4364 | 56782800.5941 | 1444.9296 | 1010.2045 | 786.8658 | 846.9945 | 2294.952 | 6383.9464 | 37068234.7436 | 233.1185 | 830.1963 | 3091.207 | 4154.5219 | 18196805.8498 | 1028.8868 | 3557.1973 | 4586.0841 | 20087048.513 | 24034.218 | 16244.7382 | 8008.4305 | 0.7432% | 2049 | 982.3158 | 7860.7642 | 2452.0806 | 1823.088 | 1084.1812 | 851.3849 | 1014.5132 | 2536.6671 | 298.3426 | 931.8406 | 1152.7931 | 3364.1269 | 3825.046 | 26060.6029 | 17683.5818 | 8722.8618 | 1.009% | 2049 | 1051.6818 | 8398.0506 | 2539.3276 | 11989.06 | 65355595.4424 | 2154.8108 | 1168.8069 | 906.5918 | 1091.9394 | 2951.5823 | 8273.7312 | 48041226.1162 | 337.8906 | 1002.4979 | 3662.7621 | 5003.1506 | 21913799.6111 | 1310.2395 | 4031.584 | 5341.8235 | 23397187.0568 | 27802.7152 | 18854.3595 | 9304.0232 | 1.467% | 2049 | 1184.7579 | 9797.2611 | 2776.4005 | 3319.9551 | 1413.8503 | 999.1783 | 1254.6577 | 4085.434 | 511.0879 | 1250.7667 | 1940.9858 | 4403.7156 | 4758.405 | 32994.2563 | 22183.7935 | 11182.3637 | -0.5714% | 2049 | 582.8117 | 3880.4374 | 1574.7969 | 24.5153 | 520.0716 | 469.061 | -62.3393 | 1023.9907 | -228.2952 | 503.7769 | 470.7886 | 1335.6298 | 2045.772 | 12920.3038 | 9158.1013 | 4332.948
[17 empty] | -114% | 2050 | 3381.5713 | 5521.4958 | 3823.1424 | 12726.2094 | 69373995.1851 | 3594.1213 | 3430.0381 | 3324.7008 | 3350.9995 | 3867.8158 | 17567.6755 | 102006295.4678 | 3166.6934 | 3352.8767 | 4028.5895 | 10548.1596 | 46200939.2049 | 3441.8797 | 4292.3509 | 7734.2306 | 33875929.9184 | 11231.6671 | 8545.5291 | 5761.2825 | -118.6% | 2050 | 3411.6167 | 5688.1328 | 3886.9574 | 3750.0833 | 3458.6544 | 3346.3604 | 3414.1818 | 3957.7681 | 3188.9453 | 3388.059 | 3496.9414 | 4140.8475 | 4382.452 | 11918.9518 | 9031.2572 | 6020.0197 | -123.3% | 2050 | 3430.7105 | 5807.0094 | 3918.6161 | 13156.336 | 71718731.0801 | 3873.1547 | 3488.5698 | 3365.5933 | 3438.2205 | 4166.5014 | 18332.0397 | 106444558.2247 | 3202.9081 | 3409.8477 | 4258.0616 | 10870.8174 | 47614180.4059 | 3554.4764 | 4450.7736 | 8005.25 | 35062994.8216 | 12453.4072 | 9394.3792 | 6180.9201 | -138.6% | 2050 | 3494.0771 | 6103.2372 | 3997.171 | 4345.8407 | 3586.4134 | 3395.0813 | 3486.1199 | 4787.5527 | 3268.8978 | 3464.8483 | 3797.1077 | 4526.4129 | 4720.5314 | 13828.9969 | 10318.9628 | 6750.1804 | -70.92% | 2050 | 3272.2776 | 4587.6528 | 3579.5049 | 3008.5141 | 3196.3635 | 3223.4179 | 3036.4038 | 3361.0702 | 2996.4098 | 3241.6333 | 3169.2825 | 3231.016 | 3848.5302 | 7559.1677 | 6317.0591 | 4317.2531
[18 empty] | Total MW | 32006.108 | 227676.49 | 74053.7495 | 333736.3475 |  | 47939.7254 | 37046.4695 | 28171.9775 | 32459.985 | 76514.3107 | 222132.4682 |  | 9771.9317 | 27971.3669 | 98469.9142 | 136213.2128 |  | 33504.5078 | 122284.2735 | 155788.7813 | [24 empty] | 35634.8616 | 255385.7448 | 80554.8663 | 371575.4726 |  | 64322.8305 | 40783.124 | 31127.5403 | 39626.2987 | 90289.9555 | 266149.7491 |  | 12370.1203 | 32363.7674 | 111069.3903 | 155803.278 |  | 39258.8515 | 134155.3913 | 173414.2428
Note on AP2: Linda O'Mullane: These numbers don't add up. Will we override their totals?
Note on BI2: Linda O'Mullane: These numbers don't add up. Will we override their totals?

## winter
| Historical - Actual Regional Peak Demand (MW) | [19 empty] | P50 Peak forecast (MW) | [28 empty] | Prudent Peak forecast (MW) | [17 empty] | P90 Peak forecast (MW) | [17 empty] | P99 Peak Demand forecast(MW) | [17 empty] | P01 Peak Demand forecast (MW)
| Northland | Auckland | Waikato | Bay of Plenty | Hawkes Bay | Taranaki | Central Districts | Wellington | West Coast | Nelson-Marlborough | South Canterbury | Canterbury | Otago-Southland | New Zealand | North Island | South Island | all NZ (MW) | Growth rates NZ | Growth rates UNI |  | Northland | Auckland | Upper North Island (MW) | MWh UNI | Waikato | Bay of Plenty | Hawkes Bay | Taranaki | Central Districts | Wellington | Growth rates LNI | Lower North Island(MW) | MWh LNI | West Coast | Nelson-Marlborough | South Canterbury | Canterbury | Growth rates USI | Upper South Island (MW) | MWh USI | Otago-Southland | Growth rates LSI | MWh LSI | New Zealand | North Island | South Island |  | Growth rates NZ |  | Northland | Auckland | Waikato | Bay of Plenty | Hawkes Bay | Taranaki | Central Districts | Wellington | West Coast | Nelson-Marlborough | South Canterbury | Canterbury | Otago-Southland | New Zealand | North Island | South Island | Growth rates |  | Northland | Auckland | Waikato | Bay of Plenty | Hawkes Bay | Taranaki | Central Districts | Wellington | West Coast | Nelson-Marlborough | South Canterbury | Canterbury | Otago-Southland | New Zealand | North Island | South Island | Growth rates NZ |  | Northland | Auckland | Waikato | Bay of Plenty | Hawkes Bay | Taranaki | Central Districts | Wellington | West Coast | Nelson-Marlborough | South Canterbury | Canterbury | Otago-Southland | New Zealand | North Island | South Island | Growth rates NZ |  | Northland | Auckland | Waikato | Bay of Plenty | Hawkes Bay | Taranaki | Central Districts | Wellington | West Coast | Nelson-Marlborough | South Canterbury | Canterbury | Otago-Southland | New Zealand | North Island | South Island
1997 | 192.954 | 1539.868 | 451.926 | 381.102 | 267.434 | 156.332 | 302.17 | 556.044 | 41.57 | 159.102 | 109.786 | 614.17 | 914.518 | 5513.634 | 3727.77 | 1814.6 | 6782.5659 |  |  | 2015 | 246.7956 | 1949.4764 | 2196.272 | 11972470.491 | 580.7125 | 384.0322 | 301.8609 | 212.3859 | 275.2581 | 679.4293 |  | 2433.6789 | 14131099.1437 | 40.8372 | 195.87 | 160.8658 | 737.3034 |  | 1134.8765 | 4970759.0839 | 1017.7385 |  | 4457694.7014 | 6382.3073 | 4380.2534 | 2053.7575 | 31086876.1119 |  | 2015 | 260.693 | 2108.6766 | 619.2808 | 478.3103 | 316.6081 | 223.9265 | 311.9732 | 721.5539 | 54.2836 | 214.4111 | 175.283 | 792.4186 | 1075.609 | 6812.0504 | 4680.5823 | 2180.5324 |  | 2015 | 260.693 | 2108.6766 | 619.2808 | 478.3103 | 316.6081 | 223.9265 | 311.9732 | 721.5539 | 54.2836 | 214.4111 | 175.283 | 792.4186 | 1075.609 | 6812.0504 | 4680.5823 | 2180.5324 |  | 2015 | 267.6086 | 2232.8013 | 634.884 | 526.047 | 325.4535 | 231.2393 | 333.4244 | 762.3336 | 62.9742 | 223.4979 | 189.2321 | 837.6504 | 1109.573 | 7110.5776 | 4893.2881 | 2267.9813 |  | 2015 | 225.3286 | 1735.3338 | 480.5707 | 263.1359 | 278.6722 | 189.8882 | 121.0977 | 546.4243 | 22.0236 | 174.184 | 134.7217 | 651.5035 | 829.8087 | 5580.745 | 3793.4996 | 1802.9178
1998 | 188.776 | 1454.816 | 463.098 | 374 | 272.152 | 158.866 | 278.056 | 544.964 | 43.1 | 155.05 | 110.176 | 610.28 | 929.184 | 5338.948 | 3528.586 | 1819.012 | 6840.0228 | 0.84% | 1.337% | 2016 | 250.0637 | 1975.9779 | 2226.0415 | 12134751.9976 | 589.0356 | 387.1757 | 303.7153 | 214.3466 | 277.0131 | 685.4135 | 0.9371% | 2456.6997 | 14264769.1271 | 30.6828 | 198.9398 | 163.7737 | 741.9728 | 0.04339% | 1135.3691 | 4972916.7682 | 1021.9125 | 0.4084% | 4475976.6799 | 6449.9574 | 4439.8155 | 2060.2451 |  | 1.077% | 2016 | 264.37 | 2142.0969 | 628.3178 | 482.4006 | 319.1669 | 226.227 | 315.3526 | 732.7771 | 44.602 | 218.1448 | 179.3257 | 801.2817 | 1082.5861 | 6886.2269 | 4747.6989 | 2193.2706 | 1.077% | 2016 | 264.37 | 2142.0969 | 628.3178 | 482.4006 | 319.1669 | 226.227 | 315.3526 | 732.7771 | 44.602 | 218.1448 | 179.3257 | 801.2817 | 1082.5861 | 6886.2269 | 4747.6989 | 2193.2706 | 1.105% | 2016 | 271.3307 | 2268.277 | 644.6386 | 529.2546 | 328.5749 | 233.2651 | 337.9446 | 780.2695 | 53.5315 | 227.5072 | 194.5753 | 848.0526 | 1119.9612 | 7189.9964 | 4963.5971 | 2286.8729 | 0.3881% | 2016 | 227.0968 | 1750.0543 | 486.9606 | 260.8911 | 278.769 | 190.6167 | 118.8442 | 547.4286 | 10.0669 | 175.4166 | 135.4462 | 655.4737 | 828.5858 | 5602.4907 | 3826.4619 | 1795.144
1999 | 185.002 | 1466.06 | 431 | 390.066 | 278.36 | 166.562 | 280.212 | 556.15 | 43.954 | 164.202 | 109.888 | 639.968 | 939.302 | 5545.168 | 3681.936 | 1879.806 | 6902.0854 | 0.8992% | 0.7649% | 2017 | 253.003 | 1990.1979 | 2243.2008 | 12228291.9856 | 597.1223 | 391.3327 | 305.2748 | 216.6946 | 278.3024 | 692.1058 | 0.9728% | 2480.8326 | 14404896.0564 | 33.2616 | 202.5731 | 166.728 | 747.997 | 1.32% | 1150.5598 | 5039451.9077 | 1027.4922 | 0.543% | 4500415.6324 | 6522.7779 | 4487.7478 | 2080.8303 |  | 1.199% | 2017 | 267.7806 | 2162.9475 | 637.075 | 489.5837 | 321.2865 | 228.913 | 318.4032 | 744.7513 | 47.6687 | 222.3599 | 183.4948 | 811.6303 | 1091.3212 | 6969.787 | 4806.2976 | 2220.1289 | 1.199% | 2017 | 267.7806 | 2162.9475 | 637.075 | 489.5837 | 321.2865 | 228.913 | 318.4032 | 744.7513 | 47.6687 | 222.3599 | 183.4948 | 811.6303 | 1091.3212 | 6969.787 | 4806.2976 | 2220.1289 | 1.159% | 2017 | 274.9075 | 2291.2501 | 654.0665 | 539.8592 | 331.1456 | 236.2023 | 342.4003 | 799.7844 | 56.9048 | 231.9197 | 200.4198 | 859.3315 | 1133.3174 | 7274.332 | 5024.4006 | 2320.4286 | 0.09386% | 2017 | 228.5569 | 1747.283 | 493.0191 | 257.6923 | 278.6053 | 192.5312 | 115.2499 | 548.7101 | 10.3171 | 176.4801 | 135.9096 | 656.7238 | 827.8497 | 5607.7539 | 3837.3536 | 1797.772
2000 | 189.696 | 1453.87 | 446.996 | 402.448 | 284.622 | 175.254 | 258.098 | 571.848 | 43.944 | 163.734 | 113.396 | 627.764 | 960.05 | 5557.604 | 3661.382 | 1896.222 | 6976.1595 | 1.062% | 1.214% | 2018 | 256.0031 | 2014.7645 | 2270.7676 | 12378565.7361 | 605.2215 | 395.8852 | 306.8608 | 219.1656 | 279.564 | 699.5565 | 1.014% | 2506.2536 | 14552502.8687 | 35.0517 | 206.4659 | 168.9907 | 755.5548 | 1.33% | 1166.0631 | 5107356.3562 | 1033.0752 | 0.5404% | 4524869.2655 | 6615.286 | 4551.6769 | 2103.4823 |  | 1.462% | 2018 | 271.2523 | 2193.8864 | 645.9208 | 498.0299 | 323.4972 | 231.7129 | 321.4691 | 758.9693 | 49.8996 | 226.8766 | 186.9412 | 823.286 | 1100.1223 | 7073.1945 | 4881.4051 | 2246.9072 | 1.462% | 2018 | 271.2523 | 2193.8864 | 645.9208 | 498.0299 | 323.4972 | 231.7129 | 321.4691 | 758.9693 | 49.8996 | 226.8766 | 186.9412 | 823.286 | 1100.1223 | 7073.1945 | 4881.4051 | 2246.9072 | 1.374% | 2018 | 278.5658 | 2324.1044 | 663.6975 | 553.5485 | 333.9196 | 239.3894 | 347.1295 | 823.7178 | 59.4484 | 236.7434 | 205.6489 | 871.7737 | 1147.2864 | 7375.7092 | 5100.8413 | 2354.8758 | 0.0645% | 2018 | 229.8931 | 1749.4987 | 498.8361 | 253.8644 | 278.2964 | 194.7374 | 111.1879 | 550.0605 | 9.4432 | 177.3996 | 135.5021 | 656.0305 | 826.721 | 5611.3733 | 3850.3825 | 1797.3573
2001 | 191.352 | 1586.814 | 470.136 | 393.056 | 292.538 | 178.958 | 284.552 | 567.17 | 41.892 | 173.154 | 111.25 | 675.564 | 981.056 | 5811.78 | 3857.632 | 1954.148 | 7052.0574 | 1.076% | 1.259% | 2019 | 259.0706 | 2040.6436 | 2299.7142 | 12536361.5272 | 613.3921 | 400.5815 | 308.4704 | 221.5444 | 280.9779 | 706.9136 | 1.012% | 2531.8799 | 14701301.318 | 36.2135 | 210.4684 | 171.3597 | 763.5128 | 1.311% | 1181.5544 | 5175208.2178 | 1038.9089 | 0.5615% | 4550420.7915 | 6712.3225 | 4619.9543 | 2127.0582 |  | 1.547% | 2019 | 274.7749 | 2226.3151 | 654.8929 | 507.2813 | 325.7837 | 234.4487 | 324.8462 | 774.2211 | 51.5293 | 231.6443 | 190.6934 | 835.0884 | 1109.6704 | 7184.3117 | 4961.6661 | 2274.285 | 1.547% | 2019 | 274.7749 | 2226.3151 | 654.8929 | 507.2813 | 325.7837 | 234.4487 | 324.8462 | 774.2211 | 51.5293 | 231.6443 | 190.6934 | 835.0884 | 1109.6704 | 7184.3117 | 4961.6661 | 2274.285 | 1.516% | 2019 | 282.3018 | 2359.1195 | 673.5513 | 569.4248 | 336.8716 | 242.4247 | 352.6171 | 850.2077 | 61.4881 | 242.0753 | 211.9035 | 884.4644 | 1163.5147 | 7489.2482 | 5185.622 | 2392.7682 | -0.0341% | 2019 | 231.1495 | 1749.6472 | 504.4977 | 249.5846 | 277.8808 | 196.512 | 106.8958 | 550.7685 | 7.7243 | 178.2298 | 134.9019 | 653.0917 | 825.2387 | 5609.4603 | 3860.0474 | 1794.0189
2002 | 198.574 | 1545.44 | 456.87 | 400.666 | 287.454 | 176.264 | 264.108 | 571.21 | 40.83 | 177.404 | 118.034 | 711.23 | 986.71 | 5772.556 | 3817.836 | 1984.472 | 7121.7679 | 0.9788% | 1.159% | 2020 | 262.0122 | 2064.6633 | 2326.6755 | 12683334.7705 | 621.4063 | 404.7931 | 309.9785 | 223.8611 | 282.1564 | 713.2325 | 0.9215% | 2555.4279 | 14838031.9669 | 36.96 | 213.983 | 173.4353 | 771.0949 | 1.164% | 1195.4731 | 5236172.392 | 1044.1914 | 0.5059% | 4573558.3059 | 6784.1578 | 4673.0138 | 2145.1806 |  | 1.202% | 2020 | 278.2273 | 2255.3781 | 663.7455 | 514.3286 | 327.9 | 237.1465 | 327.8154 | 787.0063 | 52.6998 | 235.8456 | 194.0835 | 845.5452 | 1118.496 | 7271.7174 | 5027.6702 | 2297.9058 | 1.202% | 2020 | 278.2273 | 2255.3781 | 663.7455 | 514.3286 | 327.9 | 237.1465 | 327.8154 | 787.0063 | 52.6998 | 235.8456 | 194.0835 | 845.5452 | 1118.496 | 7271.7174 | 5027.6702 | 2297.9058 | 1.287% | 2020 | 286.0343 | 2391.0738 | 683.3632 | 580.0398 | 339.6392 | 245.3721 | 357.6815 | 873.875 | 63.0436 | 246.8814 | 217.8735 | 896.0972 | 1179.2976 | 7586.9258 | 5259.1939 | 2429.0134 | -0.08651% | 2020 | 232.3373 | 1748.3347 | 509.905 | 245.0206 | 277.3786 | 197.9814 | 102.4323 | 550.2951 | 5.5471 | 178.9993 | 134.0207 | 649.0992 | 823.1373 | 5604.6118 | 3867.5887 | 1788.4086
2003 | 203.516 | 1599.184 | 468.77 | 401.248 | 278.814 | 169.594 | 288.486 | 546.68 | 43.4 | 178.554 | 121.702 | 647.644 | 974.072 | 5703.48 | 3807.384 | 1925.492 | 7188.9483 | 0.9345% | 1.14% | 2021 | 264.8455 | 2088.6689 | 2353.5144 | 12829641.0082 | 629.2701 | 408.7375 | 311.4118 | 226.0429 | 283.1647 | 719.288 | 0.8723% | 2577.9151 | 14968603.5184 | 37.5076 | 217.171 | 175.3809 | 778.5296 | 1.085% | 1208.5891 | 5293620.3582 | 1048.9297 | 0.4517% | 4594312.0249 | 6851.3589 | 4724.0779 | 2162.1042 |  | 0.9684% | 2021 | 281.1823 | 2281.4632 | 671.89 | 518.9136 | 329.4086 | 239.4229 | 328.936 | 793.6883 | 53.3284 | 239.2196 | 196.2756 | 853.571 | 1123.7135 | 7342.8279 | 5081.7885 | 2315.9184 | 1.079% | 2021 | 281.6163 | 2284.2277 | 672.4644 | 519.9748 | 329.8735 | 239.7577 | 330.4871 | 799.1714 | 53.6804 | 239.6519 | 197.2263 | 855.3584 | 1126.376 | 7351.036 | 5089.6984 | 2320.0053 | 1.191% | 2021 | 289.7462 | 2423.0699 | 693.0827 | 587.3462 | 342.2281 | 248.1143 | 362.4495 | 897.4718 | 64.4442 | 251.2096 | 223.4618 | 907.192 | 1194.004 | 7678.4102 | 5329.4071 | 2463.8963 | -0.1179% | 2021 | 233.4808 | 1746.0317 | 515.1068 | 240.2233 | 276.8138 | 198.9904 | 97.8439 | 549.1577 | 3.148 | 179.7277 | 133.0172 | 644.4783 | 820.5026 | 5598.0137 | 3873.7762 | 1781.5315
2004 | 210.212 | 1651.52 | 495.074 | 420.36 | 290.848 | 174.756 | 257.946 | 615.996 | 39.844 | 186.77 | 127.864 | 699.824 | 999.064 | 6011.794 | 4058.964 | 2007.982 | 7256.1831 | 0.9266% | 1.128% | 2022 | 267.6841 | 2112.6852 | 2380.3693 | 12976034.2618 | 637.1302 | 412.6895 | 312.8303 | 228.1821 | 284.2062 | 725.2687 | 0.8611% | 2600.307 | 15098621.5152 | 37.9056 | 220.334 | 177.3386 | 786.1515 | 1.076% | 1221.7297 | 5351175.8831 | 1053.7772 | 0.46% | 4615543.9234 | 6921.1667 | 4777.4472 | 2179.7478 |  | 0.9961% | 2022 | 284.1428 | 2307.5599 | 680.0306 | 523.5073 | 330.9015 | 241.6549 | 330.0934 | 800.2876 | 53.8093 | 242.567 | 198.4815 | 861.7989 | 1129.0512 | 7416.7059 | 5138.35 | 2334.7073 | 1.105% | 2022 | 285.0834 | 2313.2477 | 681.2936 | 525.8535 | 331.9261 | 242.3716 | 333.2699 | 811.3852 | 54.5043 | 243.577 | 200.4954 | 865.4212 | 1134.6268 | 7433.1407 | 5152.9522 | 2343.1348 | 1.245% | 2022 | 293.6294 | 2455.6395 | 703.1121 | 595.551 | 345.1016 | 250.8773 | 367.6169 | 922.1433 | 65.7088 | 255.8137 | 229.7708 | 918.6655 | 1210.2701 | 7775.1732 | 5402.4187 | 2501.4935 | -0.14% | 2022 | 234.5877 | 1743.028 | 520.1229 | 235.2274 | 276.1957 | 199.7444 | 93.1615 | 547.4696 | 0.54728 | 180.4241 | 131.8923 | 639.4745 | 817.6222 | 5590.1902 | 3879.009 | 1773.9364
2005 | 218.73 | 1695.186 | 492.858 | 428.46 | 290.844 | 168.55 | 224.778 | 583.302 | 44.808 | 191.772 | 129.368 | 694.392 | 1017.83 | 5980.382 | 4004.884 | 2053.736 | 7323.744 | 0.9225% | 1.112% | 2023 | 270.5134 | 2136.6114 | 2407.1248 | 13121885.6034 | 645.0037 | 416.6855 | 314.2241 | 230.3925 | 285.2706 | 731.3202 | 0.8612% | 2622.8966 | 15229787.2974 | 38.3179 | 223.5106 | 179.3259 | 793.8306 | 1.073% | 1234.985 | 5409234.2081 | 1058.7377 | 0.4685% | 4637270.9314 | 6988.5743 | 4829.3839 | 2196.878 |  | 0.9527% | 2023 | 287.0936 | 2333.5588 | 688.1851 | 528.1521 | 332.3686 | 243.9612 | 331.2764 | 806.965 | 54.3078 | 245.9289 | 200.7206 | 870.0885 | 1134.5135 | 7488.0438 | 5193.393 | 2352.9497 | 1.125% | 2023 | 288.6212 | 2342.397 | 690.2635 | 532.2333 | 334.0456 | 245.0595 | 336.1036 | 823.7824 | 55.3553 | 247.6671 | 203.7848 | 875.7234 | 1143.0237 | 7517.7047 | 5217.3596 | 2366.56 | 1.307% | 2023 | 297.7216 | 2488.7585 | 713.5422 | 605.3815 | 348.2726 | 253.8301 | 373.0205 | 947.3403 | 67.0531 | 260.8223 | 236.2375 | 930.5495 | 1227.0701 | 7878.1741 | 5478.9181 | 2540.1699 | -0.1538% | 2023 | 235.6601 | 1739.5187 | 524.9391 | 230.0789 | 275.5321 | 200.5341 | 88.4047 | 545.5568 | -2.0832 | 181.0933 | 130.7369 | 634.2298 | 814.6744 | 5581.6069 | 3883.5464 | 1766.139
2006 | 224.236 | 1832.096 | 503.216 | 437.342 | 283.41 | 180.05 | 300.564 | 628.572 | 45.48 | 196.172 | 132.096 | 738.284 | 1018.864 | 6333.458 | 4240.776 | 2097.8 | 7391.7378 | 0.9199% | 1.111% | 2024 | 273.3353 | 2160.8232 | 2434.1586 | 13269254.037 | 652.8423 | 420.6657 | 315.6202 | 232.5531 | 286.3648 | 737.5091 | 0.8565% | 2645.5552 | 15361354.1953 | 38.7372 | 226.6676 | 181.3343 | 801.6041 | 1.07% | 1248.3432 | 5467743.4133 | 1063.6807 | 0.4647% | 4658921.6412 | 7056.1771 | 4881.4955 | 2214.2086 |  | 0.9464% | 2024 | 290.0368 | 2359.868 | 696.3035 | 532.7787 | 333.838 | 246.2155 | 332.4925 | 813.7941 | 54.8146 | 249.2701 | 202.9836 | 878.4801 | 1139.9565 | 7559.5882 | 5248.6216 | 2371.4053 | 1.124% | 2024 | 292.0669 | 2372.1017 | 699.0791 | 538.5645 | 336.0474 | 247.7231 | 338.8562 | 836.0715 | 56.1993 | 251.7022 | 207.0207 | 885.9996 | 1151.124 | 7603.1576 | 5282.4588 | 2389.5453 | 1.333% | 2024 | 301.6443 | 2522.8521 | 723.6202 | 615.2236 | 351.1186 | 256.703 | 378.1887 | 971.5385 | 68.394 | 265.7437 | 242.4794 | 942.4158 | 1242.9597 | 7984.5879 | 5557.776 | 2577.2116 | -0.164% | 2024 | 236.7256 | 1735.6393 | 529.7781 | 224.8161 | 274.8478 | 201.2622 | 83.5895 | 543.8125 | -4.7359 | 181.743 | 129.5967 | 628.8287 | 811.7359 | 5572.4707 | 3887.5712 | 1758.4131
2007 | 227.118 | 1824.708 | 517.456 | 420.354 | 295.878 | 183.692 | 266.46 | 642.866 | 47.948 | 210.612 | 134.6 | 736.01 | 1064.256 | 6413.508 | 4292.65 | 2156.376 | 7459.9351 | 0.9142% | 1.095% | 2025 | 276.1287 | 2184.9722 | 2461.1009 | 13416123.6687 | 660.6816 | 424.6518 | 316.9786 | 234.7194 | 287.5105 | 743.7653 | 0.8527% | 2668.3073 | 15493463.5244 | 39.1702 | 229.8226 | 183.3836 | 809.384 | 1.063% | 1261.7604 | 5526510.573 | 1068.7666 | 0.4759% | 4681197.529 | 7124.0093 | 4933.759 | 2231.665 |  | 0.9407% | 2025 | 292.9501 | 2386.1089 | 704.4226 | 537.4121 | 335.2678 | 248.4758 | 333.7659 | 820.6974 | 55.338 | 252.6091 | 205.2926 | 886.8785 | 1145.5567 | 7631.3754 | 5304.011 | 2389.995 | 1.136% | 2025 | 295.5791 | 2401.9363 | 708.0287 | 545.2075 | 338.108 | 250.4129 | 341.6318 | 848.1499 | 57.0541 | 255.846 | 210.2765 | 896.5321 | 1159.3109 | 7690.4994 | 5348.3855 | 2412.8468 | 1.377% | 2025 | 305.8032 | 2557.4663 | 734.1229 | 626.2068 | 354.2826 | 259.6538 | 383.3607 | 994.824 | 69.7687 | 271.0216 | 248.7212 | 954.7358 | 1258.684 | 8096.0966 | 5639.4205 | 2613.6691 | -0.1719% | 2025 | 237.7572 | 1731.4789 | 534.395 | 219.4567 | 274.1262 | 201.8414 | 78.7244 | 542.1751 | -7.406 | 182.3713 | 128.4716 | 623.3154 | 808.9184 | 5562.9077 | 3891.1968 | 1750.8149
2008 | 223.368 | 1805.26 | 499.914 | 395.08 | 279.724 | 182.976 | 258.136 | 626.658 | 56.696 | 204.704 | 146.954 | 729.73 | 992.21 | 6160.7 | 4138.152 | 2057.708 | 7527.5267 | 0.8979% | 1.071% | 2026 | 278.8716 | 2208.8771 | 2487.7487 | 13561388.0793 | 668.4766 | 428.5866 | 318.2968 | 236.887 | 288.6592 | 750.0413 | 0.8413% | 2690.9475 | 15624923.3063 | 39.5972 | 232.9354 | 185.4323 | 817.0384 | 1.039% | 1275.0033 | 5584514.3283 | 1073.8273 | 0.4713% | 4703363.3621 | 7189.7605 | 4984.6005 | 2248.7453 |  | 0.9036% | 2026 | 295.8108 | 2412.0846 | 712.4958 | 541.9858 | 336.6553 | 250.7373 | 335.0425 | 827.6225 | 55.8541 | 255.9035 | 207.6009 | 895.1415 | 1151.1292 | 7700.9603 | 5357.8935 | 2408.1841 | 1.106% | 2026 | 299.0789 | 2431.6853 | 716.9707 | 551.834 | 340.1311 | 253.1177 | 344.3267 | 859.8799 | 57.8925 | 259.9779 | 213.4599 | 907.0454 | 1167.2772 | 7776.5075 | 5413.4429 | 2435.6148 | 1.372% | 2026 | 310.0257 | 2592.3519 | 744.7262 | 637.4442 | 357.4767 | 262.6433 | 388.3103 | 1017.1198 | 71.12 | 276.3817 | 254.645 | 967.1648 | 1273.685 | 8208.7074 | 5721.6703 | 2648.4006 | -0.1783% | 2026 | 238.7617 | 1727.1005 | 538.8363 | 214.0193 | 273.3761 | 202.3479 | 73.817 | 540.598 | -10.09 | 182.9813 | 127.3614 | 617.7201 | 806.1096 | 5553.0041 | 3894.5056 | 1743.2302
2009 | 217.126 | 1860.696 | 556.64 | 401.368 | 305.318 | 187.714 | 276.348 | 664.964 | 59.192 | 207.348 | 152.49 | 721.32 | 947.122 | 6335.426 | 4336.138 | 1999.288 | 7594.8285 | 0.8862% | 1.053% | 2027 | 281.4823 | 2232.7529 | 2514.2353 | 13705773.5951 | 676.2893 | 432.4901 | 319.5999 | 239.0097 | 289.8088 | 756.361 | 0.8333% | 2713.5587 | 15756214.6516 | 40.0161 | 235.9896 | 187.4723 | 824.6868 | 1.022% | 1288.1648 | 5642161.8433 | 1078.8698 | 0.4674% | 4725449.7128 | 7254.0439 | 5034.5116 | 2265.2932 |  | 0.8757% | 2027 | 298.5337 | 2438.0286 | 720.5873 | 546.5232 | 338.0268 | 252.9521 | 336.3202 | 834.5959 | 56.3603 | 259.1359 | 209.8996 | 903.3979 | 1156.6818 | 7768.9918 | 5410.7899 | 2425.8063 | 1.099% | 2027 | 302.4803 | 2461.6042 | 725.9423 | 558.481 | 342.1307 | 255.808 | 346.9623 | 871.4515 | 58.7213 | 264.0799 | 216.606 | 917.5378 | 1175.0637 | 7862.9266 | 5478.7662 | 2458.3039 | 1.383% | 2027 | 314.0962 | 2627.7935 | 755.4314 | 648.9763 | 360.6663 | 265.5839 | 393.0893 | 1038.7673 | 72.4653 | 281.7754 | 260.4583 | 979.6107 | 1288.0491 | 8323.8204 | 5805.6311 | 2681.9207 | -0.1837% | 2027 | 239.7371 | 1722.5495 | 543.1912 | 208.5165 | 272.6038 | 202.758 | 68.8732 | 539.107 | -12.7852 | 183.5734 | 126.2396 | 612.0616 | 803.3143 | 5542.8237 | 3897.5586 | 1735.644
2010 | 216.886 | 1823.68 | 551.004 | 416.442 | 302.094 | 192.162 | 221.228 | 678.674 | 60.454 | 209.832 | 157.606 | 723.936 | 986.37 | 6261.076 | 4197.126 | 2070.818 | 7662.1929 | 0.8792% | 1.037% | 2028 | 284.0591 | 2256.5344 | 2540.5936 | 13849459.7724 | 684.0781 | 436.4073 | 320.8807 | 241.1359 | 290.9904 | 762.7267 | 0.8282% | 2736.2192 | 15887792.2888 | 40.4464 | 239.0506 | 189.5343 | 832.35 | 1.016% | 1301.3814 | 5700050.4372 | 1083.9988 | 0.4732% | 4747914.5881 | 7315.5491 | 5082.1571 | 2281.2185 |  | 0.8309% | 2028 | 301.2212 | 2463.8702 | 728.6542 | 551.0765 | 339.375 | 255.1705 | 337.6334 | 841.6201 | 56.8805 | 262.3755 | 212.2229 | 911.6705 | 1162.3295 | 7834.0831 | 5461.2851 | 2442.7654 | 1.084% | 2028 | 305.8671 | 2491.5939 | 734.887 | 565.3525 | 344.096 | 258.5115 | 349.6216 | 882.9631 | 59.5559 | 268.2175 | 219.7393 | 928.1315 | 1182.9434 | 7949.0557 | 5543.9106 | 2480.3035 | 1.408% | 2028 | 318.1517 | 2663.665 | 766.1269 | 661.3459 | 363.8241 | 268.5547 | 397.8754 | 1060.0037 | 73.8237 | 287.3423 | 266.103 | 992.266 | 1302.4167 | 8442.733 | 5891.5682 | 2715.0184 | -0.1882% | 2028 | 240.6878 | 1717.8582 | 547.4409 | 202.9577 | 271.8106 | 203.1423 | 63.898 | 537.6918 | -15.4897 | 184.149 | 125.1374 | 606.3521 | 800.5749 | 5532.4133 | 3900.4006 | 1728.11
2011 | 226.64 | 2026.858 | 551.8 | 405.972 | 295.236 | 201.008 | 285.24 | 728.764 | 59.968 | 216.768 | 155.156 | 764.15 | 1028.85 | 6583.738 | 4497.518 | 2104.536 | 7729.5265 | 0.8711% | 1.024% | 2029 | 286.5805 | 2280.2954 | 2566.8759 | 13992731.907 | 691.8407 | 440.3171 | 322.1162 | 243.2856 | 292.1902 | 769.1557 | 0.8223% | 2758.9055 | 16019520.1329 | 40.9359 | 242.1088 | 191.6123 | 839.9431 | 1.006% | 1314.6 | 5757948.0667 | 1089.145 | 0.4725% | 4770455.2771 | 7380.6643 | 5132.4605 | 2297.8841 |  | 0.872% | 2029 | 303.8509 | 2489.6895 | 736.6939 | 555.6212 | 340.6753 | 257.4135 | 338.9668 | 848.7141 | 57.4722 | 265.612 | 214.5642 | 919.8672 | 1167.9963 | 7902.9949 | 5514.5973 | 2460.5129 | 1.107% | 2029 | 309.2991 | 2521.7599 | 743.9195 | 572.4617 | 346.1005 | 261.2415 | 352.2714 | 894.5291 | 60.4302 | 272.4183 | 222.8861 | 938.8812 | 1190.7658 | 8038.0147 | 5610.5092 | 2503.3148 | 1.446% | 2029 | 322.4463 | 2700.1227 | 777.2478 | 674.721 | 367.3067 | 271.6106 | 402.5867 | 1080.9747 | 75.2806 | 293.2378 | 271.7566 | 1005.3045 | 1316.4471 | 8566.6047 | 5980.4997 | 2747.3996 | -0.1921% | 2029 | 241.5719 | 1713.0509 | 551.3306 | 197.3504 | 270.9747 | 203.3989 | 58.8956 | 536.3756 | -17.8568 | 184.7029 | 124.0324 | 600.6 | 797.8549 | 5521.8036 | 3903.0618 | 1720.5898
[17 empty] | 7831.5939 | 1.303% | 0.8114% | 2030 | 286.5805 | 2327.7495 | 2614.3301 | 14251417.438 | 707.2611 | 448.1694 | 324.5139 | 247.5646 | 294.633 | 782.1385 | 1.618% | 2804.2805 | 16282988.8666 | 41.2056 | 243.6423 | 192.6587 | 843.746 | 0.5035% | 1321.2527 | 5787086.8545 | 1091.7306 | 0.2368% | 4781780.0577
2012 | 223.854 | 1820.858 | 545.182 | 400.136 | 295.374 | 201.416 | 210.712 | 653.788 | 53.042 | 212.902 | 142.996 | 698.762 | 973.752 | 6098.554 | 4094.756 | 2040.986 | 7872.261 | 0.5166% | 1.012% | 2031 | 289.057 | 2304.0614 | 2593.1185 | 14135787.2279 | 699.5628 | 444.2424 | 323.3321 | 245.4154 | 293.4039 | 775.6262 | -0.816% | 2781.5829 | 16151195.6073 | 41.4753 | 245.1759 | 193.7052 | 847.549 | 0.501% | 1327.9054 | 5816225.6423 | 1094.3162 | 0.2363% | 4793104.8384 | 7445.5479 | 5182.5041 | 2314.4153 |  | 0.8614% | 2030 | 306.4337 | 2515.5143 | 744.6916 | 560.1839 | 341.9552 | 259.6356 | 340.3158 | 855.8539 | 58.1242 | 268.858 | 216.9224 | 928.0779 | 1173.6905 | 7971.6615 | 5567.6341 | 2478.1173 | 1.104% | 2030 | 312.687 | 2552.0748 | 752.8611 | 579.7369 | 348.0377 | 263.9687 | 354.9166 | 906.1194 | 61.3438 | 276.6381 | 226.0466 | 949.6551 | 1198.5769 | 8127.7377 | 5677.5016 | 2526.3244 | 1.469% | 2030 | 326.6172 | 2737.0897 | 788.1702 | 688.7588 | 370.6156 | 274.653 | 407.2469 | 1101.7526 | 76.8606 | 299.2866 | 277.4192 | 1018.4374 | 1330.2987 | 8694.3059 | 6071.4532 | 2779.4008 | -0.1956% | 2030 | 242.4273 | 1708.146 | 555.1337 | 191.7019 | 270.1207 | 203.6025 | 53.8696 | 535.1102 | -19.8539 | 185.2399 | 122.924 | 594.8126 | 795.144 | 5511.0256 | 3905.5712 | 1713.0565
2013 | 232.174 | 1835.158 | 489.194 | 361.442 | 299.786 | 202.47 | 234.446 | 667.088 | 52.668 | 209.69 | 140.536 | 732.794 | 966.374 | 6181.442 | 4205.374 | 2027.946 | 7912.9281 | 0.5139% | 1.168% | 2032 | 293.8634 | 2351.3562 | 2645.2196 | 14419804.5954 | 714.9321 | 452.1196 | 325.6781 | 249.7089 | 295.8713 | 788.6916 | 1.607% | 2827.0014 | 16414917.4534 | 42.011 | 248.2322 | 195.8138 | 855.1214 | 0.9897% | 1341.1785 | 5874361.6821 | 1099.5285 | 0.4741% | 4815935.0243 | 7510.9356 | 5232.7459 | 2331.0596 |  | 0.8606% | 2031 | 308.9626 | 2541.2544 | 752.6646 | 564.7486 | 343.199 | 261.878 | 341.6817 | 863.0398 | 58.7717 | 272.0926 | 219.2982 | 936.2523 | 1179.43 | 8040.8617 | 5620.881 | 2495.8422 | 1.103% | 2031 | 316.0844 | 2582.4567 | 761.8242 | 587.2273 | 349.9735 | 266.7137 | 357.5702 | 917.742 | 62.2606 | 280.8873 | 229.2111 | 960.5284 | 1206.425 | 8218.3708 | 5744.9371 | 2549.4066 | 1.497% | 2031 | 330.8836 | 2774.48 | 799.2749 | 703.7164 | 374.0559 | 277.753 | 411.8917 | 1122.3305 | 78.4754 | 305.5801 | 283.0208 | 1031.8617 | 1344.0937 | 8826.4754 | 6164.7945 | 2811.0672 | -0.1987% | 2031 | 243.2137 | 1703.1578 | 558.6504 | 186.0171 | 269.2262 | 203.7399 | 48.8228 | 533.8994 | -21.8567 | 185.7542 | 121.8177 | 588.9945 | 792.444 | 5500.0976 | 3907.9463 | 1705.5043
2014 | 222.51 | 1799.932 | 533.49 | 374.624 | 301.254 | 208.118 | 237.828 | 634.14 | 37.806 | 213.826 | 136.814 | 700.738 | 950.034 | 6054.818 | 4073 | 1984.78 | 7980.0278 | 0.8408% | 0.9681% | 2033 | 296.1979 | 2374.8815 | 2671.0795 | 14560773.6443 | 722.5808 | 456.0692 | 326.8187 | 251.8585 | 297.1204 | 795.2784 | 0.7974% | 2849.726 | 16546866.9179 | 42.5437 | 251.3001 | 197.9229 | 862.694 | 0.9806% | 1354.4607 | 5932537.7197 | 1104.7617 | 0.4737% | 4838856.0608 | 7576.3874 | 5283.183 | 2347.4049 |  | 0.8541% | 2032 | 311.4466 | 2566.906 | 760.6094 | 569.3402 | 344.4244 | 264.1153 | 343.058 | 870.2706 | 59.4156 | 275.3394 | 221.6746 | 944.4269 | 1185.1924 | 8110.1298 | 5674.3348 | 2513.2487 | 1.115% | 2032 | 319.468 | 2612.9015 | 770.7605 | 594.9138 | 351.8772 | 269.462 | 360.2236 | 929.414 | 63.176 | 285.153 | 232.3599 | 971.4174 | 1214.2617 | 8311.0757 | 5813.4414 | 2573.0947 | 1.523% | 2032 | 335.124 | 2812.3028 | 810.3741 | 719.4397 | 377.4275 | 280.8629 | 416.5067 | 1142.7463 | 80.1088 | 312.0224 | 288.5248 | 1045.3833 | 1357.7043 | 8963.0022 | 6260.5782 | 2842.2631 | -0.2015% | 2032 | 243.9459 | 1698.0977 | 561.9632 | 180.3007 | 268.3052 | 203.8283 | 43.7579 | 532.7341 | -23.8644 | 186.2511 | 120.7053 | 583.1501 | 789.7447 | 5489.0387 | 3910.2016 | 1697.9314
| 260.693 | 2108.6766 | 619.2808 | 478.3103 | 316.6081 | 223.9265 | 311.9732 | 721.5539 | 54.2836 | 214.4111 | 175.283 | 792.4186 | 1075.609 |  |  |  | 8047.102 | 0.8335% | 0.9552% | 2034 | 298.503 | 2398.337 | 2696.84 | 14701201.4096 | 730.2134 | 460.0387 | 327.9497 | 254.0109 | 298.3798 | 801.8975 | 0.7925% | 2872.49 | 16679045.5992 | 43.0823 | 254.362 | 200.0589 | 870.2503 | 0.9719% | 1367.7535 | 5990760.4745 | 1110.0185 | 0.4736% | 4861880.8714 | 7639.6998 | 5331.7703 | 2363.3094 |  | 0.8194% | 2033 | 313.8814 | 2592.4693 | 768.531 | 573.9312 | 345.6249 | 266.3582 | 344.4462 | 877.5387 | 60.0666 | 278.5799 | 224.0814 | 952.5841 | 1190.9809 | 8177.1336 | 5725.8282 | 2530.1856 | 1.093% | 2033 | 322.8473 | 2643.3705 | 779.6831 | 602.7581 | 353.7664 | 272.2184 | 362.8716 | 941.1277 | 64.1032 | 289.438 | 235.5453 | 982.3582 | 1222.113 | 8402.9452 | 5881.5324 | 2595.8977 | 1.546% | 2033 | 339.3787 | 2850.4531 | 821.5061 | 735.9014 | 380.821 | 284.0014 | 421.0656 | 1163.0248 | 81.7911 | 318.661 | 294.0938 | 1059.0985 | 1371.2366 | 9103.7617 | 6358.4979 | 2873.2059 | -0.204% | 2033 | 244.6069 | 1692.975 | 565.0432 | 174.5565 | 267.3465 | 203.8644 | 38.6769 | 531.5971 | -25.8762 | 186.7254 | 119.5902 | 577.2827 | 787.0379 | 5477.8634 | 3912.3518 | 1690.3254
[17 empty] | 8114.155 | 0.8264% | 0.9416% | 2035 | 300.7677 | 2421.7073 | 2722.475 | 14840944.4791 | 737.8604 | 463.9923 | 329.0486 | 256.1989 | 299.6479 | 808.5511 | 0.7878% | 2895.2992 | 16811486.997 | 43.6178 | 257.4501 | 202.1928 | 877.815 | 0.9646% | 1381.0757 | 6049111.7002 | 1115.3051 | 0.474% | 4885036.2113 | 7705.9514 | 5382.4093 | 2379.885 |  | 0.8502% | 2034 | 316.2855 | 2617.9566 | 776.4361 | 578.5453 | 346.8153 | 268.6039 | 345.8459 | 884.8426 | 60.7139 | 281.8482 | 226.4857 | 960.7501 | 1196.8022 | 8247.2481 | 5779.496 | 2547.8374 | 1.104% | 2034 | 326.214 | 2673.8583 | 788.5684 | 610.7935 | 355.6368 | 274.9801 | 365.5314 | 952.9055 | 65.0288 | 293.7477 | 238.7247 | 993.323 | 1229.9877 | 8496.7856 | 5950.5677 | 2619.4456 | 1.565% | 2034 | 343.5704 | 2888.8992 | 832.528 | 753.1316 | 384.1449 | 287.1589 | 425.6294 | 1183.2316 | 83.4892 | 325.4629 | 299.637 | 1072.9251 | 1384.6873 | 9248.4824 | 6458.452 | 2903.8366 | -0.2063% | 2034 | 245.2247 | 1687.7975 | 568.0177 | 168.7877 | 266.3634 | 203.8712 | 33.5816 | 530.4781 | -27.8918 | 187.1842 | 118.4623 | 571.3948 | 784.3262 | 5466.5869 | 3914.4101 | 1682.6903
| UNI | UNI | UNI | LNI | LNI | LNI | LNI | LNI | USI | USI | USI | LSI | LSI |  |  |  | 8179.5843 | 0.7999% | 0.9297% | 2036 | 303.0015 | 2445.0205 | 2748.022 | 14980208.1915 | 745.4808 | 467.9725 | 330.1442 | 258.3748 | 300.9237 | 815.2266 | 0.7821% | 2918.1227 | 16944010.9483 | 44.1495 | 260.5084 | 204.3412 | 883.8345 | 0.8442% | 1392.8336 | 6100611.0198 | 1120.6061 | 0.473% | 4908254.5274 | 7769.7784 | 5432.4158 | 2394.545 |  | 0.8124% | 2035 | 318.6474 | 2643.3514 | 784.3561 | 583.1409 | 347.9719 | 270.8868 | 347.2553 | 892.1843 | 61.3565 | 285.0848 | 228.9064 | 967.2483 | 1202.6393 | 8314.7965 | 5832.4935 | 2563.4491 | 1.091% | 2035 | 329.656 | 2704.4108 | 797.6143 | 619.1144 | 357.6088 | 277.77 | 368.1869 | 964.754 | 65.9599 | 298.1184 | 241.9036 | 1002.9381 | 1237.8659 | 8590.5476 | 6020.4412 | 2641.5908 | 1.585% | 2035 | 348.262 | 2927.7912 | 844.356 | 771.7182 | 388.1336 | 290.4474 | 430.1438 | 1203.3521 | 85.2275 | 332.7714 | 305.0788 | 1085.7479 | 1398.0528 | 9397.4768 | 6561.8154 | 2932.3728 | -0.2087% | 2035 | 245.6113 | 1682.5712 | 570.2155 | 162.9962 | 265.2549 | 203.6155 | 28.4738 | 529.3785 | -29.9106 | 187.5935 | 117.3339 | 565.4882 | 781.5969 | 5455.1999 | 3916.3705 | 1674.9494
[17 empty] | 8244.9961 | 0.7934% | 0.9163% | 2037 | 305.1953 | 2468.241 | 2773.4364 | 15118748.5928 | 753.074 | 471.9691 | 331.2302 | 260.542 | 302.2051 | 821.9271 | 0.7761% | 2940.9475 | 17076542.8384 | 44.6879 | 263.5991 | 206.4984 | 889.8954 | 0.8434% | 1404.6808 | 6152501.951 | 1125.9314 | 0.473% | 4931579.5344 | 7834.9701 | 5483.436 | 2409.4181 |  | 0.8229% | 2036 | 320.9772 | 2668.6842 | 792.2485 | 587.7675 | 349.1251 | 273.1571 | 348.6732 | 899.5503 | 62.0073 | 288.3559 | 231.337 | 973.791 | 1208.5033 | 8383.7894 | 5886.5653 | 2579.2876 | 1.101% | 2036 | 333.045 | 2735.019 | 806.541 | 627.5944 | 359.5054 | 280.5537 | 370.8565 | 976.6964 | 66.8945 | 302.4889 | 245.1133 | 1012.5086 | 1245.7862 | 8686.1779 | 6091.2388 | 2664.3363 | 1.6% | 2036 | 352.6526 | 2967.069 | 855.6959 | 790.9228 | 391.739 | 293.7106 | 434.6777 | 1223.5702 | 86.983 | 340.0911 | 310.6622 | 1098.5023 | 1411.4682 | 9550.2855 | 6667.0302 | 2960.9106 | -0.2107% | 2036 | 246.0053 | 1677.3018 | 572.5615 | 157.1854 | 264.1488 | 203.4281 | 23.3546 | 528.2634 | -31.9322 | 187.9954 | 116.1888 | 559.5657 | 778.8464 | 5443.7296 | 3918.2515 | 1667.178
[17 empty] | 8310.4281 | 0.7873% | 0.9051% | 2038 | 307.3677 | 2491.399 | 2798.7667 | 15256830.9408 | 760.6911 | 475.9565 | 332.2981 | 262.7436 | 303.4931 | 828.6535 | 0.7723% | 2963.8358 | 17209443.2106 | 45.2226 | 266.6888 | 208.667 | 895.9726 | 0.838% | 1416.5509 | 6204493.0783 | 1131.2746 | 0.4723% | 4954982.8882 | 7900.9627 | 5534.7484 | 2424.6137 |  | 0.8262% | 2037 | 323.2652 | 2693.9162 | 800.1126 | 592.413 | 350.2682 | 275.4183 | 350.0974 | 906.9439 | 62.6536 | 291.6257 | 233.7805 | 980.3514 | 1214.387 | 8453.6297 | 5940.9469 | 2595.4698 | 1.091% | 2037 | 336.3999 | 2765.7007 | 815.394 | 636.2215 | 361.3455 | 283.3333 | 373.5413 | 988.7354 | 67.834 | 306.8529 | 248.3373 | 1022.0373 | 1253.7306 | 8781.957 | 6162.1069 | 2686.865 | 1.616% | 2037 | 356.8225 | 3006.8496 | 866.7295 | 810.7476 | 395.0294 | 296.9555 | 439.2407 | 1243.8534 | 88.7738 | 347.4507 | 316.2622 | 1111.1984 | 1424.8784 | 9707.1973 | 6774.4422 | 2989.4056 | -0.2126% | 2037 | 246.3929 | 1671.9937 | 574.9287 | 151.3573 | 263.0492 | 203.2891 | 18.2253 | 527.1405 | -33.9563 | 188.3823 | 115.0355 | 553.6289 | 776.0746 | 5432.1802 | 3920.0622 | 1659.3682
| UNI: LSI; UNI: USI; UNI: LNI; LNI: UNI; LNI: TOTAL |  |  |  | 8375.8758 | 0.7814% | 0.8947% | 2039 | 309.5357 | 2514.4985 | 2824.0341 | 15394570.7985 | 768.3425 | 479.9357 | 333.3572 | 264.9781 | 304.7895 | 835.409 | 0.7693% | 2986.812 | 17342853.7072 | 45.7541 | 269.7827 | 210.8492 | 902.0012 | 0.8286% | 1428.3872 | 6256335.9694 | 1136.6425 | 0.4723% | 4978494.132 | 7965.9056 | 5585.2513 | 2439.4667 |  | 0.8065% | 2038 | 325.5309 | 2719.0802 | 808.0016 | 597.0478 | 351.3922 | 277.7153 | 351.5288 | 914.3661 | 63.296 | 294.9001 | 236.2392 | 986.8593 | 1220.2977 | 8522.3592 | 5994.4704 | 2611.287 | 1.089% | 2038 | 339.8152 | 2796.4813 | 824.3814 | 645.1704 | 363.2678 | 286.1378 | 376.2239 | 1000.8336 | 68.7748 | 311.2829 | 251.5619 | 1031.7337 | 1261.707 | 8878.6333 | 6233.5177 | 2709.2523 | 1.648% | 2038 | 361.4427 | 3047.1765 | 878.478 | 832.0684 | 398.8766 | 300.3352 | 443.7695 | 1264.0718 | 90.5856 | 355.2933 | 321.7707 | 1124.4669 | 1438.2755 | 9869.8569 | 6885.2512 | 3017.7213 | -0.2146% | 2038 | 246.5278 | 1666.6508 | 576.5668 | 145.5129 | 261.8134 | 202.9288 | 13.0869 | 526.0187 | -35.9827 | 188.7215 | 113.8787 | 547.679 | 773.2856 | 5420.547 | 3921.7889 | 1651.5329
1997 | UNI: 1528.688; UNI: 310.458; UNI: 1663.082; LNI: 2184.748; LNI: 5686.976 |  |  |  | 8441.1599 | 0.7734% | 0.8797% | 2040 | 311.709 | 2537.3899 | 2849.0989 | 15531205.3473 | 775.9657 | 484.0203 | 334.4265 | 267.2371 | 306.1604 | 842.0372 | 0.7653% | 3009.8472 | 17476607.3254 | 46.2919 | 272.8838 | 213.0267 | 907.9887 | 0.8196% | 1440.1911 | 6308037.2002 | 1142.0227 | 0.4711% | 5002059.3447 | 8030.8845 | 5635.8378 | 2454.1754 |  | 0.8004% | 2039 | 327.792 | 2744.1808 | 815.9261 | 601.6732 | 352.5069 | 280.0468 | 352.9697 | 921.8203 | 63.9461 | 298.1821 | 238.6927 | 993.3229 | 1226.2221 | 8591.1267 | 6048.0825 | 2626.9506 | 1.098% | 2039 | 343.286 | 2827.351 | 833.4946 | 654.3901 | 365.2703 | 288.9657 | 378.9149 | 1013.0205 | 69.7219 | 315.7758 | 254.7878 | 1041.5901 | 1269.6829 | 8977.1642 | 6305.9831 | 2731.965 | 1.676% | 2039 | 366.5406 | 3088.0293 | 890.9486 | 854.6951 | 403.3073 | 303.8615 | 448.2926 | 1284.2733 | 92.4216 | 363.6198 | 327.3116 | 1138.3485 | 1451.5681 | 10038.0471 | 6999.3648 | 3045.9017 | -0.2165% | 2039 | 246.3781 | 1661.2765 | 577.4816 | 139.6538 | 260.4134 | 202.3629 | 7.9403 | 524.8965 | -38.0112 | 189.0077 | 112.7075 | 541.717 | 770.4773 | 5408.835 | 3923.4295 | 1643.6689
1998 | UNI: 1539.464; UNI: 308.326; UNI: 1628.038; LNI: 2106.69; LNI: 5582.518 |  |  |  | 8507.1744 | 0.776% | 0.8725% | 2041 | 313.8987 | 2560.2767 | 2874.1755 | 15667904.6054 | 783.6431 | 488.1017 | 335.494 | 269.5402 | 307.6304 | 848.7081 | 0.7672% | 3033.1176 | 17611725.9137 | 46.8443 | 276.1458 | 215.2583 | 914.1297 | 0.8391% | 1452.3781 | 6361416.1787 | 1147.5033 | 0.4776% | 5026064.2904 | 8097.8624 | 5687.5234 | 2469.6354 |  | 0.8183% | 2040 | 330.0587 | 2769.0551 | 823.8215 | 606.4211 | 353.6324 | 282.4037 | 354.4933 | 929.1341 | 64.6137 | 301.6345 | 241.2071 | 999.9521 | 1232.257 | 8662.0097 | 6102.8595 | 2643.4142 | 1.09% | 2040 | 346.6953 | 2858.0152 | 842.4513 | 664.0591 | 367.1876 | 291.7956 | 381.6874 | 1024.3582 | 70.6895 | 320.3683 | 258.0894 | 1051.4076 | 1277.8476 | 9076.1257 | 6378.2168 | 2755.0139 | 1.661% | 2040 | 371.1345 | 3128.727 | 902.587 | 878.5124 | 407.1315 | 307.3962 | 452.9415 | 1303.3102 | 94.3151 | 372.2342 | 332.9976 | 1152.0677 | 1465.1465 | 10207.5644 | 7112.9244 | 3074.6799 | -0.2178% | 2040 | 246.4057 | 1655.874 | 578.9828 | 133.7823 | 259.0976 | 202.1147 | 3.3853 | 523.6643 | -40.0414 | 189.3178 | 111.5348 | 535.7448 | 767.6686 | 5397.0823 | 3925.0312 | 1635.799
1999 | UNI: 1579.27; UNI: 318.044; UNI: 1671.35; LNI: 2082.062; LNI: 5650.726 |  |  |  | 8573.1953 | 0.7701% | 0.8637% | 2042 | 316.0387 | 2583.1781 | 2899.2167 | 15804411.4062 | 791.2703 | 492.2371 | 336.5484 | 271.8183 | 309.119 | 855.4184 | 0.7621% | 3056.4114 | 17746981.1791 | 47.4029 | 279.4281 | 217.489 | 920.2379 | 0.8316% | 1464.5579 | 6414763.705 | 1153.0093 | 0.4775% | 5050180.5157 | 8163.8886 | 5738.5077 | 2484.7462 |  | 0.8002% | 2041 | 332.3424 | 2793.9246 | 831.7728 | 611.1653 | 354.756 | 284.8068 | 356.127 | 936.4951 | 65.289 | 305.1082 | 243.7206 | 1006.5459 | 1238.3199 | 8731.8857 | 6156.8933 | 2659.506 | 1.086% | 2041 | 350.1836 | 2888.7079 | 851.5901 | 674.0596 | 369.2131 | 294.6564 | 384.4625 | 1035.6833 | 71.6574 | 325.0401 | 261.3668 | 1061.3954 | 1285.9829 | 9175.7928 | 6450.9262 | 2777.8509 | 1.662% | 2041 | 376.447 | 3169.6443 | 915.2955 | 903.7999 | 411.7579 | 311.1544 | 457.5089 | 1321.8911 | 96.2097 | 381.3942 | 338.5129 | 1166.4729 | 1478.3538 | 10380.0837 | 7228.6739 | 3102.7255 | -0.219% | 2041 | 246.0573 | 1650.446 | 579.5289 | 127.8988 | 257.566 | 201.6318 | 0.43619 | 522.4772 | -42.0733 | 189.5779 | 110.3551 | 529.7626 | 764.8524 | 5385.2867 | 3926.5644 | 1627.9176
2000 | UNI: 1587.814; UNI: 321.074; UNI: 1692.27; LNI: 2090.562; LNI: 5691.72 |  |  |  | 8639.2833 | 0.765% | 0.8542% | 2043 | 318.1664 | 2606.0284 | 2924.1948 | 15940573.699 | 798.8987 | 496.3666 | 337.5922 | 274.1091 | 310.6169 | 862.1504 | 0.7573% | 3079.7339 | 17882402.3491 | 47.9581 | 282.7106 | 219.7476 | 926.3928 | 0.8296% | 1476.8091 | 6468423.9655 | 1158.5455 | 0.4779% | 5074429.2257 | 8230.1887 | 5789.496 | 2499.9947 |  | 0.7972% | 2042 | 334.5743 | 2818.8098 | 839.6722 | 615.9722 | 355.8658 | 287.1836 | 357.7814 | 943.8995 | 65.9601 | 308.5821 | 246.2654 | 1013.1902 | 1244.416 | 8802.0514 | 6210.9314 | 2675.7444 | 1.065% | 2042 | 353.6071 | 2919.2972 | 860.5787 | 684.1834 | 371.1549 | 297.5027 | 387.242 | 1047.0078 | 72.6261 | 329.6741 | 264.6627 | 1071.2662 | 1294.1098 | 9274.5639 | 6523.0041 | 2800.2195 | 1.62% | 2042 | 381.2544 | 3210.2853 | 927.2372 | 929.232 | 415.8534 | 314.8552 | 462.0175 | 1340.0782 | 98.1192 | 390.3444 | 343.9547 | 1180.5517 | 1491.2698 | 10551.0387 | 7343.062 | 3130.1249 | -0.2195% | 2042 | 245.8205 | 1644.995 | 580.4849 | 122.0053 | 256.0925 | 201.2869 | -2.519 | 521.3189 | -44.1066 | 189.8534 | 109.1711 | 523.7719 | 762.0227 | 5373.4931 | 3928.0915 | 1620.0122
2001 | UNI: 1656.62; UNI: 326.296; UNI: 1716.274; LNI: 2248.302; LNI: 5947.492 |  |  |  | 8705.4181 | 0.7597% | 0.8453% | 2044 | 320.2813 | 2628.843 | 2949.1243 | 16076470.7636 | 806.5327 | 500.5037 | 338.6317 | 276.4092 | 312.1173 | 868.9023 | 0.7529% | 3103.097 | 18018059.9807 | 48.5103 | 286.013 | 222.0161 | 932.5485 | 0.8246% | 1489.0879 | 6522204.8747 | 1164.109 | 0.4779% | 5098797.2133 | 8297.0302 | 5840.8963 | 2515.2803 |  | 0.7973% | 2043 | 336.7934 | 2843.6396 | 847.5729 | 620.7722 | 356.9644 | 289.5738 | 359.4462 | 951.3278 | 66.6275 | 312.0772 | 248.8214 | 1019.8353 | 1250.5422 | 8872.7902 | 6265.406 | 2692.0224 | 1.073% | 2043 | 357.039 | 2949.9585 | 869.584 | 694.5631 | 373.1016 | 300.3598 | 390.042 | 1058.41 | 73.5929 | 334.352 | 267.9752 | 1081.1954 | 1302.2864 | 9375.1491 | 6596.0304 | 2822.9684 | 1.632% | 2043 | 386.1757 | 3251.3531 | 939.3372 | 955.8189 | 420.0406 | 318.6681 | 466.5592 | 1358.2897 | 100.0337 | 399.5819 | 349.4301 | 1194.9232 | 1504.237 | 10726.1242 | 7459.7376 | 3157.6721 | -0.2208% | 2043 | 245.4522 | 1639.5226 | 581.1652 | 116.102 | 254.5461 | 200.869 | -5.4799 | 520.1443 | -46.1413 | 190.1059 | 107.9757 | 517.7731 | 759.1634 | 5361.6559 | 3929.5572 | 1612.0668
2002 | UNI: 1697.94; UNI: 336.268; UNI: 1699.702; LNI: 2200.884; LNI: 5934.794 |  |  |  | 8771.4742 | 0.7531% | 0.8359% | 2045 | 322.3574 | 2651.6275 | 2973.985 | 16211993.0831 | 814.1192 | 504.6662 | 339.6556 | 278.6933 | 313.6224 | 875.6766 | 0.7464% | 3126.4334 | 18153562.1615 | 49.0677 | 289.3206 | 224.2813 | 938.6984 | 0.8179% | 1501.3681 | 6575992.3975 | 1169.6877 | 0.4769% | 5123231.9787 | 8363.484 | 5891.8115 | 2530.5874 |  | 0.7864% | 2044 | 338.9992 | 2868.4305 | 855.4794 | 625.5812 | 358.0586 | 291.9737 | 361.1138 | 958.7781 | 67.3013 | 315.5777 | 251.3738 | 1026.4742 | 1256.6852 | 8943.1186 | 6319.3665 | 2708.3232 | 1.057% | 2044 | 360.478 | 2980.6965 | 878.6107 | 705.2717 | 375.0655 | 303.2262 | 392.8436 | 1069.8936 | 74.5709 | 339.0676 | 271.2782 | 1091.19 | 1310.4811 | 9475.3125 | 6668.7707 | 2845.207 | 1.641% | 2044 | 391.2114 | 3292.8469 | 951.6223 | 983.7465 | 424.4066 | 322.5967 | 471.0866 | 1376.5515 | 101.9833 | 409.1057 | 354.8523 | 1209.6355 | 1517.1704 | 10905.095 | 7578.541 | 3185.1123 | -0.222% | 2044 | 244.9467 | 1634.0305 | 581.5779 | 110.1897 | 252.9107 | 200.3778 | -8.4459 | 518.9509 | -48.1771 | 190.3289 | 106.7697 | 511.7669 | 756.2754 | 5349.7787 | 3930.9886 | 1604.0819
2003 | UNI: 1621.716; UNI: 343.656; UNI: 1684.822; LNI: 2271.47; LNI: 5921.664 |  |  |  | 8837.6432 | 0.7487% | 0.8264% | 2046 | 324.4672 | 2674.3003 | 2998.7675 | 16347089.3054 | 821.7756 | 508.7843 | 340.6864 | 281.0265 | 315.1305 | 882.456 | 0.7437% | 3149.8594 | 18289584.421 | 49.6307 | 292.6482 | 226.5704 | 944.8762 | 0.8164% | 1513.7256 | 6630117.9398 | 1175.2908 | 0.4767% | 5147773.8505 | 8430.054 | 5942.9747 | 2545.7373 |  | 0.7816% | 2045 | 341.1645 | 2893.1888 | 863.3367 | 630.4197 | 359.1363 | 294.3568 | 362.7865 | 966.253 | 67.9818 | 319.0994 | 253.9529 | 1033.1431 | 1262.855 | 9013.5701 | 6373.5899 | 2724.4566 | 1.067% | 2045 | 363.8659 | 3011.4491 | 887.511 | 716.2023 | 376.9657 | 306.0818 | 395.656 | 1081.4678 | 75.555 | 343.7851 | 274.6184 | 1101.1175 | 1318.7339 | 9577.4623 | 6742.4968 | 2867.9053 | 1.634% | 2045 | 395.7441 | 3334.537 | 963.1531 | 1012.4046 | 428.2942 | 326.476 | 475.6327 | 1394.8621 | 103.9497 | 418.5946 | 360.3494 | 1224.1595 | 1530.2179 | 11086.279 | 7698.0306 | 3212.9246 | -0.2229% | 2045 | 244.6058 | 1628.5206 | 582.4349 | 104.2693 | 251.354 | 200.0167 | -11.4166 | 517.7387 | -50.2141 | 190.5668 | 105.5553 | 505.7541 | 753.3586 | 5337.8816 | 3932.363 | 1596.0604
2004 | UNI: 1698.888; UNI: 354.478; UNI: 1759.906; LNI: 2356.806; LNI: 6170.078 |  |  |  | 8903.7232 | 0.7422% | 0.8156% | 2047 | 326.5914 | 2696.8366 | 3023.4279 | 16481520.0418 | 829.4788 | 512.8878 | 341.7179 | 283.3925 | 316.6426 | 889.244 | 0.7407% | 3173.3637 | 18426061.6098 | 50.1905 | 295.9735 | 228.8657 | 950.9933 | 0.8059% | 1526.023 | 6683980.8381 | 1180.9086 | 0.4757% | 5172379.5881 | 8497.0046 | 5994.3457 | 2560.9786 |  | 0.78% | 2046 | 343.3648 | 2917.8256 | 871.2664 | 635.2064 | 360.2212 | 296.7912 | 364.4626 | 973.7336 | 68.6583 | 322.6187 | 256.5392 | 1039.7466 | 1269.041 | 9084.4242 | 6428.0335 | 2740.6873 | 1.079% | 2046 | 367.3387 | 3042.4437 | 896.6171 | 727.6323 | 378.9765 | 308.977 | 398.498 | 1093.1819 | 76.5395 | 348.6165 | 277.9905 | 1111.3034 | 1327.0456 | 9681.9333 | 6817.5414 | 2890.9227 | 1.696% | 2046 | 401.2137 | 3377.4392 | 976.0743 | 1043.6116 | 433.1427 | 330.7515 | 480.2678 | 1413.5497 | 105.9257 | 428.9426 | 366.0043 | 1239.8564 | 1543.4546 | 11277.5105 | 7823.645 | 3241.3572 | -0.2251% | 2046 | 243.747 | 1622.9935 | 582.0969 | 98.3408 | 249.5027 | 199.3231 | -14.3916 | 516.4821 | -52.2522 | 190.7066 | 104.3299 | 499.7345 | 750.4115 | 5325.8924 | 3933.6303 | 1587.9981
2005 | UNI: 1712.222; UNI: 365.948; UNI: 1695.934; LNI: 2406.774; LNI: 6180.878 |  |  |  | 8969.7365 | 0.736% | 0.8078% | 2048 | 328.6928 | 2719.358 | 3048.0508 | 16615745.8896 | 837.1562 | 516.9977 | 342.7397 | 285.7444 | 318.1541 | 896.0513 | 0.7345% | 3196.8435 | 18562396.5566 | 50.7469 | 299.3095 | 231.1693 | 957.0725 | 0.798% | 1538.2982 | 6737746.3311 | 1186.544 | 0.4749% | 5197062.6117 | 8564.8016 | 6046.1651 | 2576.4922 |  | 0.7836% | 2047 | 345.5802 | 2942.3141 | 879.2445 | 639.9763 | 361.3069 | 299.2598 | 366.1432 | 981.2238 | 69.3309 | 326.1493 | 259.1348 | 1046.3091 | 1275.2463 | 9156.1743 | 6482.9523 | 2757.2081 | 1.087% | 2047 | 370.8584 | 3073.7063 | 905.8551 | 739.6397 | 381.0369 | 311.8999 | 401.366 | 1105.0388 | 77.5285 | 353.5458 | 281.3832 | 1121.6435 | 1335.4402 | 9788.3796 | 6893.6695 | 2914.1728 | 1.752% | 2047 | 407.3112 | 3421.7683 | 990.0218 | 1077.4474 | 438.5189 | 335.3699 | 484.9767 | 1432.5823 | 107.9248 | 439.9725 | 371.7239 | 1256.3795 | 1556.9824 | 11478.6496 | 7955.3978 | 3270.3267 | -0.2272% | 2047 | 242.4919 | 1617.4504 | 580.8585 | 92.4049 | 247.4514 | 198.4399 | -17.3707 | 515.1896 | -54.2911 | 190.7701 | 103.0965 | 493.7089 | 747.4361 | 5313.8173 | 3934.8099 | 1579.9004
2006 | UNI: 1757.148; UNI: 373.748; UNI: 1829.938; LNI: 2559.548; LNI: 6520.382 |  |  |  | 9035.8414 | 0.7316% | 0.7995% | 2049 | 330.8053 | 2741.8114 | 3072.6168 | 16749661.5484 | 844.863 | 521.1039 | 343.7654 | 288.1221 | 319.6767 | 902.8779 | 0.7318% | 3220.409 | 18699229.4724 | 51.3087 | 302.6529 | 233.4801 | 963.1764 | 0.7945% | 1550.6182 | 6791707.7762 | 1192.1974 | 0.4742% | 5221824.4867 | 8634.1228 | 6099.2627 | 2592.217 |  | 0.7949% | 2048 | 347.7719 | 2966.7865 | 887.1959 | 644.7536 | 362.3824 | 301.7136 | 367.823 | 988.7353 | 70.01 | 329.6877 | 261.7385 | 1052.8983 | 1281.4715 | 9229.5372 | 6539.2258 | 2773.9537 | 1.107% | 2048 | 374.3451 | 3105.0419 | 915.0129 | 751.8529 | 383.0565 | 314.8162 | 404.2378 | 1116.9865 | 78.5232 | 358.4853 | 284.8007 | 1131.9632 | 1343.8719 | 9897.994 | 6971.4721 | 2938.3457 | 1.749% | 2048 | 413.1106 | 3466.5695 | 1003.542 | 1112.2057 | 443.6205 | 340.0234 | 489.6956 | 1451.689 | 109.9372 | 451.0539 | 377.5436 | 1272.9591 | 1570.547 | 11682.9379 | 8088.5749 | 3299.96 | -0.2283% | 2048 | 241.3229 | 1611.8931 | 579.8858 | 86.4629 | 245.4318 | 197.6244 | -20.3535 | 513.8815 | -56.3309 | 190.8311 | 101.8555 | 487.678 | 744.4407 | 5301.7128 | 3935.9156 | 1571.777
2007 | UNI: 1800.266; UNI: 393.16; UNI: 1809.25; LNI: 2569.282; LNI: 6571.958 |  |  |  | 9101.9817 | 0.7267% | 0.7925% | 2050 | 332.921 | 2764.2418 | 3097.1627 | 16883468.2647 | 852.5714 | 525.2132 | 344.7881 | 290.5026 | 321.1985 | 909.7208 | 0.7271% | 3243.9946 | 18836178.2886 | 51.8675 | 306.0073 | 235.8149 | 969.2613 | 0.7891% | 1562.9509 | 6845725.1388 | 1197.8735 | 0.4738% | 5246685.7331 | 8702.3838 | 6151.5059 | 2607.6798 |  | 0.7766% | 2049 | 349.9752 | 2991.185 | 895.1778 | 649.5265 | 363.462 | 304.1945 | 369.5152 | 996.2679 | 70.6854 | 333.2378 | 264.3691 | 1059.4669 | 1287.7217 | 9301.7783 | 6594.5938 | 2790.4204 | 1.105% | 2049 | 377.8649 | 3136.5063 | 924.2578 | 764.6171 | 385.1275 | 317.7572 | 407.1351 | 1129.0292 | 79.5178 | 363.5192 | 288.2493 | 1142.4278 | 1352.3581 | 10008.5889 | 7049.7621 | 2962.2273 | 1.776% | 2049 | 419.4136 | 3512.1917 | 1017.8578 | 1149.4438 | 449.3009 | 345.0413 | 494.4582 | 1470.8983 | 111.9558 | 462.7642 | 383.3822 | 1290.3646 | 1584.2024 | 11894.1914 | 8225.7724 | 3329.8577 | -0.2299% | 2049 | 239.8313 | 1606.3223 | 578.2326 | 80.5147 | 243.1992 | 196.6351 | -23.3398 | 512.5556 | -58.3715 | 190.8215 | 100.6096 | 481.642 | 741.4266 | 5289.5524 | 3936.9141 | 1563.6306
2008 | UNI: 1721.94; UNI: 408.354; UNI: 1742.574; LNI: 2528.542; LNI: 6401.41 |  |  |  | 2778.864 | -227.5% | [12 empty] | #DIV/0! | 0 | 0 | 52.4313 | 309.3678 | 238.1427 | 975.351 | 0.7835% | 1575.2928 | 6899782.3143 | 1203.5712 | 0.4734% | 5271641.9177 | 8770.9941 | 6203.974 | 2623.2613 |  | 0.7746% | 2050 | 352.1817 | 3015.5583 | 903.1613 | 654.3031 | 364.5384 | 306.6783 | 371.2065 | 1003.8186 | 71.3669 | 336.7942 | 266.992 | 1066.0408 | 1293.9957 | 9374.389 | 6650.2001 | 2807.0134 | 1.104% | 2050 | 381.3819 | 3168.1017 | 933.4953 | 777.7017 | 387.1886 | 320.7047 | 410.0351 | 1141.1827 | 80.5241 | 368.5938 | 291.7012 | 1152.9244 | 1360.9004 | 10120.3487 | 7128.642 | 2986.1695 | 1.784% | 2050 | 425.7649 | 3558.5695 | 1032.2577 | 1188.1707 | 454.9835 | 350.2427 | 499.2285 | 1490.2475 | 114.0057 | 474.722 | 389.2734 | 1308.0995 | 1597.9608 | 12110.2771 | 8365.6056 | 3360.0525 | -0.2312% | 2050 | 238.2963 | 1600.7392 | 576.5272 | 74.5612 | 240.9337 | 195.6273 | -26.3293 | 511.2117 | -60.4128 | 190.7861 | 99.3569 | 475.6013 | 738.3949 | 5277.3528 | 3937.8534 | 1555.4614
2009 | UNI: 1668.442; UNI: 419.03; UNI: 1835.712; LNI: 2634.462; LNI: 6557.646
2010 | UNI: 1710.306; UNI: 427.892; UNI: 1810.6; LNI: 2591.57; LNI: 6540.368
2011 | UNI: 1793; UNI: 431.892; UNI: 1916.22; LNI: 2805.298; LNI: 6946.41
2012 | UNI: 1672.514; UNI: 408.94; UNI: 1761.426; LNI: 2589.894; LNI: 6432.774
2013 | UNI: 1699.168; UNI: 402.894; UNI: 1765.232; LNI: 2556.526; LNI: 6423.82
2014 | UNI: 1650.772; UNI: 388.446; UNI: 1755.964; LNI: 2555.932; LNI: 6351.114
2015 | UNI: 1868.0276; UNI: 443.9776; UNI: 2052.3719; LNI: 2988.6504; LNI: 7353.0274

## S2 Low investment scenario
Scenario 2
LOAD
Year | Region | Allocation | 1 | 2 | 3 | 4 | 5 | 6 | 7 | 8 | 9 | 10 | 11 | 12 | 13 | 14 | 15 | 16 | 17 | 18 | 19 | 20 | Total
Major capex
Normal major capex | UNI | 50.2% | 15059748.701 | 15059748.701 | 15059748.701 | 15059748.701 | 15059748.701 | 15059748.701 | 15059748.701 | 15059748.701 | 15059748.701 | 15059748.701 | 15059748.701 | 15059748.701 | 15059748.701 | 15059748.701 | 15059748.701 | 15059748.701 | 15059748.701 | 15059748.701 | 15059748.701 | 15059748.701 | 301194974.0198
Normal major capex | LNI | 28.34% | 8500804.8713 | 8500804.8713 | 8500804.8713 | 8500804.8713 | 8500804.8713 | 8500804.8713 | 8500804.8713 | 8500804.8713 | 8500804.8713 | 8500804.8713 | 8500804.8713 | 8500804.8713 | 8500804.8713 | 8500804.8713 | 8500804.8713 | 8500804.8713 | 8500804.8713 | 8500804.8713 | 8500804.8713 | 8500804.8713 | 170016097.4253
Normal major capex | USI | 10.51% | 3154286.8621 | 3154286.8621 | 3154286.8621 | 3154286.8621 | 3154286.8621 | 3154286.8621 | 3154286.8621 | 3154286.8621 | 3154286.8621 | 3154286.8621 | 3154286.8621 | 3154286.8621 | 3154286.8621 | 3154286.8621 | 3154286.8621 | 3154286.8621 | 3154286.8621 | 3154286.8621 | 3154286.8621 | 3154286.8621 | 63085737.2413
Normal major capex | LSI | 10.95% | 3285159.5657 | 3285159.5657 | 3285159.5657 | 3285159.5657 | 3285159.5657 | 3285159.5657 | 3285159.5657 | 3285159.5657 | 3285159.5657 | 3285159.5657 | 3285159.5657 | 3285159.5657 | 3285159.5657 | 3285159.5657 | 3285159.5657 | 3285159.5657 | 3285159.5657 | 3285159.5657 | 3285159.5657 | 3285159.5657 | 65703191.3136
Normal annual major capex |  | 100% | 30000000 | 30000000 | 30000000 | 30000000 | 30000000 | 30000000 | 30000000 | 30000000 | 30000000 | 30000000 | 30000000 | 30000000 | 30000000 | 30000000 | 30000000 | 30000000 | 30000000 | 30000000 | 30000000 | 30000000 | 600000000
Scenario 2 major capex | UNI | 50.2% | 0 |  | 15059748.701 | 15059748.701 | 15059748.701 | 15059748.701 | 15059748.701 | 0 | 0 | [5 empty] | 0 | 0 | 0 | 0 | 0 | 0 | 75298743.5049
| LNI | 28.34% |  |  | 8500804.8713 | 8500804.8713 | 8500804.8713 | 8500804.8713 | 8500804.8713 | [7 empty] | 0 | [5 empty] | 42504024.3563
| USI | 10.51% |  |  | 3154286.8621 | 3154286.8621 | 3154286.8621 | 3154286.8621 | 3154286.8621 | [7 empty] | 0 | [5 empty] | 15771434.3103
| LSI | 10.95% |  |  | 3285159.5657 | 3285159.5657 | 3285159.5657 | 3285159.5657 | 3285159.5657 | [7 empty] | 0 | [5 empty] | 16425797.8284
Total Scenario 2 major capex |  | 100% | 0 | 0 | 30000000 | 30000000 | 30000000 | 30000000 | 30000000 | 0 | 0 | 0 | 0 | 0 | 0 | 0 | 0 | 0 | 0 | 0 | 0 | 0 | 150000000
Base capex |  | in $m p.a.
Base capex UNI scope for improved efficiency | UNI | 53.475 | 32085000 | 32085000 | 32085000 | 32085000 | 32085000 | 32085000 | 32085000 | 32085000 | 32085000 | 32085000 | 32085000 | 32085000 | 32085000 | 32085000 | 32085000 | 32085000 | 32085000 | 32085000 | 32085000 | 32085000 | 641700000
Base capex UNI no scope | UNI | 31.05 | 18630000 | 18630000 | 18630000 | 18630000 | 18630000 | 18630000 | 18630000 | 18630000 | 18630000 | 18630000 | 18630000 | 18630000 | 18630000 | 18630000 | 18630000 | 18630000 | 18630000 | 18630000 | 18630000 | 18630000 | 372600000
Base capex LNI scope for improved efficiency | LNI | 48.825 | 29295000 | 29295000 | 29295000 | 29295000 | 29295000 | 29295000 | 29295000 | 29295000 | 29295000 | 29295000 | 29295000 | 29295000 | 29295000 | 29295000 | 29295000 | 29295000 | 29295000 | 29295000 | 29295000 | 29295000 | 585900000
Base capex LNI no scope | LNI | 28.35 | 17010000 | 17010000 | 17010000 | 17010000 | 17010000 | 17010000 | 17010000 | 17010000 | 17010000 | 17010000 | 17010000 | 17010000 | 17010000 | 17010000 | 17010000 | 17010000 | 17010000 | 17010000 | 17010000 | 17010000 | 340200000
Base capex USI scope for improved efficiency | USI | 33.325 | 19995000 | 19995000 | 19995000 | 19995000 | 19995000 | 19995000 | 19995000 | 19995000 | 19995000 | 19995000 | 19995000 | 19995000 | 19995000 | 19995000 | 19995000 | 19995000 | 19995000 | 19995000 | 19995000 | 19995000 | 399900000
Base capex USI no scope | USI | 19.35 | 11610000 | 11610000 | 11610000 | 11610000 | 11610000 | 11610000 | 11610000 | 11610000 | 11610000 | 11610000 | 11610000 | 11610000 | 11610000 | 11610000 | 11610000 | 11610000 | 11610000 | 11610000 | 11610000 | 11610000 | 232200000
Base capex LSI scope for improved efficiency | LSI | 19.375 | 11625000 | 11625000 | 11625000 | 11625000 | 11625000 | 11625000 | 11625000 | 11625000 | 11625000 | 11625000 | 11625000 | 11625000 | 11625000 | 11625000 | 11625000 | 11625000 | 11625000 | 11625000 | 11625000 | 11625000 | 232500000
Base capex LSI no scope | LSI | 11.25 | 6750000 | 6750000 | 6750000 | 6750000 | 6750000 | 6750000 | 6750000 | 6750000 | 6750000 | 6750000 | 6750000 | 6750000 | 6750000 | 6750000 | 6750000 | 6750000 | 6750000 | 6750000 | 6750000 | 6750000 | 135000000
Total |  | 245 | 147000000 | 147000000 | 147000000 | 147000000 | 147000000 | 147000000 | 147000000 | 147000000 | 147000000 | 147000000 | 147000000 | 147000000 | 147000000 | 147000000 | 147000000 | 147000000 | 147000000 | 147000000 | 147000000 | 147000000 | 2940000000
Opex
Opex UNI scope for improved efficiency | UNI | 37.95 | 22770000 | 22770000 | 22770000 | 22770000 | 22770000 | 22770000 | 22770000 | 22770000 | 22770000 | 22770000 | 22770000 | 22770000 | 22770000 | 22770000 | 22770000 | 22770000 | 22770000 | 22770000 | 22770000 | 22770000 | 455400000
Opex UNI no scope | UNI | 62.1 | 37260000 | 37260000 | 37260000 | 37260000 | 37260000 | 37260000 | 37260000 | 37260000 | 37260000 | 37260000 | 37260000 | 37260000 | 37260000 | 37260000 | 37260000 | 37260000 | 37260000 | 37260000 | 37260000 | 37260000 | 745200000
Opex LNI scope for improved efficiency | LNI | 34.65 | 20790000 | 20790000 | 20790000 | 20790000 | 20790000 | 20790000 | 20790000 | 20790000 | 20790000 | 20790000 | 20790000 | 20790000 | 20790000 | 20790000 | 20790000 | 20790000 | 20790000 | 20790000 | 20790000 | 20790000 | 415800000
Opex LNI no scope | LNI | 56.7 | 34020000 | 34020000 | 34020000 | 34020000 | 34020000 | 34020000 | 34020000 | 34020000 | 34020000 | 34020000 | 34020000 | 34020000 | 34020000 | 34020000 | 34020000 | 34020000 | 34020000 | 34020000 | 34020000 | 34020000 | 680400000
Opex USI scope for improved efficiency | USI | 23.65 | 14190000 | 14190000 | 14190000 | 14190000 | 14190000 | 14190000 | 14190000 | 14190000 | 14190000 | 14190000 | 14190000 | 14190000 | 14190000 | 14190000 | 14190000 | 14190000 | 14190000 | 14190000 | 14190000 | 14190000 | 283800000
Opex USI no scope | USI | 38.7 | 23220000 | 23220000 | 23220000 | 23220000 | 23220000 | 23220000 | 23220000 | 23220000 | 23220000 | 23220000 | 23220000 | 23220000 | 23220000 | 23220000 | 23220000 | 23220000 | 23220000 | 23220000 | 23220000 | 23220000 | 464400000
Opex LSI scope for improved efficiency | LSI | 13.75 | 8250000 | 8250000 | 8250000 | 8250000 | 8250000 | 8250000 | 8250000 | 8250000 | 8250000 | 8250000 | 8250000 | 8250000 | 8250000 | 8250000 | 8250000 | 8250000 | 8250000 | 8250000 | 8250000 | 8250000 | 165000000
Opex LSI no scope | LSI | 22.5 | 13500000 | 13500000 | 13500000 | 13500000 | 13500000 | 13500000 | 13500000 | 13500000 | 13500000 | 13500000 | 13500000 | 13500000 | 13500000 | 13500000 | 13500000 | 13500000 | 13500000 | 13500000 | 13500000 | 13500000 | 270000000
Total |  | 290 | 174000000 | 174000000 | 174000000 | 174000000 | 174000000 | 174000000 | 174000000 | 174000000 | 174000000 | 174000000 | 174000000 | 174000000 | 174000000 | 174000000 | 174000000 | 174000000 | 174000000 | 174000000 | 174000000 | 174000000 | 3480000000
Total capex and opex |  |  | 351000000 | 351000000 | 381000000 | 381000000 | 381000000 | 381000000 | 381000000 | 351000000 | 351000000 | 351000000 | 351000000 | 351000000 | 351000000 | 351000000 | 351000000 | 351000000 | 351000000 | 351000000 | 351000000 | 351000000 | 7170000000
GENERATION
Year | Region | Allocation | 1 | 2 | 3 | 4 | 5 | 6 | 7 | 8 | 9 | 10 | 11 | 12 | 13 | 14 | 15 | 16 | 17 | 18 | 19 | 20 | Total
Major capex
Normal major capex | UNI | 15.81% | 3161991.8653 | 3161991.8653 | 3161991.8653 | 3161991.8653 | 3161991.8653 | 3161991.8653 | 3161991.8653 | 3161991.8653 | 3161991.8653 | 3161991.8653 | 3161991.8653 | 3161991.8653 | 3161991.8653 | 3161991.8653 | 3161991.8653 | 3161991.8653 | 3161991.8653 | 3161991.8653 | 3161991.8653 | 3161991.8653 | 63239837.3066
Normal major capex | LNI | 37.32% | 7464165.6815 | 7464165.6815 | 7464165.6815 | 7464165.6815 | 7464165.6815 | 7464165.6815 | 7464165.6815 | 7464165.6815 | 7464165.6815 | 7464165.6815 | 7464165.6815 | 7464165.6815 | 7464165.6815 | 7464165.6815 | 7464165.6815 | 7464165.6815 | 7464165.6815 | 7464165.6815 | 7464165.6815 | 7464165.6815 | 149283313.6291
Normal major capex | USI | 1.76% | 352052.6979 | 352052.6979 | 352052.6979 | 352052.6979 | 352052.6979 | 352052.6979 | 352052.6979 | 352052.6979 | 352052.6979 | 352052.6979 | 352052.6979 | 352052.6979 | 352052.6979 | 352052.6979 | 352052.6979 | 352052.6979 | 352052.6979 | 352052.6979 | 352052.6979 | 352052.6979 | 7041053.9572
Normal major capex | LSI | 45.11% | 9021789.7554 | 9021789.7554 | 9021789.7554 | 9021789.7554 | 9021789.7554 | 9021789.7554 | 9021789.7554 | 9021789.7554 | 9021789.7554 | 9021789.7554 | 9021789.7554 | 9021789.7554 | 9021789.7554 | 9021789.7554 | 9021789.7554 | 9021789.7554 | 9021789.7554 | 9021789.7554 | 9021789.7554 | 9021789.7554 | 180435795.107
Normal annual major capex |  | 100% | 20000000 | 20000000 | 20000000 | 20000000 | 20000000 | 20000000 | 20000000 | 20000000 | 20000000 | 20000000 | 20000000 | 20000000 | 20000000 | 20000000 | 20000000 | 20000000 | 20000000 | 20000000 | 20000000 | 20000000 | 400000000
Scenario 2 major capex | UNI | 15.81% | 0 | 0 | 3161991.8653 | 3161991.8653 | 3161991.8653 | 3161991.8653 | 3161991.8653 | 0 | 0 | 0 | 0 | 0 | 0 | 0 | 0 | 0 | 0 | 0 | 0 | 0 | 15809959.3267
| LNI | 37.32% |  |  | 7464165.6815 | 7464165.6815 | 7464165.6815 | 7464165.6815 | 7464165.6815 |  |  | 0 | 0 | 0 | 0 | 0 | 0 | [5 empty] | 37320828.4073
| USI | 1.76% |  |  | 352052.6979 | 352052.6979 | 352052.6979 | 352052.6979 | 352052.6979 |  |  | 0 | 0 | 0 | 0 | 0 | 0 | [5 empty] | 1760263.4893
| LSI | 45.11% |  |  | 9021789.7554 | 9021789.7554 | 9021789.7554 | 9021789.7554 | 9021789.7554 |  |  | 0 | 0 | 0 | 0 | 0 | 0 | [5 empty] | 45108948.7768
Total Scenario 2 major capex |  | 100% | 0 | 0 | 20000000 | 20000000 | 20000000 | 20000000 | 20000000 | 0 | 0 | 0 | 0 | 0 | 0 | 0 | 0 | 0 | 0 | 0 | 0 | 0 | 100000000
Base capex |  | in $m p.a.
Base capex UNI scope for improved efficiency | UNI | 53.475 | 21390000 | 21390000 | 21390000 | 21390000 | 21390000 | 21390000 | 21390000 | 21390000 | 21390000 | 21390000 | 21390000 | 21390000 | 21390000 | 21390000 | 21390000 | 21390000 | 21390000 | 21390000 | 21390000 | 21390000 | 427800000
Base capex UNI no scope | UNI | 31.05 | 12420000 | 12420000 | 12420000 | 12420000 | 12420000 | 12420000 | 12420000 | 12420000 | 12420000 | 12420000 | 12420000 | 12420000 | 12420000 | 12420000 | 12420000 | 12420000 | 12420000 | 12420000 | 12420000 | 12420000 | 248400000
Base capex LNI scope for improved efficiency | LNI | 48.825 | 19530000 | 19530000 | 19530000 | 19530000 | 19530000 | 19530000 | 19530000 | 19530000 | 19530000 | 19530000 | 19530000 | 19530000 | 19530000 | 19530000 | 19530000 | 19530000 | 19530000 | 19530000 | 19530000 | 19530000 | 390600000
Base capex LNI no scope | LNI | 28.35 | 11340000 | 11340000 | 11340000 | 11340000 | 11340000 | 11340000 | 11340000 | 11340000 | 11340000 | 11340000 | 11340000 | 11340000 | 11340000 | 11340000 | 11340000 | 11340000 | 11340000 | 11340000 | 11340000 | 11340000 | 226800000
Base capex USI scope for improved efficiency | USI | 33.325 | 13330000 | 13330000 | 13330000 | 13330000 | 13330000 | 13330000 | 13330000 | 13330000 | 13330000 | 13330000 | 13330000 | 13330000 | 13330000 | 13330000 | 13330000 | 13330000 | 13330000 | 13330000 | 13330000 | 13330000 | 266600000
Base capex USI no scope | USI | 19.35 | 7740000 | 7740000 | 7740000 | 7740000 | 7740000 | 7740000 | 7740000 | 7740000 | 7740000 | 7740000 | 7740000 | 7740000 | 7740000 | 7740000 | 7740000 | 7740000 | 7740000 | 7740000 | 7740000 | 7740000 | 154800000
Base capex LSI scope for improved efficiency | LSI | 19.375 | 7750000 | 7750000 | 7750000 | 7750000 | 7750000 | 7750000 | 7750000 | 7750000 | 7750000 | 7750000 | 7750000 | 7750000 | 7750000 | 7750000 | 7750000 | 7750000 | 7750000 | 7750000 | 7750000 | 7750000 | 155000000
Base capex LSI no scope | LSI | 11.25 | 4500000 | 4500000 | 4500000 | 4500000 | 4500000 | 4500000 | 4500000 | 4500000 | 4500000 | 4500000 | 4500000 | 4500000 | 4500000 | 4500000 | 4500000 | 4500000 | 4500000 | 4500000 | 4500000 | 4500000 | 90000000
Total |  |  | 98000000 | 98000000 | 98000000 | 98000000 | 98000000 | 98000000 | 98000000 | 98000000 | 98000000 | 98000000 | 98000000 | 98000000 | 98000000 | 98000000 | 98000000 | 98000000 | 98000000 | 98000000 | 98000000 | 98000000 | 1960000000
Opex
Opex UNI scope for improved efficiency | UNI | 37.95 | 15180000 | 15180000 | 15180000 | 15180000 | 15180000 | 15180000 | 15180000 | 15180000 | 15180000 | 15180000 | 15180000 | 15180000 | 15180000 | 15180000 | 15180000 | 15180000 | 15180000 | 15180000 | 15180000 | 15180000 | 303600037.95
Opex UNI no scope | UNI | 62.1 | 24840000 | 24840000 | 24840000 | 24840000 | 24840000 | 24840000 | 24840000 | 24840000 | 24840000 | 24840000 | 24840000 | 24840000 | 24840000 | 24840000 | 24840000 | 24840000 | 24840000 | 24840000 | 24840000 | 24840000 | 496800062.1
Opex LNI scope for improved efficiency | LNI | 34.65 | 13860000 | 13860000 | 13860000 | 13860000 | 13860000 | 13860000 | 13860000 | 13860000 | 13860000 | 13860000 | 13860000 | 13860000 | 13860000 | 13860000 | 13860000 | 13860000 | 13860000 | 13860000 | 13860000 | 13860000 | 277200034.65
Opex LNI no scope | LNI | 56.7 | 22680000 | 22680000 | 22680000 | 22680000 | 22680000 | 22680000 | 22680000 | 22680000 | 22680000 | 22680000 | 22680000 | 22680000 | 22680000 | 22680000 | 22680000 | 22680000 | 22680000 | 22680000 | 22680000 | 22680000 | 453600056.7
Opex USI scope for improved efficiency | USI | 23.65 | 9460000 | 9460000 | 9460000 | 9460000 | 9460000 | 9460000 | 9460000 | 9460000 | 9460000 | 9460000 | 9460000 | 9460000 | 9460000 | 9460000 | 9460000 | 9460000 | 9460000 | 9460000 | 9460000 | 9460000 | 189200023.65
Opex USI no scope | USI | 38.7 | 15480000 | 15480000 | 15480000 | 15480000 | 15480000 | 15480000 | 15480000 | 15480000 | 15480000 | 15480000 | 15480000 | 15480000 | 15480000 | 15480000 | 15480000 | 15480000 | 15480000 | 15480000 | 15480000 | 15480000 | 309600038.7
Opex LSI scope for improved efficiency | LSI | 13.75 | 5500000 | 5500000 | 5500000 | 5500000 | 5500000 | 5500000 | 5500000 | 5500000 | 5500000 | 5500000 | 5500000 | 5500000 | 5500000 | 5500000 | 5500000 | 5500000 | 5500000 | 5500000 | 5500000 | 5500000 | 110000013.75
Opex LSI no scope | LSI | 22.5 | 9000000 | 9000000 | 9000000 | 9000000 | 9000000 | 9000000 | 9000000 | 9000000 | 9000000 | 9000000 | 9000000 | 9000000 | 9000000 | 9000000 | 9000000 | 9000000 | 9000000 | 9000000 | 9000000 | 9000000 | 180000022.5
Total |  | 290 | 116000000 | 116000000 | 116000000 | 116000000 | 116000000 | 116000000 | 116000000 | 116000000 | 116000000 | 116000000 | 116000000 | 116000000 | 116000000 | 116000000 | 116000000 | 116000000 | 116000000 | 116000000 | 116000000 | 116000000 | 2320000290
Total capex and opex |  |  | 234000000 | 234000000 | 254000000 | 254000000 | 254000000 | 254000000 | 254000000 | 234000000 | 234000000 | 234000000 | 234000000 | 234000000 | 234000000 | 234000000 | 234000000 | 234000000 | 234000000 | 234000000 | 234000000 | 234000000 | 4780000290
Total Load and Generation | 0 | 0 | 585000000 | 585000000 | 635000000 | 635000000 | 635000000 | 635000000 | 635000000 | 585000000 | 585000000 | 585000000 | 585000000 | 585000000 | 585000000 | 585000000 | 585000000 | 585000000 | 585000000 | 585000000 | 585000000 | 585000000 | 11950000290

## S1b (Huntly goes)
Scenario 1b | Huntly goes plus additional transmission capex
LOAD
Year | Region | Allocation | 1 | 2 | 3 | 4 | 5 | 6 | 7 | 8 | 9 | 10 | 11 | 12 | 13 | 14 | 15 | 16 | 17 | 18 | 19 | 20 | Total
Major capex
Normal major capex | UNI | 50.2% | 30119497.402 | 30119497.402 | 30119497.402 | 30119497.402 | 30119497.402 | 30119497.402 | 30119497.402 | 30119497.402 | 30119497.402 | 30119497.402 | 30119497.402 | 30119497.402 | 30119497.402 | 30119497.402 | 30119497.402 | 30119497.402 | 30119497.402 | 30119497.402 | 30119497.402 | 30119497.402 | 602389948.0396
Normal major capex | LNI | 28.34% | 17001609.7425 | 17001609.7425 | 17001609.7425 | 17001609.7425 | 17001609.7425 | 17001609.7425 | 17001609.7425 | 17001609.7425 | 17001609.7425 | 17001609.7425 | 17001609.7425 | 17001609.7425 | 17001609.7425 | 17001609.7425 | 17001609.7425 | 17001609.7425 | 17001609.7425 | 17001609.7425 | 17001609.7425 | 17001609.7425 | 340032194.8506
Normal major capex | USI | 10.51% | 6308573.7241 | 6308573.7241 | 6308573.7241 | 6308573.7241 | 6308573.7241 | 6308573.7241 | 6308573.7241 | 6308573.7241 | 6308573.7241 | 6308573.7241 | 6308573.7241 | 6308573.7241 | 6308573.7241 | 6308573.7241 | 6308573.7241 | 6308573.7241 | 6308573.7241 | 6308573.7241 | 6308573.7241 | 6308573.7241 | 126171474.4826
Normal major capex | LSI | 10.95% | 6570319.1314 | 6570319.1314 | 6570319.1314 | 6570319.1314 | 6570319.1314 | 6570319.1314 | 6570319.1314 | 6570319.1314 | 6570319.1314 | 6570319.1314 | 6570319.1314 | 6570319.1314 | 6570319.1314 | 6570319.1314 | 6570319.1314 | 6570319.1314 | 6570319.1314 | 6570319.1314 | 6570319.1314 | 6570319.1314 | 131406382.6272
Normal annual major capex |  | 100% | 60000000 | 60000000 | 60000000 | 60000000 | 60000000 | 60000000 | 60000000 | 60000000 | 60000000 | 60000000 | 60000000 | 60000000 | 60000000 | 60000000 | 60000000 | 60000000 | 60000000 | 60000000 | 60000000 | 60000000 | 1200000000
Scenario 2 major capex | UNI | 50.2% | 0 |  | 30119497.402 | 30119497.402 | 30119497.402 | 30119497.402 | 30119497.402 | 0 | 0 | [5 empty] | 0 | 0 | 0 | 0 | 0 | 0 | 150597487.0099
| LNI | 28.34% |  |  | 17001609.7425 | 17001609.7425 | 17001609.7425 | 17001609.7425 | 17001609.7425 | [7 empty] | 0 | [5 empty] | 85008048.7127
| USI | 10.51% |  |  | 6308573.7241 | 6308573.7241 | 6308573.7241 | 6308573.7241 | 6308573.7241 | [7 empty] | 0 | [5 empty] | 31542868.6206
| LSI | 10.95% |  |  | 6570319.1314 | 6570319.1314 | 6570319.1314 | 6570319.1314 | 6570319.1314 | [7 empty] | 0 | [5 empty] | 32851595.6568
Total Scenario 2 major capex |  | 100% | 0 | 0 | 60000000 | 60000000 | 60000000 | 60000000 | 60000000 | 0 | 0 | 0 | 0 | 0 | 0 | 0 | 0 | 0 | 0 | 0 | 0 | 0 | 300000000
Base capex |  | in $m p.a.
Base capex UNI scope for improved efficiency | UNI | 53.475 | 32085000 | 32085000 | 32085000 | 32085000 | 32085000 | 32085000 | 32085000 | 32085000 | 32085000 | 32085000 | 32085000 | 32085000 | 32085000 | 32085000 | 32085000 | 32085000 | 32085000 | 32085000 | 32085000 | 32085000 | 641700000
Base capex UNI no scope | UNI | 31.05 | 18630000 | 18630000 | 18630000 | 18630000 | 18630000 | 18630000 | 18630000 | 18630000 | 18630000 | 18630000 | 18630000 | 18630000 | 18630000 | 18630000 | 18630000 | 18630000 | 18630000 | 18630000 | 18630000 | 18630000 | 372600000
Base capex LNI scope for improved efficiency | LNI | 48.825 | 29295000 | 29295000 | 29295000 | 29295000 | 29295000 | 29295000 | 29295000 | 29295000 | 29295000 | 29295000 | 29295000 | 29295000 | 29295000 | 29295000 | 29295000 | 29295000 | 29295000 | 29295000 | 29295000 | 29295000 | 585900000
Base capex LNI no scope | LNI | 28.35 | 17010000 | 17010000 | 17010000 | 17010000 | 17010000 | 17010000 | 17010000 | 17010000 | 17010000 | 17010000 | 17010000 | 17010000 | 17010000 | 17010000 | 17010000 | 17010000 | 17010000 | 17010000 | 17010000 | 17010000 | 340200000
Base capex USI scope for improved efficiency | USI | 33.325 | 19995000 | 19995000 | 19995000 | 19995000 | 19995000 | 19995000 | 19995000 | 19995000 | 19995000 | 19995000 | 19995000 | 19995000 | 19995000 | 19995000 | 19995000 | 19995000 | 19995000 | 19995000 | 19995000 | 19995000 | 399900000
Base capex USI no scope | USI | 19.35 | 11610000 | 11610000 | 11610000 | 11610000 | 11610000 | 11610000 | 11610000 | 11610000 | 11610000 | 11610000 | 11610000 | 11610000 | 11610000 | 11610000 | 11610000 | 11610000 | 11610000 | 11610000 | 11610000 | 11610000 | 232200000
Base capex LSI scope for improved efficiency | LSI | 19.375 | 11625000 | 11625000 | 11625000 | 11625000 | 11625000 | 11625000 | 11625000 | 11625000 | 11625000 | 11625000 | 11625000 | 11625000 | 11625000 | 11625000 | 11625000 | 11625000 | 11625000 | 11625000 | 11625000 | 11625000 | 232500000
Base capex LSI no scope | LSI | 11.25 | 6750000 | 6750000 | 6750000 | 6750000 | 6750000 | 6750000 | 6750000 | 6750000 | 6750000 | 6750000 | 6750000 | 6750000 | 6750000 | 6750000 | 6750000 | 6750000 | 6750000 | 6750000 | 6750000 | 6750000 | 135000000
Total |  | 245 | 147000000 | 147000000 | 147000000 | 147000000 | 147000000 | 147000000 | 147000000 | 147000000 | 147000000 | 147000000 | 147000000 | 147000000 | 147000000 | 147000000 | 147000000 | 147000000 | 147000000 | 147000000 | 147000000 | 147000000 | 2940000000
Opex
Opex UNI scope for improved efficiency | UNI | 37.95 | 22770000 | 22770000 | 22770000 | 22770000 | 22770000 | 22770000 | 22770000 | 22770000 | 22770000 | 22770000 | 22770000 | 22770000 | 22770000 | 22770000 | 22770000 | 22770000 | 22770000 | 22770000 | 22770000 | 22770000 | 455400000
Opex UNI no scope | UNI | 62.1 | 37260000 | 37260000 | 37260000 | 37260000 | 37260000 | 37260000 | 37260000 | 37260000 | 37260000 | 37260000 | 37260000 | 37260000 | 37260000 | 37260000 | 37260000 | 37260000 | 37260000 | 37260000 | 37260000 | 37260000 | 745200000
Opex LNI scope for improved efficiency | LNI | 34.65 | 20790000 | 20790000 | 20790000 | 20790000 | 20790000 | 20790000 | 20790000 | 20790000 | 20790000 | 20790000 | 20790000 | 20790000 | 20790000 | 20790000 | 20790000 | 20790000 | 20790000 | 20790000 | 20790000 | 20790000 | 415800000
Opex LNI no scope | LNI | 56.7 | 34020000 | 34020000 | 34020000 | 34020000 | 34020000 | 34020000 | 34020000 | 34020000 | 34020000 | 34020000 | 34020000 | 34020000 | 34020000 | 34020000 | 34020000 | 34020000 | 34020000 | 34020000 | 34020000 | 34020000 | 680400000
Opex USI scope for improved efficiency | USI | 23.65 | 14190000 | 14190000 | 14190000 | 14190000 | 14190000 | 14190000 | 14190000 | 14190000 | 14190000 | 14190000 | 14190000 | 14190000 | 14190000 | 14190000 | 14190000 | 14190000 | 14190000 | 14190000 | 14190000 | 14190000 | 283800000
Opex USI no scope | USI | 38.7 | 23220000 | 23220000 | 23220000 | 23220000 | 23220000 | 23220000 | 23220000 | 23220000 | 23220000 | 23220000 | 23220000 | 23220000 | 23220000 | 23220000 | 23220000 | 23220000 | 23220000 | 23220000 | 23220000 | 23220000 | 464400000
Opex LSI scope for improved efficiency | LSI | 13.75 | 8250000 | 8250000 | 8250000 | 8250000 | 8250000 | 8250000 | 8250000 | 8250000 | 8250000 | 8250000 | 8250000 | 8250000 | 8250000 | 8250000 | 8250000 | 8250000 | 8250000 | 8250000 | 8250000 | 8250000 | 165000000
Opex LSI no scope | LSI | 22.5 | 13500000 | 13500000 | 13500000 | 13500000 | 13500000 | 13500000 | 13500000 | 13500000 | 13500000 | 13500000 | 13500000 | 13500000 | 13500000 | 13500000 | 13500000 | 13500000 | 13500000 | 13500000 | 13500000 | 13500000 | 270000000
Total |  | 290 | 174000000 | 174000000 | 174000000 | 174000000 | 174000000 | 174000000 | 174000000 | 174000000 | 174000000 | 174000000 | 174000000 | 174000000 | 174000000 | 174000000 | 174000000 | 174000000 | 174000000 | 174000000 | 174000000 | 174000000 | 3480000000
Total capex and opex |  |  | 381000000 | 381000000 | 441000000 | 441000000 | 441000000 | 441000000 | 441000000 | 381000000 | 381000000 | 381000000 | 381000000 | 381000000 | 381000000 | 381000000 | 381000000 | 381000000 | 381000000 | 381000000 | 381000000 | 381000000 | 7920000000
GENERATION
Year | Region | Allocation | 1 | 2 | 3 | 4 | 5 | 6 | 7 | 8 | 9 | 10 | 11 | 12 | 13 | 14 | 15 | 16 | 17 | 18 | 19 | 20 | Total
Major capex
Normal major capex | UNI | 15.81% | 6323983.7307 | 6323983.7307 | 6323983.7307 | 6323983.7307 | 6323983.7307 | 6323983.7307 | 6323983.7307 | 6323983.7307 | 6323983.7307 | 6323983.7307 | 6323983.7307 | 6323983.7307 | 6323983.7307 | 6323983.7307 | 6323983.7307 | 6323983.7307 | 6323983.7307 | 6323983.7307 | 6323983.7307 | 6323983.7307 | 126479674.6133
Normal major capex | LNI | 37.32% | 14928331.3629 | 14928331.3629 | 14928331.3629 | 14928331.3629 | 14928331.3629 | 14928331.3629 | 14928331.3629 | 14928331.3629 | 14928331.3629 | 14928331.3629 | 14928331.3629 | 14928331.3629 | 14928331.3629 | 14928331.3629 | 14928331.3629 | 14928331.3629 | 14928331.3629 | 14928331.3629 | 14928331.3629 | 14928331.3629 | 298566627.2583
Normal major capex | USI | 1.76% | 704105.3957 | 704105.3957 | 704105.3957 | 704105.3957 | 704105.3957 | 704105.3957 | 704105.3957 | 704105.3957 | 704105.3957 | 704105.3957 | 704105.3957 | 704105.3957 | 704105.3957 | 704105.3957 | 704105.3957 | 704105.3957 | 704105.3957 | 704105.3957 | 704105.3957 | 704105.3957 | 14082107.9144
Normal major capex | LSI | 45.11% | 18043579.5107 | 18043579.5107 | 18043579.5107 | 18043579.5107 | 18043579.5107 | 18043579.5107 | 18043579.5107 | 18043579.5107 | 18043579.5107 | 18043579.5107 | 18043579.5107 | 18043579.5107 | 18043579.5107 | 18043579.5107 | 18043579.5107 | 18043579.5107 | 18043579.5107 | 18043579.5107 | 18043579.5107 | 18043579.5107 | 360871590.2141
Normal annual major capex |  | 100% | 40000000 | 40000000 | 40000000 | 40000000 | 40000000 | 40000000 | 40000000 | 40000000 | 40000000 | 40000000 | 40000000 | 40000000 | 40000000 | 40000000 | 40000000 | 40000000 | 40000000 | 40000000 | 40000000 | 40000000 | 800000000
Scenario 2 major capex | UNI | 15.81% | 0 | 0 | 6323983.7307 | 6323983.7307 | 6323983.7307 | 6323983.7307 | 6323983.7307 | 0 | 0 | 0 | 0 | 0 | 0 | 0 | 0 | 0 | 0 | 0 | 0 | 0 | 31619918.6533
| LNI | 37.32% |  |  | 14928331.3629 | 14928331.3629 | 14928331.3629 | 14928331.3629 | 14928331.3629 |  |  | 0 | 0 | 0 | 0 | 0 | 0 | [5 empty] | 74641656.8146
| USI | 1.76% |  |  | 704105.3957 | 704105.3957 | 704105.3957 | 704105.3957 | 704105.3957 |  |  | 0 | 0 | 0 | 0 | 0 | 0 | [5 empty] | 3520526.9786
| LSI | 45.11% |  |  | 18043579.5107 | 18043579.5107 | 18043579.5107 | 18043579.5107 | 18043579.5107 |  |  | 0 | 0 | 0 | 0 | 0 | 0 | [5 empty] | 90217897.5535
Total Scenario 2 major capex |  | 100% | 0 | 0 | 40000000 | 40000000 | 40000000 | 40000000 | 40000000 | 0 | 0 | 0 | 0 | 0 | 0 | 0 | 0 | 0 | 0 | 0 | 0 | 0 | 200000000
Base capex |  | in $m p.a.
Base capex UNI scope for improved efficiency | UNI | 53.475 | 21390000 | 21390000 | 21390000 | 21390000 | 21390000 | 21390000 | 21390000 | 21390000 | 21390000 | 21390000 | 21390000 | 21390000 | 21390000 | 21390000 | 21390000 | 21390000 | 21390000 | 21390000 | 21390000 | 21390000 | 427800000
Base capex UNI no scope | UNI | 31.05 | 12420000 | 12420000 | 12420000 | 12420000 | 12420000 | 12420000 | 12420000 | 12420000 | 12420000 | 12420000 | 12420000 | 12420000 | 12420000 | 12420000 | 12420000 | 12420000 | 12420000 | 12420000 | 12420000 | 12420000 | 248400000
Base capex LNI scope for improved efficiency | LNI | 48.825 | 19530000 | 19530000 | 19530000 | 19530000 | 19530000 | 19530000 | 19530000 | 19530000 | 19530000 | 19530000 | 19530000 | 19530000 | 19530000 | 19530000 | 19530000 | 19530000 | 19530000 | 19530000 | 19530000 | 19530000 | 390600000
Base capex LNI no scope | LNI | 28.35 | 11340000 | 11340000 | 11340000 | 11340000 | 11340000 | 11340000 | 11340000 | 11340000 | 11340000 | 11340000 | 11340000 | 11340000 | 11340000 | 11340000 | 11340000 | 11340000 | 11340000 | 11340000 | 11340000 | 11340000 | 226800000
Base capex USI scope for improved efficiency | USI | 33.325 | 13330000 | 13330000 | 13330000 | 13330000 | 13330000 | 13330000 | 13330000 | 13330000 | 13330000 | 13330000 | 13330000 | 13330000 | 13330000 | 13330000 | 13330000 | 13330000 | 13330000 | 13330000 | 13330000 | 13330000 | 266600000
Base capex USI no scope | USI | 19.35 | 7740000 | 7740000 | 7740000 | 7740000 | 7740000 | 7740000 | 7740000 | 7740000 | 7740000 | 7740000 | 7740000 | 7740000 | 7740000 | 7740000 | 7740000 | 7740000 | 7740000 | 7740000 | 7740000 | 7740000 | 154800000
Base capex LSI scope for improved efficiency | LSI | 19.375 | 7750000 | 7750000 | 7750000 | 7750000 | 7750000 | 7750000 | 7750000 | 7750000 | 7750000 | 7750000 | 7750000 | 7750000 | 7750000 | 7750000 | 7750000 | 7750000 | 7750000 | 7750000 | 7750000 | 7750000 | 155000000
Base capex LSI no scope | LSI | 11.25 | 4500000 | 4500000 | 4500000 | 4500000 | 4500000 | 4500000 | 4500000 | 4500000 | 4500000 | 4500000 | 4500000 | 4500000 | 4500000 | 4500000 | 4500000 | 4500000 | 4500000 | 4500000 | 4500000 | 4500000 | 90000000
Total |  |  | 98000000 | 98000000 | 98000000 | 98000000 | 98000000 | 98000000 | 98000000 | 98000000 | 98000000 | 98000000 | 98000000 | 98000000 | 98000000 | 98000000 | 98000000 | 98000000 | 98000000 | 98000000 | 98000000 | 98000000 | 1960000000
Opex
Opex UNI scope for improved efficiency | UNI | 37.95 | 15180000 | 15180000 | 15180000 | 15180000 | 15180000 | 15180000 | 15180000 | 15180000 | 15180000 | 15180000 | 15180000 | 15180000 | 15180000 | 15180000 | 15180000 | 15180000 | 15180000 | 15180000 | 15180000 | 15180000 | 303600037.95
Opex UNI no scope | UNI | 62.1 | 24840000 | 24840000 | 24840000 | 24840000 | 24840000 | 24840000 | 24840000 | 24840000 | 24840000 | 24840000 | 24840000 | 24840000 | 24840000 | 24840000 | 24840000 | 24840000 | 24840000 | 24840000 | 24840000 | 24840000 | 496800062.1
Opex LNI scope for improved efficiency | LNI | 34.65 | 13860000 | 13860000 | 13860000 | 13860000 | 13860000 | 13860000 | 13860000 | 13860000 | 13860000 | 13860000 | 13860000 | 13860000 | 13860000 | 13860000 | 13860000 | 13860000 | 13860000 | 13860000 | 13860000 | 13860000 | 277200034.65
Opex LNI no scope | LNI | 56.7 | 22680000 | 22680000 | 22680000 | 22680000 | 22680000 | 22680000 | 22680000 | 22680000 | 22680000 | 22680000 | 22680000 | 22680000 | 22680000 | 22680000 | 22680000 | 22680000 | 22680000 | 22680000 | 22680000 | 22680000 | 453600056.7
Opex USI scope for improved efficiency | USI | 23.65 | 9460000 | 9460000 | 9460000 | 9460000 | 9460000 | 9460000 | 9460000 | 9460000 | 9460000 | 9460000 | 9460000 | 9460000 | 9460000 | 9460000 | 9460000 | 9460000 | 9460000 | 9460000 | 9460000 | 9460000 | 189200023.65
Opex USI no scope | USI | 38.7 | 15480000 | 15480000 | 15480000 | 15480000 | 15480000 | 15480000 | 15480000 | 15480000 | 15480000 | 15480000 | 15480000 | 15480000 | 15480000 | 15480000 | 15480000 | 15480000 | 15480000 | 15480000 | 15480000 | 15480000 | 309600038.7
Opex LSI scope for improved efficiency | LSI | 13.75 | 5500000 | 5500000 | 5500000 | 5500000 | 5500000 | 5500000 | 5500000 | 5500000 | 5500000 | 5500000 | 5500000 | 5500000 | 5500000 | 5500000 | 5500000 | 5500000 | 5500000 | 5500000 | 5500000 | 5500000 | 110000013.75
Opex LSI no scope | LSI | 22.5 | 9000000 | 9000000 | 9000000 | 9000000 | 9000000 | 9000000 | 9000000 | 9000000 | 9000000 | 9000000 | 9000000 | 9000000 | 9000000 | 9000000 | 9000000 | 9000000 | 9000000 | 9000000 | 9000000 | 9000000 | 180000022.5
Total |  | 290 | 116000000 | 116000000 | 116000000 | 116000000 | 116000000 | 116000000 | 116000000 | 116000000 | 116000000 | 116000000 | 116000000 | 116000000 | 116000000 | 116000000 | 116000000 | 116000000 | 116000000 | 116000000 | 116000000 | 116000000 | 2320000290
Total capex and opex |  |  | 254000000 | 254000000 | 294000000 | 294000000 | 294000000 | 294000000 | 294000000 | 254000000 | 254000000 | 254000000 | 254000000 | 254000000 | 254000000 | 254000000 | 254000000 | 254000000 | 254000000 | 254000000 | 254000000 | 254000000 | 5280000290
Total Load and Generation | 0 | 0 | 635000000 | 635000000 | 735000000 | 735000000 | 735000000 | 735000000 | 735000000 | 635000000 | 635000000 | 635000000 | 635000000 | 635000000 | 635000000 | 635000000 | 635000000 | 635000000 | 635000000 | 635000000 | 635000000 | 635000000 | 13200000290

## S1a (Huntly stays)
Scenario 1a (Blair'original) | Huntly stays
LOAD
Year | Region | Allocation | 1 | 2 | 3 | 4 | 5 | 6 | 7 | 8 | 9 | 10 | 11 | 12 | 13 | 14 | 15 | 16 | 17 | 18 | 19 | 20 | Total
Major capex
Normal major capex | UNI | 50.2% | 30119497.402 | 30119497.402 | 30119497.402 | 30119497.402 | 30119497.402 | 30119497.402 | 30119497.402 | 30119497.402 | 30119497.402 | 30119497.402 | 30119497.402 | 30119497.402 | 30119497.402 | 30119497.402 | 30119497.402 | 30119497.402 | 30119497.402 | 30119497.402 | 30119497.402 | 30119497.402 | 602389948.0396
Normal major capex | LNI | 28.34% | 17001609.7425 | 17001609.7425 | 17001609.7425 | 17001609.7425 | 17001609.7425 | 17001609.7425 | 17001609.7425 | 17001609.7425 | 17001609.7425 | 17001609.7425 | 17001609.7425 | 17001609.7425 | 17001609.7425 | 17001609.7425 | 17001609.7425 | 17001609.7425 | 17001609.7425 | 17001609.7425 | 17001609.7425 | 17001609.7425 | 340032194.8506
Normal major capex | USI | 10.51% | 6308573.7241 | 6308573.7241 | 6308573.7241 | 6308573.7241 | 6308573.7241 | 6308573.7241 | 6308573.7241 | 6308573.7241 | 6308573.7241 | 6308573.7241 | 6308573.7241 | 6308573.7241 | 6308573.7241 | 6308573.7241 | 6308573.7241 | 6308573.7241 | 6308573.7241 | 6308573.7241 | 6308573.7241 | 6308573.7241 | 126171474.4826
Normal major capex | LSI | 10.95% | 6570319.1314 | 6570319.1314 | 6570319.1314 | 6570319.1314 | 6570319.1314 | 6570319.1314 | 6570319.1314 | 6570319.1314 | 6570319.1314 | 6570319.1314 | 6570319.1314 | 6570319.1314 | 6570319.1314 | 6570319.1314 | 6570319.1314 | 6570319.1314 | 6570319.1314 | 6570319.1314 | 6570319.1314 | 6570319.1314 | 131406382.6272
Normal annual major capex |  | 100% | 60000000 | 60000000 | 60000000 | 60000000 | 60000000 | 60000000 | 60000000 | 60000000 | 60000000 | 60000000 | 60000000 | 60000000 | 60000000 | 60000000 | 60000000 | 60000000 | 60000000 | 60000000 | 60000000 | 60000000 | 1200000000
Scenario 1 major capex |  |  | 0 | 0 | 0 | 0 | 0 | 0 | 0 | 0 | 0 | 0 | 0 | 0 | 0 | 0 | 0 | 0 | 0 | 0 | 0 | 0 | 0
Base capex |  | in $m p.a.
Base capex UNI scope for improved efficiency | UNI | 53.475 | 32085000 | 32085000 | 32085000 | 32085000 | 32085000 | 32085000 | 32085000 | 32085000 | 32085000 | 32085000 | 32085000 | 32085000 | 32085000 | 32085000 | 32085000 | 32085000 | 32085000 | 32085000 | 32085000 | 32085000 | 641700000
Base capex UNI no scope | UNI | 31.05 | 18630000 | 18630000 | 18630000 | 18630000 | 18630000 | 18630000 | 18630000 | 18630000 | 18630000 | 18630000 | 18630000 | 18630000 | 18630000 | 18630000 | 18630000 | 18630000 | 18630000 | 18630000 | 18630000 | 18630000 | 372600000
Base capex LNI scope for improved efficiency | LNI | 48.825 | 29295000 | 29295000 | 29295000 | 29295000 | 29295000 | 29295000 | 29295000 | 29295000 | 29295000 | 29295000 | 29295000 | 29295000 | 29295000 | 29295000 | 29295000 | 29295000 | 29295000 | 29295000 | 29295000 | 29295000 | 585900000
Base capex LNI no scope | LNI | 28.35 | 17010000 | 17010000 | 17010000 | 17010000 | 17010000 | 17010000 | 17010000 | 17010000 | 17010000 | 17010000 | 17010000 | 17010000 | 17010000 | 17010000 | 17010000 | 17010000 | 17010000 | 17010000 | 17010000 | 17010000 | 340200000
Base capex USI scope for improved efficiency | USI | 33.325 | 19995000 | 19995000 | 19995000 | 19995000 | 19995000 | 19995000 | 19995000 | 19995000 | 19995000 | 19995000 | 19995000 | 19995000 | 19995000 | 19995000 | 19995000 | 19995000 | 19995000 | 19995000 | 19995000 | 19995000 | 399900000
Base capex USI no scope | USI | 19.35 | 11610000 | 11610000 | 11610000 | 11610000 | 11610000 | 11610000 | 11610000 | 11610000 | 11610000 | 11610000 | 11610000 | 11610000 | 11610000 | 11610000 | 11610000 | 11610000 | 11610000 | 11610000 | 11610000 | 11610000 | 232200000
Base capex LSI scope for improved efficiency | LSI | 19.375 | 11625000 | 11625000 | 11625000 | 11625000 | 11625000 | 11625000 | 11625000 | 11625000 | 11625000 | 11625000 | 11625000 | 11625000 | 11625000 | 11625000 | 11625000 | 11625000 | 11625000 | 11625000 | 11625000 | 11625000 | 232500000
Base capex LSI no scope | LSI | 11.25 | 6750000 | 6750000 | 6750000 | 6750000 | 6750000 | 6750000 | 6750000 | 6750000 | 6750000 | 6750000 | 6750000 | 6750000 | 6750000 | 6750000 | 6750000 | 6750000 | 6750000 | 6750000 | 6750000 | 6750000 | 135000000
Total |  | 245 | 147000000 | 147000000 | 147000000 | 147000000 | 147000000 | 147000000 | 147000000 | 147000000 | 147000000 | 147000000 | 147000000 | 147000000 | 147000000 | 147000000 | 147000000 | 147000000 | 147000000 | 147000000 | 147000000 | 147000000 | 2940000000
Opex
Opex UNI scope for improved efficiency | UNI | 37.95 | 22770000 | 22770000 | 22770000 | 22770000 | 22770000 | 22770000 | 22770000 | 22770000 | 22770000 | 22770000 | 22770000 | 22770000 | 22770000 | 22770000 | 22770000 | 22770000 | 22770000 | 22770000 | 22770000 | 22770000 | 455400000
Opex UNI no scope | UNI | 62.1 | 37260000 | 37260000 | 37260000 | 37260000 | 37260000 | 37260000 | 37260000 | 37260000 | 37260000 | 37260000 | 37260000 | 37260000 | 37260000 | 37260000 | 37260000 | 37260000 | 37260000 | 37260000 | 37260000 | 37260000 | 745200000
Opex LNI scope for improved efficiency | LNI | 34.65 | 20790000 | 20790000 | 20790000 | 20790000 | 20790000 | 20790000 | 20790000 | 20790000 | 20790000 | 20790000 | 20790000 | 20790000 | 20790000 | 20790000 | 20790000 | 20790000 | 20790000 | 20790000 | 20790000 | 20790000 | 415800000
Opex LNI no scope | LNI | 56.7 | 34020000 | 34020000 | 34020000 | 34020000 | 34020000 | 34020000 | 34020000 | 34020000 | 34020000 | 34020000 | 34020000 | 34020000 | 34020000 | 34020000 | 34020000 | 34020000 | 34020000 | 34020000 | 34020000 | 34020000 | 680400000
Opex USI scope for improved efficiency | USI | 23.65 | 14190000 | 14190000 | 14190000 | 14190000 | 14190000 | 14190000 | 14190000 | 14190000 | 14190000 | 14190000 | 14190000 | 14190000 | 14190000 | 14190000 | 14190000 | 14190000 | 14190000 | 14190000 | 14190000 | 14190000 | 283800000
Opex USI no scope | USI | 38.7 | 23220000 | 23220000 | 23220000 | 23220000 | 23220000 | 23220000 | 23220000 | 23220000 | 23220000 | 23220000 | 23220000 | 23220000 | 23220000 | 23220000 | 23220000 | 23220000 | 23220000 | 23220000 | 23220000 | 23220000 | 464400000
Opex LSI scope for improved efficiency | LSI | 13.75 | 8250000 | 8250000 | 8250000 | 8250000 | 8250000 | 8250000 | 8250000 | 8250000 | 8250000 | 8250000 | 8250000 | 8250000 | 8250000 | 8250000 | 8250000 | 8250000 | 8250000 | 8250000 | 8250000 | 8250000 | 165000000
Opex LSI no scope | LSI | 22.5 | 13500000 | 13500000 | 13500000 | 13500000 | 13500000 | 13500000 | 13500000 | 13500000 | 13500000 | 13500000 | 13500000 | 13500000 | 13500000 | 13500000 | 13500000 | 13500000 | 13500000 | 13500000 | 13500000 | 13500000 | 270000000
Total |  | 290 | 174000000 | 174000000 | 174000000 | 174000000 | 174000000 | 174000000 | 174000000 | 174000000 | 174000000 | 174000000 | 174000000 | 174000000 | 174000000 | 174000000 | 174000000 | 174000000 | 174000000 | 174000000 | 174000000 | 174000000 | 3480000000
Total capex and opex |  |  | 381000000 | 381000000 | 381000000 | 381000000 | 381000000 | 381000000 | 381000000 | 381000000 | 381000000 | 381000000 | 381000000 | 381000000 | 381000000 | 381000000 | 381000000 | 381000000 | 381000000 | 381000000 | 381000000 | 381000000 | 7620000000
GENERATION
Year | Region | Allocation | 1 | 2 | 3 | 4 | 5 | 6 | 7 | 8 | 9 | 10 | 11 | 12 | 13 | 14 | 15 | 16 | 17 | 18 | 19 | 20 | Total
Major capex
Normal major capex | UNI | 15.81% | 6323983.7307 | 6323983.7307 | 6323983.7307 | 6323983.7307 | 6323983.7307 | 6323983.7307 | 6323983.7307 | 6323983.7307 | 6323983.7307 | 6323983.7307 | 6323983.7307 | 6323983.7307 | 6323983.7307 | 6323983.7307 | 6323983.7307 | 6323983.7307 | 6323983.7307 | 6323983.7307 | 6323983.7307 | 6323983.7307 | 126479674.6133
Normal major capex | LNI | 37.32% | 14928331.3629 | 14928331.3629 | 14928331.3629 | 14928331.3629 | 14928331.3629 | 14928331.3629 | 14928331.3629 | 14928331.3629 | 14928331.3629 | 14928331.3629 | 14928331.3629 | 14928331.3629 | 14928331.3629 | 14928331.3629 | 14928331.3629 | 14928331.3629 | 14928331.3629 | 14928331.3629 | 14928331.3629 | 14928331.3629 | 298566627.2583
Normal major capex | USI | 1.76% | 704105.3957 | 704105.3957 | 704105.3957 | 704105.3957 | 704105.3957 | 704105.3957 | 704105.3957 | 704105.3957 | 704105.3957 | 704105.3957 | 704105.3957 | 704105.3957 | 704105.3957 | 704105.3957 | 704105.3957 | 704105.3957 | 704105.3957 | 704105.3957 | 704105.3957 | 704105.3957 | 14082107.9144
Normal major capex | LSI | 45.11% | 18043579.5107 | 18043579.5107 | 18043579.5107 | 18043579.5107 | 18043579.5107 | 18043579.5107 | 18043579.5107 | 18043579.5107 | 18043579.5107 | 18043579.5107 | 18043579.5107 | 18043579.5107 | 18043579.5107 | 18043579.5107 | 18043579.5107 | 18043579.5107 | 18043579.5107 | 18043579.5107 | 18043579.5107 | 18043579.5107 | 360871590.2141
Normal annual major capex |  | 100% | 40000000 | 40000000 | 40000000 | 40000000 | 40000000 | 40000000 | 40000000 | 40000000 | 40000000 | 40000000 | 40000000 | 40000000 | 40000000 | 40000000 | 40000000 | 40000000 | 40000000 | 40000000 | 40000000 | 40000000 | 800000000
Scenario 1 major capex |  |  | 0 | 0 | 0 | 0 | 0 | 0 | 0 | 0 | 0 | 0 | 0 | 0 | 0 | 0 | 0 | 0 | 0 | 0 | 0 | 0 | 0
Base capex |  | in $m p.a.
Base capex UNI scope for improved efficiency | UNI | 53.475 | 21390000 | 21390000 | 21390000 | 21390000 | 21390000 | 21390000 | 21390000 | 21390000 | 21390000 | 21390000 | 21390000 | 21390000 | 21390000 | 21390000 | 21390000 | 21390000 | 21390000 | 21390000 | 21390000 | 21390000 | 427800000
Base capex UNI no scope | UNI | 31.05 | 12420000 | 12420000 | 12420000 | 12420000 | 12420000 | 12420000 | 12420000 | 12420000 | 12420000 | 12420000 | 12420000 | 12420000 | 12420000 | 12420000 | 12420000 | 12420000 | 12420000 | 12420000 | 12420000 | 12420000 | 248400000
Base capex LNI scope for improved efficiency | LNI | 48.825 | 19530000 | 19530000 | 19530000 | 19530000 | 19530000 | 19530000 | 19530000 | 19530000 | 19530000 | 19530000 | 19530000 | 19530000 | 19530000 | 19530000 | 19530000 | 19530000 | 19530000 | 19530000 | 19530000 | 19530000 | 390600000
Base capex LNI no scope | LNI | 28.35 | 11340000 | 11340000 | 11340000 | 11340000 | 11340000 | 11340000 | 11340000 | 11340000 | 11340000 | 11340000 | 11340000 | 11340000 | 11340000 | 11340000 | 11340000 | 11340000 | 11340000 | 11340000 | 11340000 | 11340000 | 226800000
Base capex USI scope for improved efficiency | USI | 33.325 | 13330000 | 13330000 | 13330000 | 13330000 | 13330000 | 13330000 | 13330000 | 13330000 | 13330000 | 13330000 | 13330000 | 13330000 | 13330000 | 13330000 | 13330000 | 13330000 | 13330000 | 13330000 | 13330000 | 13330000 | 266600000
Base capex USI no scope | USI | 19.35 | 7740000 | 7740000 | 7740000 | 7740000 | 7740000 | 7740000 | 7740000 | 7740000 | 7740000 | 7740000 | 7740000 | 7740000 | 7740000 | 7740000 | 7740000 | 7740000 | 7740000 | 7740000 | 7740000 | 7740000 | 154800000
Base capex LSI scope for improved efficiency | LSI | 19.375 | 7750000 | 7750000 | 7750000 | 7750000 | 7750000 | 7750000 | 7750000 | 7750000 | 7750000 | 7750000 | 7750000 | 7750000 | 7750000 | 7750000 | 7750000 | 7750000 | 7750000 | 7750000 | 7750000 | 7750000 | 155000000
Base capex LSI no scope | LSI | 11.25 | 4500000 | 4500000 | 4500000 | 4500000 | 4500000 | 4500000 | 4500000 | 4500000 | 4500000 | 4500000 | 4500000 | 4500000 | 4500000 | 4500000 | 4500000 | 4500000 | 4500000 | 4500000 | 4500000 | 4500000 | 90000000
Total |  | 245 | 98000000 | 98000000 | 98000000 | 98000000 | 98000000 | 98000000 | 98000000 | 98000000 | 98000000 | 98000000 | 98000000 | 98000000 | 98000000 | 98000000 | 98000000 | 98000000 | 98000000 | 98000000 | 98000000 | 98000000 | 1960000000
Opex
Opex UNI scope for improved efficiency | UNI | 37.95 | 15180000 | 15180000 | 15180000 | 15180000 | 15180000 | 15180000 | 15180000 | 15180000 | 15180000 | 15180000 | 15180000 | 15180000 | 15180000 | 15180000 | 15180000 | 15180000 | 15180000 | 15180000 | 15180000 | 15180000 | 303600000
Opex UNI no scope | UNI | 62.1 | 24840000 | 24840000 | 24840000 | 24840000 | 24840000 | 24840000 | 24840000 | 24840000 | 24840000 | 24840000 | 24840000 | 24840000 | 24840000 | 24840000 | 24840000 | 24840000 | 24840000 | 24840000 | 24840000 | 24840000 | 496800000
Opex LNI scope for improved efficiency | LNI | 34.65 | 13860000 | 13860000 | 13860000 | 13860000 | 13860000 | 13860000 | 13860000 | 13860000 | 13860000 | 13860000 | 13860000 | 13860000 | 13860000 | 13860000 | 13860000 | 13860000 | 13860000 | 13860000 | 13860000 | 13860000 | 277200000
Opex LNI no scope | LNI | 56.7 | 22680000 | 22680000 | 22680000 | 22680000 | 22680000 | 22680000 | 22680000 | 22680000 | 22680000 | 22680000 | 22680000 | 22680000 | 22680000 | 22680000 | 22680000 | 22680000 | 22680000 | 22680000 | 22680000 | 22680000 | 453600000
Opex USI scope for improved efficiency | USI | 23.65 | 9460000 | 9460000 | 9460000 | 9460000 | 9460000 | 9460000 | 9460000 | 9460000 | 9460000 | 9460000 | 9460000 | 9460000 | 9460000 | 9460000 | 9460000 | 9460000 | 9460000 | 9460000 | 9460000 | 9460000 | 189200000
Opex USI no scope | USI | 38.7 | 15480000 | 15480000 | 15480000 | 15480000 | 15480000 | 15480000 | 15480000 | 15480000 | 15480000 | 15480000 | 15480000 | 15480000 | 15480000 | 15480000 | 15480000 | 15480000 | 15480000 | 15480000 | 15480000 | 15480000 | 309600000
Opex LSI scope for improved efficiency | LSI | 13.75 | 5500000 | 5500000 | 5500000 | 5500000 | 5500000 | 5500000 | 5500000 | 5500000 | 5500000 | 5500000 | 5500000 | 5500000 | 5500000 | 5500000 | 5500000 | 5500000 | 5500000 | 5500000 | 5500000 | 5500000 | 110000000
Opex LSI no scope | LSI | 22.5 | 9000000 | 9000000 | 9000000 | 9000000 | 9000000 | 9000000 | 9000000 | 9000000 | 9000000 | 9000000 | 9000000 | 9000000 | 9000000 | 9000000 | 9000000 | 9000000 | 9000000 | 9000000 | 9000000 | 9000000 | 180000000
Total |  | 290 | 116000000 | 116000000 | 116000000 | 116000000 | 116000000 | 116000000 | 116000000 | 116000000 | 116000000 | 116000000 | 116000000 | 116000000 | 116000000 | 116000000 | 116000000 | 116000000 | 116000000 | 116000000 | 116000000 | 116000000 | 2320000000
Total capex and opex |  |  | 254000000 | 254000000 | 254000000 | 254000000 | 254000000 | 254000000 | 254000000 | 254000000 | 254000000 | 254000000 | 254000000 | 254000000 | 254000000 | 254000000 | 254000000 | 254000000 | 254000000 | 254000000 | 254000000 | 254000000 | 5080000000
Total Load and Generation | 0 | 0 | 635000000 | 635000000 | 635000000 | 635000000 | 635000000 | 635000000 | 635000000 | 635000000 | 635000000 | 635000000 | 635000000 | 635000000 | 635000000 | 635000000 | 635000000 | 635000000 | 635000000 | 635000000 | 635000000 | 635000000 | 12700000000

## Project list_gen-S1a)Huntlystay
Generation Scenarion 2
[12 empty] | merit order after applying the new LRMCs by region | [7 empty] | 26250000
| excluding Otahuhu gas project | [10 empty] | Including Otahuhu gas project
| Old Schedule | [10 empty] | New Schedule
LRMC by type of generation, $/MWh and Region
| Region | Project | Status | Type | MW | Typical GWh pa | Capital cost $m | Variable O&M, $/MWh | Fixed O&M, $/kW | LRMC $/MWh | Generation LRMC $/MWh | Region | Project | Status | Type | MW | Typical GWh pa | Capital cost $m | Variable O&M, $/MWh | Fixed O&M, $/kW | LRMC $/MWh | Generation LRMC $/MWh | Tx + generation LRMC $/MWh
| LNI | Tauhara_stage_2 | Fully Consented | Geo | 250 | 1971 | 1200.6731 | 0 | 105 | 79.0551 | 8.4146 | LNI | Tauhara_stage_2 | Fully Consented | Geo | 250 | 1971 | 1200.6731 | 0 | 105 | 79.0551 | 8.4146 | 87.4698
| LSI | Hawea_Control_Gate_Retrofit | Fully Consented | HydPK | 17 | 74.46 | 52.5085 | 0.86 | 6.38 | 87.4941 | 11.7125 | LNI | Hauauru_ma_raki_stage1 | Applied for Consent | Wind | 252 | 974.8408 | 626.8257 | 3 | 50 | 89.4281 | 8.4146 | 97.8427
| LNI | Hauauru_ma_raki_stage1 | Applied for Consent | Wind | 252 | 974.8408 | 626.8257 | 3 | 50 | 89.4281 | 8.4146 | LNI | Hauauru_ma_raki_stage2 | Proposed | Wind | 252 | 974.8408 | 626.8484 | 3 | 50 | 89.4307 | 8.4146 | 97.8453
| LNI | Hauauru_ma_raki_stage2 | Proposed | Wind | 252 | 974.8408 | 626.8484 | 3 | 50 | 89.4307 | 8.4146 | UNI | Rodney_CCGT_stage_1 | Fully Consented | CCGT | 240 | 1681.92 | 384.2 | 4.3 | 35 | 91.2739 | 6.5946 | 97.8685
| LSI | Lake_Pukaki | Fully Consented | HydPK | 35 | 153.3 | 113.6567 | 0.86 | 6.38 | 90.4508 | 11.7125 | UNI | Rodney_CCGT_stage_2 | Fully Consented | CCGT | 240 | 1681.92 | 384.2 | 4.3 | 35 | 91.2739 | 6.5946 | 97.8685
| UNI | Rodney_CCGT_stage_1 | Fully Consented | CCGT | 240 | 1681.92 | 384.2 | 4.3 | 35 | 91.2739 | 6.5946 | LSI | Hawea_Control_Gate_Retrofit | Fully Consented | HydPK | 17 | 74.46 | 52.5085 | 0.86 | 6.38 | 87.4941 | 11.7125 | 99.2066
| UNI | Rodney_CCGT_stage_2 | Fully Consented | CCGT | 240 | 1681.92 | 384.2 | 4.3 | 35 | 91.2739 | 6.5946 | USI | PropopsedCCGT1 | Applied for Consent | CCGT | 194 | 1359.552 | 333.0548 | 4.3 | 35 | 95.0103 | 5.4059 | 100.4162
| LNI | Turitea | Fully Consented | Wind | 183 | 707.9201 | 478.2875 | 3 | 50 | 94.9065 | 8.4146 | LSI | Lake_Pukaki | Fully Consented | HydPK | 35 | 153.3 | 113.6567 | 0.86 | 6.38 | 90.4508 | 11.7125 | 102.1633
LNI | USI | PropopsedCCGT1 | Applied for Consent | CCGT | 194 | 1359.552 | 333.0548 | 4.3 | 35 | 95.0103 | 5.4059 | LNI | Turitea | Fully Consented | Wind | 183 | 707.9201 | 478.2875 | 3 | 50 | 94.9065 | 8.4146 | 103.3211
| LNI | Hawkes_Bay_windfarm_Maungaharuru | Fully Consented | Wind | 225 | 779.7276 | 559.8284 | 3 | 50 | 96.6797 | 8.4146 | UNI | Tikitere_LakeRotoiti | Fully Consented | Geo | 45 | 354.78 | 302.95 | 0 | 105 | 97.5266 | 6.5946 | 104.1212
LNI | UNI | Tikitere_LakeRotoiti | Fully Consented | Geo | 45 | 354.78 | 302.95 | 0 | 105 | 97.5266 | 6.5946 | USI | Arnold | Fully Consented | HydPK | 46 | 201.48 | 191.8944 | 0.85 | 6.38 | 99.5074 | 5.4059 | 104.9133
| LNI | Project_CentralWind | Applied for Consent | Wind | 120 | 415.8547 | 313.6075 | 3 | 60 | 99.0531 | 8.4146 | LNI | Hawkes_Bay_windfarm_Maungaharuru | Fully Consented | Wind | 225 | 779.7276 | 559.8284 | 3 | 50 | 96.6797 | 8.4146 | 105.0943
| USI | Arnold | Fully Consented | HydPK | 46 | 201.48 | 191.8944 | 0.85 | 6.38 | 99.5074 | 5.4059 | LNI | Project_CentralWind | Applied for Consent | Wind | 120 | 415.8547 | 313.6075 | 3 | 60 | 99.0531 | 8.4146 | 107.4677
| USI | Lake_Coleridge_2 | Applied for Consent | HydPK | 70 | 306.6 | 289.0587 | 0.85 | 6.38 | 102.3569 | 5.4059 | USI | Lake_Coleridge_2 | Applied for Consent | HydPK | 70 | 306.6 | 289.0587 | 0.85 | 6.38 | 102.3569 | 5.4059 | 107.7629
| USI | Stockton_Mine | Fully Consented | HydRR | 35 | 153.3 | 135.3467 | 0.8 | 6.38 | 103.2425 | 5.4059 | USI | Stockton_Mine | Fully Consented | HydRR | 35 | 153.3 | 135.3467 | 0.8 | 6.38 | 103.2425 | 5.4059 | 108.6484
| LNI | Waitahora | Applied for Consent | Wind | 156 | 540.6111 | 407.6718 | 3 | 50 | 105.5429 | 8.4146 | USI | CastleHill_stage1 | Applied for Consent | Wind | 200 | 693.0912 | 512.6264 | 3 | 50 | 105.9682 | 5.4059 | 111.3742
| LSI | Puketoi | Applied for Consent | Wind | 159 | 551.0075 | 415.548 | 3 | 50 | 105.5504 | 11.7125 | USI | CastleHill_stage2 | Fully Consented | Wind | 200 | 693.0912 | 512.7164 | 3 | 50 | 105.9834 | 5.4059 | 111.3893
| USI | CastleHill_stage1 | Applied for Consent | Wind | 200 | 693.0912 | 512.6264 | 3 | 50 | 105.9682 | 5.4059 | USI | CastleHill_stage3 | Fully Consented | Wind | 200 | 693.0912 | 512.8064 | 3 | 50 | 105.9985 | 5.4059 | 111.4044
| USI | CastleHill_stage2 | Fully Consented | Wind | 200 | 693.0912 | 512.7164 | 3 | 50 | 105.9834 | 5.4059 | UNI | Rotoma_LakeRotoma | Fully Consented | Geo | 35 | 275.94 | 259.9885 | 0 | 105 | 106.2265 | 6.5946 | 112.8211
| USI | CastleHill_stage3 | Fully Consented | Wind | 200 | 693.0912 | 512.8064 | 3 | 50 | 105.9985 | 5.4059 | LNI | Waitahora | Applied for Consent | Wind | 156 | 540.6111 | 407.6718 | 3 | 50 | 105.5429 | 8.4146 | 113.9575
| UNI | Rotoma_LakeRotoma | Fully Consented | Geo | 35 | 275.94 | 259.9885 | 0 | 105 | 106.2265 | 6.5946 | USI | North_Bank_Tunnel | Fully Consented | HydSC | 260 | 1138.8 | 1044.5679 | 0.84 | 6.38 | 109.2146 | 5.4059 | 114.6205
| LNI | Kawerau_TeAhiOMaui _KA22 | Fully Consented | Geo | 10 | 78.84 | 75.5462 | 0 | 105 | 107.8061 | 8.4146 | UNI | Taharoa | Fully Consented | Wind | 54 | 208.8945 | 165.8398 | 3 | 60 | 109.1538 | 6.5946 | 115.7484
| UNI | Taharoa | Fully Consented | Wind | 54 | 208.8945 | 165.8398 | 3 | 60 | 109.1538 | 6.5946 | LNI | Kawerau_TeAhiOMaui _KA22 | Fully Consented | Geo | 10 | 78.84 | 75.5462 | 0 | 105 | 107.8061 | 8.4146 | 116.2208
| USI | North_Bank_Tunnel | Fully Consented | HydSC | 260 | 1138.8 | 1044.5679 | 0.84 | 6.38 | 109.2146 | 5.4059 | USI | Stockton_Plateau | Fully Consented | HydRR | 25 | 109.5 | 105.5555 | 0.86 | 6.38 | 111.7819 | 5.4059 | 117.1878
| USI | Stockton_Plateau | Fully Consented | HydRR | 25 | 109.5 | 105.5555 | 0.86 | 6.38 | 111.7819 | 5.4059 | LSI | Puketoi | Applied for Consent | Wind | 159 | 551.0075 | 415.548 | 3 | 50 | 105.5504 | 11.7125 | 117.2629
| USI | Wairau | Fully Consented | HydRR | 70 | 306.6 | 297.0241 | 0.7 | 6.38 | 112.1157 | 5.4059 | USI | Wairau | Fully Consented | HydRR | 70 | 306.6 | 297.0241 | 0.7 | 6.38 | 112.1157 | 5.4059 | 117.5216
| UNI | Awhitu | Fully Consented | Wind | 18 | 62.3782 | 55.3099 | 3 | 70 | 120.0565 | 6.5946 | UNI | Awhitu | Fully Consented | Wind | 18 | 62.3782 | 55.3099 | 3 | 70 | 120.0565 | 6.5946 | 126.6511
| UNI | Taumatatotara | Applied for Consent | Wind | 44 | 152.4801 | 136.712 | 3 | 60 | 122.6275 | 6.5946 | UNI | Taumatatotara | Applied for Consent | Wind | 44 | 152.4801 | 136.712 | 3 | 60 | 122.6275 | 6.5946 | 129.2221
| USI | Hurunui_River_at_Lowry_Peaks_or_Amuri_Hydro | Fully Consented | HydRR | 38 | 166.44 | 180.8751 | 0.86 | 6.38 | 129.361 | 5.4059 | USI | Hurunui_River_at_Lowry_Peaks_or_Amuri_Hydro | Fully Consented | HydRR | 38 | 166.44 | 180.8751 | 0.86 | 6.38 | 129.361 | 5.4059 | 134.7669
| LSI | Mahinerangi_stage_2 | Fully Consented | Wind | 164 | 515.4664 | 387.5265 | 3 | 50 | 130.4439 | 11.7125 | LSI | Mahinerangi_stage_2 | Fully Consented | Wind | 164 | 515.4664 | 387.5265 | 3 | 50 | 130.4439 | 11.7125 | 142.1564
| LNI | Long_Gully | Fully Consented | Wind | 12.5 | 43.3182 | 40.7978 | 3 | 70 | 136.0823 | 8.4146 | LNI | Long_Gully | Fully Consented | Wind | 12.5 | 43.3182 | 40.7978 | 3 | 70 | 136.0823 | 8.4146 | 144.4969
| LSI | Kaiwera_Downs | Fully Consented | Wind | 240 | 754.3411 | 627.2151 | 3 | 50 | 140.3165 | 11.7125 | USI | Raikaia | Fully Consented | HydRR | 16 | 70.08 | 83.9703 | 0.86 | 6.38 | 141.4583 | 5.4059 | 146.8643
| USI | Raikaia | Fully Consented | HydRR | 16 | 70.08 | 83.9703 | 0.86 | 6.38 | 141.4583 | 5.4059 | USI | Hurunui | Proposed | Wind | 78 | 245.1609 | 239.5263 | 3 | 60 | 145.2076 | 5.4059 | 150.6135
| USI | Hurunui | Proposed | Wind | 78 | 245.1609 | 239.5263 | 3 | 60 | 145.2076 | 5.4059 | LSI | Kaiwera_Downs | Fully Consented | Wind | 240 | 754.3411 | 627.2151 | 3 | 50 | 140.3165 | 11.7125 | 152.029
| USI | Mt_Cass | Applied for Consent | Wind | 41 | 128.8666 | 130.3137 | 3 | 60 | 149.0027 | 5.4059 | USI | Mt_Cass | Applied for Consent | Wind | 41 | 128.8666 | 130.3137 | 3 | 60 | 149.0027 | 5.4059 | 154.4087
| LNI | Titiokura | Fully Consented | Wind | 48 | 166.3419 | 147.3731 | 3 | 70 | 149.3313 | 8.4146 | LNI | Titiokura | Fully Consented | Wind | 48 | 166.3419 | 147.3731 | 3 | 70 | 149.3313 | 8.4146 | 157.746
| LNI | ToddPeaker_npl | Fully Consented | GasPkr | 100 | 175.2 | 116.1 | 8 | 16 | 192.4838 | 8.4146 | LNI | ToddPeaker_npl | Fully Consented | GasPkr | 100 | 175.2 | 116.1 | 8 | 16 | 192.4838 | 8.4146 | 200.8984
| UNI | Kaipara_harbour_stage_4 | Fully Consented | Tide | 80 | 70.08 | 362.2736 | 40 | 0 | 573.6703 | 6.5946 | UNI | Kaipara_harbour_stage_4 | Fully Consented | Tide | 80 | 70.08 | 362.2736 | 40 | 0 | 573.6703 | 6.5946 | 580.2649
| UNI | Kaipara_harbour_stage_5 | Proposed | Tide | 70 | 61.32 | 319.8019 | 40 | 0 | 578.43 | 6.5946 | UNI | Kaipara_harbour_stage_5 | Proposed | Tide | 70 | 61.32 | 319.8019 | 40 | 0 | 578.43 | 6.5946 | 585.0246
| USI | ProposedDiesel1 | Applied for Consent | DslRecip | 9.9 | 8.6724 | 20.9135 | 12.1 | 16 | 591.9703 | 5.4059 | USI | ProposedDiesel1 | Applied for Consent | DslRecip | 9.9 | 8.6724 | 20.9135 | 12.1 | 16 | 591.9703 | 5.4059 | 597.3762
| UNI | Kaipara_harbour_stage_3 | Fully Consented | Tide | 30 | 26.28 | 149.9151 | 40 | 0 | 629.1998 | 6.5946 | UNI | Kaipara_harbour_stage_3 | Fully Consented | Tide | 30 | 26.28 | 149.9151 | 40 | 0 | 629.1998 | 6.5946 | 635.7944
| UNI | Kaipara_harbour_stage_2 | Applied for Consent | Tide | 17 | 14.892 | 94.7019 | 40 | 0 | 697.1417 | 6.5946 | UNI | Kaipara_harbour_stage_2 | Applied for Consent | Tide | 17 | 14.892 | 94.7019 | 40 | 0 | 697.1417 | 6.5946 | 703.7363
| USI | Belfast_Orion | Applied for Consent | DslRecip | 11.5 | 10.074 | 28.1 | 12.1 | 16 | 700.7654 | 5.4059 | USI | Belfast_Orion | Applied for Consent | DslRecip | 11.5 | 10.074 | 28.1 | 12.1 | 16 | 700.7654 | 5.4059 | 706.1714
| USI | Bromley_Orion | Fully Consented | DslRecip | 11.5 | 10.074 | 28.1 | 12.1 | 16 | 700.7654 | 5.4059 | USI | Bromley_Orion | Fully Consented | DslRecip | 11.5 | 10.074 | 28.1 | 12.1 | 16 | 700.7654 | 5.4059 | 706.1714
| UNI | Kaipara_harbour_stage_1 | Fully Consented | Tide | 123214.006 | 2.628 | 35.2415 | 40 | 0 | 1428.824 | 6.5946 | UNI | Kaipara_harbour_stage_1 | Fully Consented | Tide | 116564.1586 | 2.628 | 35.2415 | 40 | 0 | 1428.824 | 6.5946 | 1435.4186
3119
source: http://www.mbie.govt.nz/info-services/sectors-industries/energy/energy-data-modelling/modelling/interactive-electricity-generation-cost-model
source: NZ Electricity generation Model MBIE

## Project schedule_S1a)Huntlystay
|  | WACC | 8% | [21 empty] | Type of Generator | Useful Lives
|  | Period for OPEX | 50 | years | [20 empty] | Geo | 75
|  | Scenario 1a) Huntly stays | [22 empty] | HydPK | 100
[25 empty] | Wind | 25
|  | NEW SCHEDULE | [22 empty] | CCGT | 50
[25 empty] | HydSC | 100
|  |  |  | only build plant until all spare capacity is soaked up. | [20 empty] | HydRR | 100
|  | Projects by number |  | 435 | [6 empty] | 2 |  |  | 3 |  |  | 4 |  |  | 5 |  |  | 6
|  |  |  | Year 1 | Year 2 | Year 3 | Year 4 | Year 5 | Year 6 | Year 7 | Year 8 | Year 9 | Year 10 | Year 11 | Year 12 | Year 13 | Year 14 | Year 15 | Year 16 | Year 17 | Year 18 | Year 19 | Year 20
|  |  |  | 0% | 1.417% | 1.14% | 1.252% | 1.472% | 1.235% | 0.9639% | 1.01% | 0.9918% | 0.98% | 0.9725% | 0.9034% | 0.8732% | 0.8326% | 0.8452% | 0.8519% | 0.8467% | 0.8404% | 0.8141% | 0.8218%
|  | Volume (MW) |  | 7922 | 8034.2326 | 8125.8608 | 8227.6371 | 8348.7296 | 8451.8334 | 8533.3042 | 8619.5274 | 8705.0147 | 8790.325 | 8875.8099 | 8955.9967 | 9034.1997 | 9109.4147 | 9186.411 | 9264.6662 | 9343.1079 | 9421.6291 | 9498.3348 | 9576.3933
|  | incremental increase in demand (MW) |  |  | 112.2326 | 91.6282 | 101.7764 | 121.0925 | 103.1038 | 81.4708 | 86.2232 | 85.4873 | 85.3104 | 85.4849 | 80.1868 | 78.203 | 75.215 | 76.9963 | 78.2553 | 78.4417 | 78.5212 | 76.7057 | 78.0584
|  | cumulative incremenatal increase in demand (MW) reduced by new capacity built |  |  | 112.2326 | 203.8608 | 305.6371 | 426.7296 | -155.1666 | -73.6958 | -239.4726 | -153.9853 | -68.675 | -235.1901 | -155.0033 | -76.8003 | -1.5853 | -164.589 | -86.3338 | -7.8921 | -154.8548 | -78.1491 | -0.090617
|  | projects to meet incremental demand (MW) |  | 435 Year 5: 685; 435 Year 7: 252; 2 Year 10: 252; 4 Year 14: 240; 5 Year 17: 225.4839
|  | remaining/not met capacity |  |  | 112.2326 | 203.8608 | 305.6371 | -258.2704 | -155.1666 | -325.6958 | -239.4726 | -153.9853 | -320.675 | -235.1901 | -155.0033 | -76.8003 | -241.5853 | -164.589 | -86.3338 | -233.376 | -154.8548 | -78.1491 | -0.090617
LRMC $/MWh
Net benefit between old and new schedule
Disaggregated calculation
TOTAL CAPEX | TYPE | New Schedule | Year Generator is built | [20 empty] | PV of future OPEX | Replacement Capex - Wind |  |  | Project Order
1200673076.9231 | Geo | Cost of generation Project 1 - CAPEX $ | 5 |  |  |  |  | 1200673076.9231 | 0 | 0 | 0 | 0 | 0 | 0 | 0 | 0 | 0 | 0 | 0 | 0 | 0 | 0 | -960538461.5385 | 0 | 0 |  |  | 1
|  | Variable O&M $ / MWh | 5 | [5 empty] | 0 | 0 | 0 | 0 | 0 | 0 | 0 | 0 | 0 | 0 | 0 | 0 | 0 | 0 | 0 | 0 | 0
|  | Fix O&M $ / MW | 5 | [5 empty] | 26250000 | 26250000 | 26250000 | 26250000 | 26250000 | 26250000 | 26250000 | 26250000 | 26250000 | 26250000 | 26250000 | 26250000 | 26250000 | 26250000 | 26250000 | 305932415.6767 | 0
|  | Tx LRMC $/MWh | 5 | [5 empty] | 16585238.7185 | 16585238.7185 | 16585238.7185 | 16585238.7185 | 16585238.7185 | 16585238.7185 | 16585238.7185 | 16585238.7185 | 16585238.7185 | 16585238.7185 | 16585238.7185 | 16585238.7185 | 16585238.7185 | 16585238.7185 | 16585238.7185 | 193293796.028 | 0
626825683.0189 | HydPK | Cost of generation Project 2 - CAPEX $ | 7 | [6 empty] | 626825683.0189 | 0 | 0 | 0 | 0 | 0 | 0 | 0 | 0 | 0 | 0 | 0 | 0 | -545338344.2264 | 0 | 0 |  |  | 2
|  | Variable O&M $ / MWh | 7 | [7 empty] | 2924522.496 | 2924522.496 | 2924522.496 | 2924522.496 | 2924522.496 | 2924522.496 | 2924522.496 | 2924522.496 | 2924522.496 | 2924522.496 | 2924522.496 | 2924522.496 | 2924522.496 | 34436774.4524 | 0
|  | Fix O&M $ / MW | 7 | [7 empty] | 12600000 | 12600000 | 12600000 | 12600000 | 12600000 | 12600000 | 12600000 | 12600000 | 12600000 | 12600000 | 12600000 | 12600000 | 12600000 | 148367249.2497 | 0
|  | Tx LRMC $/MWh | 7 | [7 empty] | 8202926.3883 | 8202926.3883 | 8202926.3883 | 8202926.3883 | 8202926.3883 | 8202926.3883 | 8202926.3883 | 8202926.3883 | 8202926.3883 | 8202926.3883 | 8202926.3883 | 8202926.3883 | 8202926.3883 | 96590922.5417 | 0
626848363.0189 | HydPK | Cost of generation Project 3 - CAPEX $ | 10 | 2 Year 10: 626848363.0189; 3 Year 11: 0; 3 Year 12: 0; 3 Year 13: 0; 4 Year 14: 0; 4 Year 15: 0; 4 Year 16: 0; 5 Year 17: 0; 5 Year 18: 0; 5 Year 19: 0; 6 Year 20: -564163526.717 | 0 | 0 |  |  | 3
|  | Variable O&M $ / MWh | 10 | 3 Year 11: 2924522.496; 3 Year 12: 2924522.496; 3 Year 13: 2924522.496; 4 Year 14: 2924522.496; 4 Year 15: 2924522.496; 4 Year 16: 2924522.496; 5 Year 17: 2924522.496; 5 Year 18: 2924522.496; 5 Year 19: 2924522.496; 6 Year 20: 2924522.496 | 34873799.9506 | 0
|  | Fix O&M $ / MW | 10 | 3 Year 11: 12600000; 3 Year 12: 12600000; 3 Year 13: 12600000; 4 Year 14: 12600000; 4 Year 15: 12600000; 4 Year 16: 12600000; 5 Year 17: 12600000; 5 Year 18: 12600000; 5 Year 19: 12600000; 6 Year 20: 12600000 | 150250128.0052 | 0
|  | Tx LRMC $/MWh | 10 | 3 Year 11: 8202926.3883; 3 Year 12: 8202926.3883; 3 Year 13: 8202926.3883; 4 Year 14: 8202926.3883; 4 Year 15: 8202926.3883; 4 Year 16: 8202926.3883; 5 Year 17: 8202926.3883; 5 Year 18: 8202926.3883; 5 Year 19: 8202926.3883; 6 Year 20: 8202926.3883 | 97816725.3854 | 0
384200000 | Wind | Cost of generation Project 4 - CAPEX $ | 14 | 4 Year 14: 384200000; 4 Year 15: 0; 4 Year 16: 0; 5 Year 17: 0; 5 Year 18: 0; 5 Year 19: 0; 6 Year 20: -291992000 | 0 | 92208000 |  |  | 4
|  | Variable O&M $ / MWh | 14 | 4 Year 15: 7232256; 4 Year 16: 7232256; 5 Year 17: 7232256; 5 Year 18: 7232256; 5 Year 19: 7232256; 6 Year 20: 7232256 | 87344488.1753 | 0
|  | Fix O&M $ / MW | 14 | 4 Year 15: 8400000; 4 Year 16: 8400000; 5 Year 17: 8400000; 5 Year 18: 8400000; 5 Year 19: 8400000; 6 Year 20: 8400000 | 101447418.4366 | 0
|  | Tx LRMC $/MWh | 14 | 4 Year 15: 11091627.7918; 4 Year 16: 11091627.7918; 5 Year 17: 11091627.7918; 5 Year 18: 11091627.7918; 5 Year 19: 11091627.7918; 6 Year 20: 11091627.7918 | 133954405.4452 | 0
360962096.7742 | HydSC | Cost of generation Project 5 - CAPEX $ | 17 | 5 Year 17: 360962096.7742; 5 Year 18: 0; 5 Year 19: 0; 6 Year 20: -350133233.871 | 0 | 0 |  |  | 5
|  | Variable O&M $ / MWh | 17 | 5 Year 18: 7232256; 5 Year 19: 7232256; 6 Year 20: 7232256 | 87975095.9376 | 0
|  | Fix O&M $ / MW | 17 | 5 Year 18: 8400000; 5 Year 19: 8400000; 6 Year 20: 8400000 | 102179846.2161 | 0
|  | Tx LRMC $/MWh | 17 | 5 Year 18: 11091627.7918; 5 Year 19: 11091627.7918; 6 Year 20: 11091627.7918 | 134921526.4351 | 0
0 |  | Cost of generation Project 6 - CAPEX $
Variable O&M $ / MWh
Fix O&M $ / MW
Tx LRMC $/MWh
0 |  | Cost of generation Project 7 - CAPEX $
Variable O&M $ / MWh
Fix O&M $ / MW
Tx LRMC $/MWh
Variable O&M $ / MWh
|  | Total annual cost $m |  | 0 | 0 | 0 | 0 | 1200673076.9231 | 42835238.7185 | 669660921.7374 | 66562687.6028 | 66562687.6028 | 693411050.6217 | 90290136.4871 | 90290136.4871 | 90290136.4871 | 474490136.4871 | 117014020.2789 | 117014020.2789 | 477976117.0531 | 143737904.0707 | 143737904.0707 | -766835070.3465 | 1709384591.9356 | 92208000 | [7 empty] | 0
|  | NPV |  | 1999637568.6542 | 216168.7098 | 9250.3562 | 0 | 685 | 685 | 937 | 937 | 937 | 1189 | 1189 | 1189 | 1189 | 1429 | 1429 | 1429 | 1654.4839 | 1654.4839 | 1654.4839 | 1654.4839
Tx LRMC $/MWh
[5 empty] | 233203209.9059 | 0 | 0 | 0 | 16585238.7185 | 16585238.7185 | 24788165.1068 | 24788165.1068 | 24788165.1068 | 32991091.4951 | 32991091.4951 | 32991091.4951 | 32991091.4951 | 44082719.2869 | 44082719.2869 | 44082719.2869 | 55174347.0787 | 55174347.0787 | 55174347.0787
|  | OLD SCHEDULE |  | 435 Year 4: 1; 2 Year 8: 2; 2 Year 9: 3; 3 Year 11: 4; 4 Year 14: 5; 4 Year 15: 6; 5 Year 19: 7
|  |  |  | Year 1 | Year 2 | Year 3 | Year 4 | Year 5 | Year 6 | Year 7 | Year 8 | Year 9 | Year 10 | Year 11 | Year 12 | Year 13 | Year 14 | Year 15 | Year 16 | Year 17 | Year 18 | Year 19 | Year 20
|  |  |  | 0% | 1.417% | 1.14% | 1.252% | 1.472% | 1.235% | 0.9639% | 1.01% | 0.9918% | 0.98% | 0.9725% | 0.9034% | 0.8732% | 0.8326% | 0.8452% | 0.8519% | 0.8467% | 0.8404% | 0.8141% | 0.8218%
|  |  |  | 7922 | 8034.2326 | 8125.8608 | 8227.6371 | 8348.7296 | 8451.8334 | 8533.3042 | 8619.5274 | 8705.0147 | 8790.325 | 8875.8099 | 8955.9967 | 9034.1997 | 9109.4147 | 9186.411 | 9264.6662 | 9343.1079 | 9421.6291 | 9498.3348 | 9576.3933
|  | incremental increase in demand (MW) |  |  | 112.2326 | 91.6282 | 101.7764 | 121.0925 | 103.1038 | 81.4708 | 86.2232 | 85.4873 | 85.3104 | 85.4849 | 80.1868 | 78.203 | 75.215 | 76.9963 | 78.2553 | 78.4417 | 78.5212 | 76.7057 | 78.0584
|  | cumulative incremenatal increase in demand (MW) reduced by new capacity built |  |  | 112.2326 | 203.8608 | 305.6371 | 426.7296 | 279.8334 | 361.3042 | 178.5274 | 264.0147 | 349.325 | 182.8099 | 262.9967 | 341.1997 | 416.4147 | 218.411 | 296.6662 | 375.1079 | 280.0291 | 356.7348 | 434.7933
|  | projects to meet incremental demand (MW) |  | 1 Year 5: 250; 1 Year 7: 269; 3 Year 10: 252; 5 Year 14: 275; 6 Year 17: 173.6
|  | remaining/not met capacity |  |  | 112.2326 | 203.8608 | 305.6371 | 176.7296 | 279.8334 | 92.3042 | 178.5274 | 264.0147 | 97.325 | 182.8099 | 262.9967 | 341.1997 | 141.4147 | 218.411 | 296.6662 | 201.5079 | 280.0291 | 356.7348 | 434.7933
TOTAL CAPEX | TYPE | Old Schedule | Year Generator is built | [20 empty] | PV of future OPEX | Replacement Capex - Wind |  |  | Project Order
1200673076.9231 | Geo | Cost of generation Project 1 - CAPEX $ | 5 |  |  |  |  | 1200673076.9231 | 0 | 0 | 0 | 0 | 0 | 0 | 0 | 0 | 0 | 0 | 0 | 0 | 0 | 0 | -960538461.5385 | 0 | 0 |  |  | 1
|  | Variable O&M $ / MWh | 5 | [5 empty] | 0 | 0 | 0 | 0 | 0 | 0 | 0 | 0 | 0 | 0 | 0 | 0 | 0 | 0 | 0 | 0 | 0
|  | Fix O&M $ / MW | 5 | [5 empty] | 26250000 | 26250000 | 26250000 | 26250000 | 26250000 | 26250000 | 26250000 | 26250000 | 26250000 | 26250000 | 26250000 | 26250000 | 26250000 | 26250000 | 26250000 | 305932415.6767 | 0
|  | Gen LRMC $/MWh | 5 | [5 empty] | 16585238.7185 | 16585238.7185 | 16585238.7185 | 16585238.7185 | 16585238.7185 | 16585238.7185 | 16585238.7185 | 16585238.7185 | 16585238.7185 | 16585238.7185 | 16585238.7185 | 16585238.7185 | 16585238.7185 | 16585238.7185 | 16585238.7185 | 193293796.028 | 0
52508452.8302 | CCGT | Cost of generation Project 2 - CAPEX $ | 7 | [6 empty] | 52508452.8302 | 0 | 0 | 0 | 0 | 0 | 0 | 0 | 0 | 0 | 0 | 0 | 0 | -38856255.0943 | 0 | 0 |  |  | 2
|  | Variable O&M $ / MWh | 7 | [7 empty] | 64035.6 | 64035.6 | 64035.6 | 64035.6 | 64035.6 | 64035.6 | 64035.6 | 64035.6 | 64035.6 | 64035.6 | 64035.6 | 64035.6 | 64035.6 | 754030.6211 | 0
|  | Fix O&M $ / MW | 7 | [7 empty] | 108460 | 108460 | 108460 | 108460 | 108460 | 108460 | 108460 | 108460 | 108460 | 108460 | 108460 | 108460 | 108460 | 1277135.8614 | 0
|  | Gen LRMC $/MWh | 7 | [7 empty] | 872113.3818 | 872113.3818 | 872113.3818 | 872113.3818 | 872113.3818 | 872113.3818 | 872113.3818 | 872113.3818 | 872113.3818 | 872113.3818 | 872113.3818 | 872113.3818 | 872113.3818 | 10269290.7537 | 0
626825683.0189 | Geo | Cost of generation Project 3 - CAPEX $ | 7 | [6 empty] | 626825683.0189 | 0 | 0 | 0 | 0 | 0 | 0 | 0 | 0 | 0 | 0 | 0 | 0 | -518175897.9623 | 0 | 0 |  |  | 3
|  | Variable O&M $ / MWh | 7 | [7 empty] | 2924522.496 | 2924522.496 | 2924522.496 | 2924522.496 | 2924522.496 | 2924522.496 | 2924522.496 | 2924522.496 | 2924522.496 | 2924522.496 | 2924522.496 | 2924522.496 | 2924522.496 | 34436774.4524 | 0
|  | Fix O&M $ / MW | 7 | [7 empty] | 12600000 | 12600000 | 12600000 | 12600000 | 12600000 | 12600000 | 12600000 | 12600000 | 12600000 | 12600000 | 12600000 | 12600000 | 12600000 | 148367249.2497 | 0
|  | Gen LRMC $/MWh | 7 | [7 empty] | 8202926.3883 | 8202926.3883 | 8202926.3883 | 8202926.3883 | 8202926.3883 | 8202926.3883 | 8202926.3883 | 8202926.3883 | 8202926.3883 | 8202926.3883 | 8202926.3883 | 8202926.3883 | 8202926.3883 | 96590922.5417 | 0
626848363.0189 | Wind | Cost of generation Project 4 - CAPEX $ | 10 | 3 Year 10: 626848363.0189; 4 Year 11: 0; 4 Year 12: 0; 4 Year 13: 0; 5 Year 14: 0; 6 Year 15: 0; 6 Year 16: 0; 6 Year 17: 0; 6 Year 18: 0; 7 Year 19: 0; 7 Year 20: -376109017.8113 | 0 | 250739345.2075 |  |  | 4
|  | Variable O&M $ / MWh | 10 | 4 Year 11: 2924522.496; 4 Year 12: 2924522.496; 4 Year 13: 2924522.496; 5 Year 14: 2924522.496; 6 Year 15: 2924522.496; 6 Year 16: 2924522.496; 6 Year 17: 2924522.496; 6 Year 18: 2924522.496; 7 Year 19: 2924522.496; 7 Year 20: 2924522.496 | 34873799.9506 | 0
|  | Fix O&M $ / MW | 10 | 4 Year 11: 12600000; 4 Year 12: 12600000; 4 Year 13: 12600000; 5 Year 14: 12600000; 6 Year 15: 12600000; 6 Year 16: 12600000; 6 Year 17: 12600000; 6 Year 18: 12600000; 7 Year 19: 12600000; 7 Year 20: 12600000 | 150250128.0052 | 0
|  | Gen LRMC $/MWh | 10 | 4 Year 11: 8202926.3883; 4 Year 12: 8202926.3883; 4 Year 13: 8202926.3883; 5 Year 14: 8202926.3883; 6 Year 15: 8202926.3883; 6 Year 16: 8202926.3883; 6 Year 17: 8202926.3883; 6 Year 18: 8202926.3883; 7 Year 19: 8202926.3883; 7 Year 20: 8202926.3883 | 97816725.3854 | 0
113656698.1132 | Geo | Cost of generation Project 5 - CAPEX $ | 14 | 5 Year 14: 113656698.1132; 6 Year 15: 0; 6 Year 16: 0; 6 Year 17: 0; 6 Year 18: 0; 7 Year 19: 0; 7 Year 20: -104564162.2642 | 0 | 0 |  |  | 5
|  | Variable O&M $ / MWh | 14 | 6 Year 15: 131838; 6 Year 16: 131838; 6 Year 17: 131838; 6 Year 18: 131838; 7 Year 19: 131838; 7 Year 20: 131838 | 1592217.2324 | 0
|  | Fix O&M $ / MW | 14 | 6 Year 15: 223300; 6 Year 16: 223300; 6 Year 17: 223300; 6 Year 18: 223300; 7 Year 19: 223300; 7 Year 20: 223300 | 2696810.5401 | 0
|  | Gen LRMC $/MWh | 14 | 6 Year 15: 1795527.5508; 6 Year 16: 1795527.5508; 6 Year 17: 1795527.5508; 6 Year 18: 1795527.5508; 7 Year 19: 1795527.5508; 7 Year 20: 1795527.5508 | 21684718.4243 | 0
384200000 | HydRR | Cost of generation Project 6 - CAPEX $ | 14 | 5 Year 14: 384200000; 6 Year 15: 0; 6 Year 16: 0; 6 Year 17: 0; 6 Year 18: 0; 7 Year 19: 0; 7 Year 20: -361148000 | 0 | 0 |  |  | 6
|  | Variable O&M $ / MWh | 14 | 6 Year 15: 7232256; 6 Year 16: 7232256; 6 Year 17: 7232256; 6 Year 18: 7232256; 7 Year 19: 7232256; 7 Year 20: 7232256 | 87344488.1753 | 0
|  | Fix O&M $ / MW | 14 | 6 Year 15: 8400000; 6 Year 16: 8400000; 6 Year 17: 8400000; 6 Year 18: 8400000; 7 Year 19: 8400000; 7 Year 20: 8400000 | 101447418.4366 | 0
|  | Gen LRMC $/MWh | 14 | 6 Year 15: 11091627.7918; 6 Year 16: 11091627.7918; 6 Year 17: 11091627.7918; 6 Year 18: 11091627.7918; 7 Year 19: 11091627.7918; 7 Year 20: 11091627.7918 | 133954405.4452 | 0
277904666.6667 | Wind | Cost of generation Project 7 - CAPEX $ | 17 | 6 Year 17: 277904666.6667; 6 Year 18: 0; 7 Year 19: 0; 7 Year 20: -244556106.6667 | 0 | 33348560 |  |  | 7
|  | Variable O&M $ / MWh | 17 | 6 Year 18: 7232256; 7 Year 19: 7232256; 7 Year 20: 7232256 | 87975095.9376 | 0
|  | Fix O&M $ / MW | 17 | 6 Year 18: 8400000; 7 Year 19: 8400000; 7 Year 20: 8400000 | 102179846.2161 | 0
|  | Gen LRMC $/MWh | 17 | 6 Year 18: 11091627.7918; 7 Year 19: 11091627.7918; 7 Year 20: 11091627.7918 | 134921526.4351 | 0
Cost of generation Project 7 - CAPEX $
Variable O&M $ / MWh
Fix O&M $ / MW
Gen LRMC $/MWh
Cost of generation Project 7 - CAPEX $
Variable O&M $ / MWh
Fix O&M $ / MW
Gen LRMC $/MWh
|  |  |  | 0 | 0 | 0 | 0 | 1200673076.9231 | 42835238.7185 | 722169374.5676 | 67607296.5846 | 67607296.5846 | 694455659.6035 | 91334745.4689 | 91334745.4689 | 91334745.4689 | 589191443.5821 | 120209294.8116 | 120209294.8116 | 398113961.4782 | 146933178.6034 | 146933178.6034 | -425268022.1577 | 1747658795.3686 | 284087905.2075
|  | NPV |  | 2127323096.2476 |  |  | 0 | 250 | 250 | 519 | 519 | 519 | 771 | 771 | 771 | 771 | 1046 | 1046 | 1046 | 1219.6 | 1219.6 | 1219.6 | 1219.6
|  | Net Benefit $m | 127.6855 | Year 2: Gen LRMC $/MWh
[5 empty] | 241829707.9433 | 0 | 0 | 0 | 16585238.7185 | 16585238.7185 | 25660278.4886 | 25660278.4886 | 25660278.4886 | 33863204.8769 | 33863204.8769 | 33863204.8769 | 33863204.8769 | 46750360.2196 | 46750360.2196 | 46750360.2196 | 57841988.0114 | 57841988.0114 | 57841988.0114
[24 empty] | 3495317590.7372 | 568175810.4151 | 0 | 0 | 28 | 0 | 0 | 0 | 0 | 0

## Project schedule_S1b)Huntlygoes
|  | WACC | 8% | [21 empty] | Type of Generator | Useful Lives
|  | Period for OPEX | 50 | years | [20 empty] | Geo | 75
|  | Scenario 1b) Huntly goes | [22 empty] | HydPK | 100
|  |  |  | excl. Hunlies | [20 empty] | Wind | 25
|  | NEW SCHEDULE | [22 empty] | CCGT | 50
[25 empty] | HydSC | 100
[25 empty] | HydRR | 100
|  | Projects by number |  |  |  |  | 1 |  | 2 |  |  | 3 | [5 empty] | 4
|  |  |  | Year 1 | Year 2 | Year 3 | Year 4 | Year 5 | Year 6 | Year 7 | Year 8 | Year 9 | Year 10 | Year 11 | Year 12 | Year 13 | Year 14 | Year 15 | Year 16 | Year 17 | Year 18 | Year 19 | Year 20
|  |  |  | 0% | 1.417% | 1.14% | 1.252% | 1.472% | 1.235% | 0.9639% | 1.01% | 0.9918% | 0.98% | 0.9725% | 0.9034% | 0.8732% | 0.8326% | 0.8452% | 0.8519% | 0.8467% | 0.8404% | 0.8141% | 0.8218%
|  | Volume |  | 7487 | 7593.0699 | 7679.6667 | 7775.8545 | 7890.2977 | 7987.74 | 8064.7372 | 8146.2259 | 8227.019 | 8307.645 | 8388.4358 | 8464.2195 | 8538.1284 | 8609.2133 | 8681.9817 | 8755.9399 | 8830.0744 | 8904.2839 | 8976.7777 | 9050.5499
|  | incremental increase in demand (MW) |  |  | 106.0699 | 86.5969 | 96.1878 | 114.4432 | 97.4423 | 76.9972 | 81.4887 | 80.7932 | 80.6259 | 80.7909 | 75.7837 | 73.9088 | 71.0849 | 72.7684 | 73.9583 | 74.1344 | 74.2095 | 72.4938 | 73.7722
|  | cumulative incremenatal increase in demand (MW) reduced by new capacity built |  |  | 106.0699 | -57.3333 | -236.1455 | -121.7023 | -24.26 | -187.2628 | -105.7741 | -24.981 | -196.355 | -115.5642 | -39.7805 | -217.8716 | -163.7867 | -91.0183 | -17.0601 | -125.9256 | -51.7161 | -76.2223 | -2.4501
|  | projects to meet incremental demand (MW) |  | Year 2: 250; Year 3: 275; 2 Year 6: 240; 3 Year 9: 252; 3 Year 12: 252; 3 Year 13: 17; 4 Year 16: 183; 4 Year 18: 97
|  | remaining/not met capacity |  |  | -143.9301 | -332.3333 | -236.1455 | -121.7023 | -264.26 | -187.2628 | -105.7741 | -276.981 | -196.355 | -115.5642 | -291.7805 | -234.8716 | -163.7867 | -91.0183 | -200.0601 | -125.9256 | -148.7161 | -76.2223 | -2.4501
LRMC $/MWh
Net benefit between old and new schedule
Disaggregated calculation
TOTAL CAPEX | TYPE | New Schedule | Year Generator is built | [20 empty] | PV of future OPEX | Replacement Capex - Wind |  | Order
1200673076.9231 | Geo | Cost of generation Project 1 - CAPEX $ | 2 |  | 1200673076.9231 | 0 | 0 | 0 | 0 | 0 | 0 | 0 | 0 | 0 | 0 | 0 | 0 | 0 | 0 | 0 | 0 | 0 | -912511538.4615 | 0 | 0 |  | 1
|  | Variable O&M $ / MWh | 2 |  |  | 0 | 0 | 0 | 0 | 0 | 0 | 0 | 0 | 0 | 0 | 0 | 0 | 0 | 0 | 0 | 0 | 0 | 0 | 0 | 0
|  | Fix O&M $ / MW | 2 |  |  | 26250000 | 26250000 | 26250000 | 26250000 | 26250000 | 26250000 | 26250000 | 26250000 | 26250000 | 26250000 | 26250000 | 26250000 | 26250000 | 26250000 | 26250000 | 26250000 | 26250000 | 26250000 | 300168735.217 | 0
|  | Tx LRMC $/MWh | 2 |  |  | 22969809.6486 | 22969809.6486 | 22969809.6486 | 22969809.6486 | 22969809.6486 | 22969809.6486 | 22969809.6486 | 22969809.6486 | 22969809.6486 | 22969809.6486 | 22969809.6486 | 22969809.6486 | 22969809.6486 | 22969809.6486 | 22969809.6486 | 22969809.6486 | 22969809.6486 | 22969809.6486 | 262659760.396 | 0
113656698.1132 | HydPK | Cost of generation Project 2 - CAPEX $ | 3 |  |  | 113656698.1132 | 0 | 0 | 0 | 0 | 0 | 0 | 0 | 0 | 0 | 0 | 0 | 0 | 0 | 0 | 0 | 0 | -94335059.434 | 0 | 0 |  | 2
|  | Variable O&M $ / MWh | 3 |  |  |  | 131838 | 131838 | 131838 | 131838 | 131838 | 131838 | 131838 | 131838 | 131838 | 131838 | 131838 | 131838 | 131838 | 131838 | 131838 | 131838 | 131838 | 1517968.0146 | 0
|  | Fix O&M $ / MW | 3 |  |  |  | 223300 | 223300 | 223300 | 223300 | 223300 | 223300 | 223300 | 223300 | 223300 | 223300 | 223300 | 223300 | 223300 | 223300 | 223300 | 223300 | 223300 | 2571051.2724 | 0
|  | Tx LRMC $/MWh | 3 |  |  |  | 1147752.1511 | 1147752.1511 | 1147752.1511 | 1147752.1511 | 1147752.1511 | 1147752.1511 | 1147752.1511 | 1147752.1511 | 1147752.1511 | 1147752.1511 | 1147752.1511 | 1147752.1511 | 1147752.1511 | 1147752.1511 | 1147752.1511 | 1147752.1511 | 1147752.1511 | 13215090.1417 | 0
384200000 | CCGT | Cost of generation Project 3 - CAPEX $ | 3 |  |  | 384200000 | 0 | 0 | 0 | 0 | 0 | 0 | 0 | 0 | 0 | 0 | 0 | 0 | 0 | 0 | 0 | 0 | -253572000 | 0 | 0 |  | 3
|  | Variable O&M $ / MWh | 3 |  |  |  | 7232256 | 7232256 | 7232256 | 7232256 | 7232256 | 7232256 | 7232256 | 7232256 | 7232256 | 7232256 | 7232256 | 7232256 | 7232256 | 7232256 | 7232256 | 7232256 | 7232256 | 83271388.2288 | 0
|  | Fix O&M $ / MW | 3 |  |  |  | 8400000 | 8400000 | 8400000 | 8400000 | 8400000 | 8400000 | 8400000 | 8400000 | 8400000 | 8400000 | 8400000 | 8400000 | 8400000 | 8400000 | 8400000 | 8400000 | 8400000 | 96716662.2865 | 0
|  | Tx LRMC $/MWh | 3 |  |  |  | 12592480.7439 | 12592480.7439 | 12592480.7439 | 12592480.7439 | 12592480.7439 | 12592480.7439 | 12592480.7439 | 12592480.7439 | 12592480.7439 | 12592480.7439 | 12592480.7439 | 12592480.7439 | 12592480.7439 | 12592480.7439 | 12592480.7439 | 12592480.7439 | 12592480.7439 | 144988417.5547 | 0
384200000 | CCGT | Cost of generation Project 4 - CAPEX $ | 6 | [5 empty] | 384200000 | 0 | 0 | 0 | 0 | 0 | 0 | 0 | 0 | 0 | 0 | 0 | 0 | 0 | -276624000 | 0 | 0 |  | 4
|  | Variable O&M $ / MWh | 6 | [6 empty] | 7232256 | 7232256 | 7232256 | 7232256 | 7232256 | 7232256 | 7232256 | 7232256 | 7232256 | 7232256 | 7232256 | 7232256 | 7232256 | 7232256 | 84741737.8791 | 0
|  | Fix O&M $ / MW | 6 | [6 empty] | 8400000 | 8400000 | 8400000 | 8400000 | 8400000 | 8400000 | 8400000 | 8400000 | 8400000 | 8400000 | 8400000 | 8400000 | 8400000 | 8400000 | 98424419.4598 | 0
|  | Tx LRMC $/MWh | 6 | [6 empty] | 12592480.7439 | 12592480.7439 | 12592480.7439 | 12592480.7439 | 12592480.7439 | 12592480.7439 | 12592480.7439 | 12592480.7439 | 12592480.7439 | 12592480.7439 | 12592480.7439 | 12592480.7439 | 12592480.7439 | 12592480.7439 | 147548524.6165 | 0
626825683.0189 | Wind | Cost of generation Project 5 - CAPEX $ | 9 | [8 empty] | 626825683.0189 | 0 | 0 | 0 | 0 | 0 | 0 | 0 | 0 | 0 | 0 | -351022382.4906 | 0 | 275803300.5283 |  | 5
|  | Variable O&M $ / MWh | 9 | 3 Year 10: 2924522.496; 3 Year 11: 2924522.496; 3 Year 12: 2924522.496; 3 Year 13: 2924522.496; 3 Year 14: 2924522.496; 4 Year 15: 2924522.496; 4 Year 16: 2924522.496; 4 Year 17: 2924522.496; 4 Year 18: 2924522.496; 4 Year 19: 2924522.496; 4 Year 20: 2924522.496 | 34739181.4507 | 0
|  | Fix O&M $ / MW | 9 | 3 Year 10: 12600000; 3 Year 11: 12600000; 3 Year 12: 12600000; 3 Year 13: 12600000; 3 Year 14: 12600000; 4 Year 15: 12600000; 4 Year 16: 12600000; 4 Year 17: 12600000; 4 Year 18: 12600000; 4 Year 19: 12600000; 4 Year 20: 12600000 | 149670138.2456 | 0
|  | Tx LRMC $/MWh | 9 | 3 Year 10: 11360684.0937; 3 Year 11: 11360684.0937; 3 Year 12: 11360684.0937; 3 Year 13: 11360684.0937; 3 Year 14: 11360684.0937; 4 Year 15: 11360684.0937; 4 Year 16: 11360684.0937; 4 Year 17: 11360684.0937; 4 Year 18: 11360684.0937; 4 Year 19: 11360684.0937; 4 Year 20: 11360684.0937 | 134948822.1327 | 0
626848363.0189 | Wind | Cost of generation Project 5 - CAPEX $ | 12 | 3 Year 12: 626848363.0189; 3 Year 13: 0; 3 Year 14: 0; 4 Year 15: 0; 4 Year 16: 0; 4 Year 17: 0; 4 Year 18: 0; 4 Year 19: 0; 4 Year 20: -426256886.8528 | 0 | 200591476.166 |  | 6
|  | Variable O&M $ / MWh | 12 | 3 Year 13: 2924522.496; 3 Year 14: 2924522.496; 4 Year 15: 2924522.496; 4 Year 16: 2924522.496; 4 Year 17: 2924522.496; 4 Year 18: 2924522.496; 4 Year 19: 2924522.496; 4 Year 20: 2924522.496 | 35113860.3758 | 0
|  | Fix O&M $ / MW | 12 | 3 Year 13: 12600000; 3 Year 14: 12600000; 4 Year 15: 12600000; 4 Year 16: 12600000; 4 Year 17: 12600000; 4 Year 18: 12600000; 4 Year 19: 12600000; 4 Year 20: 12600000 | 151284403.2966 | 0
|  | Tx LRMC $/MWh | 12 | 3 Year 13: 11360684.0937; 3 Year 14: 11360684.0937; 4 Year 15: 11360684.0937; 4 Year 16: 11360684.0937; 4 Year 17: 11360684.0937; 4 Year 18: 11360684.0937; 4 Year 19: 11360684.0937; 4 Year 20: 11360684.0937 | 136404310.6476 | 0
52508452.8302 | HydPK | Cost of generation Project 5 - CAPEX $ | 13 | 3 Year 13: 52508452.8302; 3 Year 14: 0; 4 Year 15: 0; 4 Year 16: 0; 4 Year 17: 0; 4 Year 18: 0; 4 Year 19: 0; 4 Year 20: -48832861.1321 | 0 | 0 |  | 7
|  | Variable O&M $ / MWh | 13 | 3 Year 14: 64035.6; 4 Year 15: 64035.6; 4 Year 16: 64035.6; 4 Year 17: 64035.6; 4 Year 18: 64035.6; 4 Year 19: 64035.6; 4 Year 20: 64035.6 | 771196.0682 | 0
|  | Fix O&M $ / MW | 13 | 3 Year 14: 108460; 4 Year 15: 108460; 4 Year 16: 108460; 4 Year 17: 108460; 4 Year 18: 108460; 4 Year 19: 108460; 4 Year 20: 108460 | 1306209.7576 | 0
|  | Tx LRMC $/MWh | 13 | 3 Year 14: 1207837.8076; 4 Year 15: 1207837.8076; 4 Year 16: 1207837.8076; 4 Year 17: 1207837.8076; 4 Year 18: 1207837.8076; 4 Year 19: 1207837.8076; 4 Year 20: 1207837.8076 | 14546280.0104 | 0
478287509.434 | Wind | Cost of generation Project 5 - CAPEX $ | 16 | 4 Year 16: 478287509.434; 4 Year 17: 0; 4 Year 18: 0; 4 Year 19: 0; 4 Year 20: -401761507.9245 | 0 | 76526001.5094 |  | 8
|  | Variable O&M $ / MWh | 16 | 4 Year 17: 2123760.384; 4 Year 18: 2123760.384; 4 Year 19: 2123760.384; 4 Year 20: 2123760.384 | 25776947.9722 | 0
|  | Fix O&M $ / MW | 16 | 4 Year 17: 9150000; 4 Year 18: 9150000; 4 Year 19: 9150000; 4 Year 20: 9150000 | 111057290.5128 | 0
|  | Tx LRMC $/MWh | 16 | 4 Year 17: 8250020.5919; 4 Year 18: 8250020.5919; 4 Year 19: 8250020.5919; 4 Year 20: 8250020.5919 | 100133872.5254 | 0
166527384.6154 | CCGT | Cost of generation Project 5 - CAPEX $ | 18 | 4 Year 18: 166527384.6154; 4 Year 19: 0; 4 Year 20: -159866289.2308 | 0 | 0 |  | 9
|  | Variable O&M $ / MWh | 18 | 4 Year 19: 5846073.6; 4 Year 20: 5846073.6 | 71258589.0273 | 0
|  | Fix O&M $ / MW | 18 | 4 Year 19: 6790000; 4 Year 20: 6790000 | 82764236.7513 | 0
|  | Tx LRMC $/MWh | 18 | 4 Year 19: 15844064.2554; 4 Year 20: 15844064.2554 | 193125461.7283 | 0
0 |  | Cost of generation Project 5 - CAPEX $
Variable O&M $ / MWh
Fix O&M $ / MW
Tx LRMC $/MWh
0 |  | Cost of generation Project 5 - CAPEX $
Variable O&M $ / MWh
Fix O&M $ / MW
Tx LRMC $/MWh
Cost of generation Project 5 - CAPEX $
Variable O&M $ / MWh
Fix O&M $ / MW
Tx LRMC $/MWh
Variable O&M $ / MWh
|  | Total annual cost $m |  | 0 | 1200673076.9231 | 547076507.7618 | 78947436.5437 | 78947436.5437 | 463147436.5437 | 107172173.2876 | 107172173.2876 | 733997856.3065 | 134057379.8773 | 134057379.8773 | 760905742.8962 | 213451039.2972 | 162322919.8746 | 162322919.8746 | 640610429.3086 | 181846700.8505 | 348374085.4659 | 210326838.7059 | 317189646.9531 | 2478724555.5697 | 552920778.2038
|  | NPV |  | Year 1: 3401688725.434; Year 2: Tx LRMC $/MWh
[5 empty] | 481081985.641 | 0 | 22969809.6486 | 36710042.5437 | 36710042.5437 | 36710042.5437 | 49302523.2876 | 49302523.2876 | 49302523.2876 | 60663207.3813 | 60663207.3813 | 60663207.3813 | 72023891.475 | 73231729.2826 | 73231729.2826 | 73231729.2826 | 81481749.8745 | 81481749.8745 | 97325814.1299
OLD SCHEDULE
|  |  |  | Year 1 | Year 2 | Year 3 | Year 4 | Year 5 | Year 6 | Year 7 | Year 8 | Year 9 | Year 10 | Year 11 | Year 12 | Year 13 | Year 14 | Year 15 | Year 16 | Year 17 | Year 18 | Year 19 | Year 20
|  |  |  | 0% | 1.417% | 1.14% | 1.252% | 1.472% | 1.235% | 0.9639% | 1.01% | 0.9918% | 0.98% | 0.9725% | 0.9034% | 0.8732% | 0.8326% | 0.8452% | 0.8519% | 0.8467% | 0.8404% | 0.8141% | 0.8218%
|  |  |  | 7487 | 7593.0699 | 7679.6667 | 7775.8545 | 7890.2977 | 7987.74 | 8064.7372 | 8146.2259 | 8227.019 | 8307.645 | 8388.4358 | 8464.2195 | 8538.1284 | 8609.2133 | 8681.9817 | 8755.9399 | 8830.0744 | 8904.2839 | 8976.7777 | 9050.5499
|  | incremental increase in demand (MW) |  |  | 106.0699 | 86.5969 | 96.1878 | 114.4432 | 97.4423 | 76.9972 | 81.4887 | 80.7932 | 80.6259 | 80.7909 | 75.7837 | 73.9088 | 71.0849 | 72.7684 | 73.9583 | 74.1344 | 74.2095 | 72.4938 | 73.7722
|  | cumulative incremenatal increase in demand (MW) reduced by new capacity built |  |  | 106.0699 | -57.3333 | -230.1455 | -115.7023 | -18.26 | -193.2628 | -111.7741 | -30.981 | -225.355 | -144.5642 | -68.7805 | -234.8716 | -163.7867 | -91.0183 | -17.0601 | -125.9256 | -51.7161 | -76.2223 | -2.4501
|  | projects to meet incremental demand (MW) |  | Year 2: 250; Year 3: 269; Year 6: 252; Year 9: 275; Year 12: 240; Year 16: 183; Year 18: 97
|  | remaining/not met capacity |  |  | -143.9301 | -326.3333 | -230.1455 | -115.7023 | -270.26 | -193.2628 | -111.7741 | -305.981 | -225.355 | -144.5642 | -308.7805 | -234.8716 | -163.7867 | -91.0183 | -200.0601 | -125.9256 | -148.7161 | -76.2223 | -2.4501
TOTAL CAPEX | TYPE | Old Schedule | Year Generator is built | [20 empty] | PV of future OPEX | Replacement Capex - Wind |  | Order
1200673076.9231 | Geo | Cost of generation Project 1 - CAPEX $ | 2 |  | 1200673076.9231 | 0 | 0 | 0 | 0 | 0 | 0 | 0 | 0 | 0 | 0 | 0 | 0 | 0 | 0 | 0 | 0 | 0 | -912511538.4615 | 0 | 0 |  | 1
|  | Variable O&M $ / MWh | 2 |  |  | 0 | 0 | 0 | 0 | 0 | 0 | 0 | 0 | 0 | 0 | 0 | 0 | 0 | 0 | 0 | 0 | 0 | 0 | 0 | 0
|  | Fix O&M $ / MW | 2 |  |  | 26250000 | 26250000 | 26250000 | 26250000 | 26250000 | 26250000 | 26250000 | 26250000 | 26250000 | 26250000 | 26250000 | 26250000 | 26250000 | 26250000 | 26250000 | 26250000 | 26250000 | 26250000 | 300168735.217 | 0
|  | Tx LRMC $/MWh | 2 |  |  | 22969809.6486 | 22969809.6486 | 22969809.6486 | 22969809.6486 | 22969809.6486 | 22969809.6486 | 22969809.6486 | 22969809.6486 | 22969809.6486 | 22969809.6486 | 22969809.6486 | 22969809.6486 | 22969809.6486 | 22969809.6486 | 22969809.6486 | 22969809.6486 | 22969809.6486 | 22969809.6486 | 262659760.396 | 0
52508452.8302 | HydPK | Cost of generation Project 2 - CAPEX $ | 3 |  |  | 52508452.8302 | 0 | 0 | 0 | 0 | 0 | 0 | 0 | 0 | 0 | 0 | 0 | 0 | 0 | 0 | 0 | 0 | -43582015.8491 | 0 | 0 |  | 2
|  | Variable O&M $ / MWh | 3 |  |  |  | 64035.6 | 64035.6 | 64035.6 | 64035.6 | 64035.6 | 64035.6 | 64035.6 | 64035.6 | 64035.6 | 64035.6 | 64035.6 | 64035.6 | 64035.6 | 64035.6 | 64035.6 | 64035.6 | 64035.6 | 737298.7499 | 0
|  | Fix O&M $ / MW | 3 |  |  |  | 108460 | 108460 | 108460 | 108460 | 108460 | 108460 | 108460 | 108460 | 108460 | 108460 | 108460 | 108460 | 108460 | 108460 | 108460 | 108460 | 108460 | 1248796.3323 | 0
|  | Tx LRMC $/MWh | 3 |  |  |  | 1207837.8076 | 1207837.8076 | 1207837.8076 | 1207837.8076 | 1207837.8076 | 1207837.8076 | 1207837.8076 | 1207837.8076 | 1207837.8076 | 1207837.8076 | 1207837.8076 | 1207837.8076 | 1207837.8076 | 1207837.8076 | 1207837.8076 | 1207837.8076 | 1207837.8076 | 13906909.683 | 0
626825683.0189 | Wind | Cost of generation Project 3 - CAPEX $ | 3 |  |  | 626825683.0189 | 0 | 0 | 0 | 0 | 0 | 0 | 0 | 0 | 0 | 0 | 0 | 0 | 0 | 0 | 0 | 0 | -200584218.566 | 0 | 426241464.4528 |  | 3
|  | Variable O&M $ / MWh | 3 |  |  |  | 2924522.496 | 2924522.496 | 2924522.496 | 2924522.496 | 2924522.496 | 2924522.496 | 2924522.496 | 2924522.496 | 2924522.496 | 2924522.496 | 2924522.496 | 2924522.496 | 2924522.496 | 2924522.496 | 2924522.496 | 2924522.496 | 2924522.496 | 33672625.547 | 0
|  | Fix O&M $ / MW | 3 |  |  |  | 12600000 | 12600000 | 12600000 | 12600000 | 12600000 | 12600000 | 12600000 | 12600000 | 12600000 | 12600000 | 12600000 | 12600000 | 12600000 | 12600000 | 12600000 | 12600000 | 12600000 | 145074993.4298 | 0
|  | Tx LRMC $/MWh | 3 |  |  |  | 11360684.0937 | 11360684.0937 | 11360684.0937 | 11360684.0937 | 11360684.0937 | 11360684.0937 | 11360684.0937 | 11360684.0937 | 11360684.0937 | 11360684.0937 | 11360684.0937 | 11360684.0937 | 11360684.0937 | 11360684.0937 | 11360684.0937 | 11360684.0937 | 11360684.0937 | 130805648.4329 | 0
626848363.0189 | Wind | Cost of generation Project 4 - CAPEX $ | 6 | [5 empty] | 626848363.0189 | 0 | 0 | 0 | 0 | 0 | 0 | 0 | 0 | 0 | 0 | 0 | 0 | 0 | -275813279.7283 | 0 | 351035083.2906 |  | 4
|  | Variable O&M $ / MWh | 6 | [6 empty] | 2924522.496 | 2924522.496 | 2924522.496 | 2924522.496 | 2924522.496 | 2924522.496 | 2924522.496 | 2924522.496 | 2924522.496 | 2924522.496 | 2924522.496 | 2924522.496 | 2924522.496 | 2924522.496 | 34267193.9126 | 0
|  | Fix O&M $ / MW | 6 | [6 empty] | 12600000 | 12600000 | 12600000 | 12600000 | 12600000 | 12600000 | 12600000 | 12600000 | 12600000 | 12600000 | 12600000 | 12600000 | 12600000 | 12600000 | 147636629.1897 | 0
|  | Tx LRMC $/MWh | 6 | [6 empty] | 11360684.0937 | 11360684.0937 | 11360684.0937 | 11360684.0937 | 11360684.0937 | 11360684.0937 | 11360684.0937 | 11360684.0937 | 11360684.0937 | 11360684.0937 | 11360684.0937 | 11360684.0937 | 11360684.0937 | 11360684.0937 | 133115325.7846 | 0
113656698.1132 | HydPK | Cost of generation Project 5a - CAPEX $ | 9 | [8 empty] | 113656698.1132 | 0 | 0 | 0 | 0 | 0 | 0 | 0 | 0 | 0 | 0 | -101154461.3208 | 0 | 0 |  | 5
|  | Variable O&M $ / MWh | 9 | Year 10: 131838; Year 11: 131838; Year 12: 131838; Year 13: 131838; Year 14: 131838; Year 15: 131838; Year 16: 131838; Year 17: 131838; Year 18: 131838; Year 19: 131838; Year 20: 131838 | 1566048.5465 | 0
|  | Fix O&M $ / MW | 9 | Year 10: 223300; Year 11: 223300; Year 12: 223300; Year 13: 223300; Year 14: 223300; Year 15: 223300; Year 16: 223300; Year 17: 223300; Year 18: 223300; Year 19: 223300; Year 20: 223300 | 2652487.45 | 0
|  | Tx LRMC $/MWh | 9 | Year 10: 1147752.1511; Year 11: 1147752.1511; Year 12: 1147752.1511; Year 13: 1147752.1511; Year 14: 1147752.1511; Year 15: 1147752.1511; Year 16: 1147752.1511; Year 17: 1147752.1511; Year 18: 1147752.1511; Year 19: 1147752.1511; Year 20: 1147752.1511 | 13633668.5026 | 0
384200000 | CCGT | Cost of generation Project 5b - CAPEX $ | 9 | [8 empty] | 384200000 | 0 | 0 | 0 | 0 | 0 | 0 | 0 | 0 | 0 | 0 | -299676000 | 0 | 0 |  | 6
|  | Variable O&M $ / MWh | 9 | Year 10: 7232256; Year 11: 7232256; Year 12: 7232256; Year 13: 7232256; Year 14: 7232256; Year 15: 7232256; Year 16: 7232256; Year 17: 7232256; Year 18: 7232256; Year 19: 7232256; Year 20: 7232256 | 85908948.8371 | 0
|  | Fix O&M $ / MW | 9 | Year 10: 8400000; Year 11: 8400000; Year 12: 8400000; Year 13: 8400000; Year 14: 8400000; Year 15: 8400000; Year 16: 8400000; Year 17: 8400000; Year 18: 8400000; Year 19: 8400000; Year 20: 8400000 | 99780092.1637 | 0
|  | Tx LRMC $/MWh | 9 | Year 10: 12592480.7439; Year 11: 12592480.7439; Year 12: 12592480.7439; Year 13: 12592480.7439; Year 14: 12592480.7439; Year 15: 12592480.7439; Year 16: 12592480.7439; Year 17: 12592480.7439; Year 18: 12592480.7439; Year 19: 12592480.7439; Year 20: 12592480.7439 | 149580820.1427 | 0
384200000 | CCGT | Cost of generation Project 6 - CAPEX $ | 12 | Year 12: 384200000; Year 13: 0; Year 14: 0; Year 15: 0; Year 16: 0; Year 17: 0; Year 18: 0; Year 19: 0; Year 20: -322728000 | 0 | 0 |  | 7
|  | Variable O&M $ / MWh | 12 | Year 13: 7232256; Year 14: 7232256; Year 15: 7232256; Year 16: 7232256; Year 17: 7232256; Year 18: 7232256; Year 19: 7232256; Year 20: 7232256 | 86835518.5277 | 0
|  | Fix O&M $ / MW | 12 | Year 13: 8400000; Year 14: 8400000; Year 15: 8400000; Year 16: 8400000; Year 17: 8400000; Year 18: 8400000; Year 19: 8400000; Year 20: 8400000 | 100856268.8644 | 0
|  | Tx LRMC $/MWh | 12 | Year 13: 12592480.7439; Year 14: 12592480.7439; Year 15: 12592480.7439; Year 16: 12592480.7439; Year 17: 12592480.7439; Year 18: 12592480.7439; Year 19: 12592480.7439; Year 20: 12592480.7439 | 151194121.8547 | 0
478287509.434 | Wind | Cost of generation Project 6 - CAPEX $ | 16 | Year 16: 478287509.434; Year 17: 0; Year 18: 0; Year 19: 0; Year 20: -401761507.9245 | 0 | 76526001.5094 |  | 8
|  | Variable O&M $ / MWh | 16 | Year 17: 2123760.384; Year 18: 2123760.384; Year 19: 2123760.384; Year 20: 2123760.384 | 25776947.9722 | 0
|  | Fix O&M $ / MW | 16 | Year 17: 9150000; Year 18: 9150000; Year 19: 9150000; Year 20: 9150000 | 111057290.5128 | 0
|  | Tx LRMC $/MWh | 16 | Year 17: 8250020.5919; Year 18: 8250020.5919; Year 19: 8250020.5919; Year 20: 8250020.5919 | 100133872.5254 | 0
166527384.6154 | CCGT | Cost of generation Project 6 - CAPEX $ | 18 | Year 18: 166527384.6154; Year 19: 0; Year 20: -159866289.2308 | 0 | 0 |  | 9
|  | Variable O&M $ / MWh | 18 | Year 19: 5846073.6; Year 20: 5846073.6 | 71258589.0273 | 0
|  | Fix O&M $ / MW | 18 | Year 19: 6790000; Year 20: 6790000 | 82764236.7513 | 0
|  | Tx LRMC $/MWh | 18 | Year 19: 10178921.9347; Year 20: 10178921.9347 | 124072268.759 | 0
0 | Wind | Cost of generation Project 6 - CAPEX $ | 20 | [23 empty] | 10
|  | Variable O&M $ / MWh | 19
|  | Fix O&M $ / MW | 19
|  | Tx LRMC $/MWh | 19
11
|  |  |  | 0 | 1200673076.9231 | 728553945.4977 | 77485349.6459 | 77485349.6459 | 704333712.6648 | 104370556.2357 | 104370556.2357 | 602227254.3489 | 134098183.1307 | 134098183.1307 | 518298183.1307 | 162322919.8746 | 162322919.8746 | 162322919.8746 | 640610429.3086 | 181846700.8505 | 348374085.4659 | 204661696.3852 | 751152031.6692 | 2410365097.1122 | 853802549.2528
|  | NPV |  | Year 1: 3603290498.3592
|  | Net Benefit $m | 201.6018 | Year 2: Tx LRMC $/MWh
[5 empty] | 414732470.1442 | 0 | 0 | 22969809.6486 | 35538331.5499 | 35538331.5499 | 35538331.5499 | 46899015.6437 | 46899015.6437 | 46899015.6437 | 60639248.5387 | 60639248.5387 | 60639248.5387 | 73231729.2826 | 73231729.2826 | 73231729.2826 | 73231729.2826 | 81481749.8745 | 81481749.8745

## Project list_gen-S1b)Huntlygoes
Generation Scenarion 2
merit order after applying the new LRMCs by region
| including Otahuhu gas project | [10 empty] | excluding Otahuhu gas project
| Old Schedule | [10 empty] | New Schedule
LRMC by type of generation, $/MWh and Region
| Region | Project | Status | Type | MW | Typical GWh pa | Capital cost $m | Variable O&M, $/MWh | Fixed O&M, $/kW | LRMC $/MWh | Generation LRMC $/MWh | Region | Project | Status | Type | MW | Typical GWh pa | Capital cost $m | Variable O&M, $/MWh | Fixed O&M, $/kW | Tx LRMC $/MWh | Generation LRMC $/MWh | Tx + generation LRMC $/MWh
| LNI | Tauhara_stage_2 | Fully Consented | Geo | 250 | 1971 | 1200.6731 | 0 | 105 | 79.0551 | 11.6539 | LNI | Tauhara_stage_2 | Fully Consented | Geo | 250 | 1971 | 1200.6731 | 0 | 105 | 79.0551 | 11.6539 | 90.709
| LSI | Hawea_Control_Gate_Retrofit | Fully Consented | HydPK | 17 | 74.46 | 52.5085 | 0.86 | 6.38 | 87.4941 | 16.2213 | USI | Lake_Pukaki | Fully Consented | HydPK | 35 | 153.3 | 113.6567 | 0.86 | 6.38 | 90.4508 | 7.487 | 97.9378
| LNI | Hauauru_ma_raki_stage1 | Applied for Consent | Wind | 252 | 974.8408 | 626.8257 | 3 | 50 | 89.4281 | 11.6539 | USI | Rodney_CCGT_stage_1 | Fully Consented | CCGT | 240 | 1681.92 | 384.2 | 4.3 | 35 | 91.2739 | 7.487 | 98.7608
| LNI | Hauauru_ma_raki_stage2 | Proposed | Wind | 252 | 974.8408 | 626.8484 | 3 | 50 | 89.4307 | 11.6539 | USI | Rodney_CCGT_stage_2 | Fully Consented | CCGT | 240 | 1681.92 | 384.2 | 4.3 | 35 | 91.2739 | 7.487 | 98.7608
| USI | Lake_Pukaki | Fully Consented | HydPK | 35 | 153.3 | 113.6567 | 0.86 | 6.38 | 90.4508 | 7.487 | LNI | Hauauru_ma_raki_stage1 | Applied for Consent | Wind | 252 | 974.8408 | 626.8257 | 3 | 50 | 89.4281 | 11.6539 | 101.0819
| USI | Rodney_CCGT_stage_1 | Fully Consented | CCGT | 240 | 1681.92 | 384.2 | 4.3 | 35 | 91.2739 | 7.487 | LNI | Hauauru_ma_raki_stage2 | Proposed | Wind | 252 | 974.8408 | 626.8484 | 3 | 50 | 89.4307 | 11.6539 | 101.0845
| USI | Rodney_CCGT_stage_2 | Fully Consented | CCGT | 240 | 1681.92 | 384.2 | 4.3 | 35 | 91.2739 | 7.487 | LSI | Hawea_Control_Gate_Retrofit | Fully Consented | HydPK | 17 | 74.46 | 52.5085 | 0.86 | 6.38 | 87.4941 | 16.2213 | 103.7154
| LNI | Turitea | Fully Consented | Wind | 183 | 707.9201 | 478.2875 | 3 | 50 | 94.9065 | 11.6539 | LNI | Turitea | Fully Consented | Wind | 183 | 707.9201 | 478.2875 | 3 | 50 | 94.9065 | 11.6539 | 106.5604
| USI | PropopsedCCGT1 | Applied for Consent | CCGT | 194 | 1359.552 | 333.0548 | 4.3 | 35 | 95.0103 | 7.487 | LNI | PropopsedCCGT1 | Applied for Consent | CCGT | 194 | 1359.552 | 333.0548 | 4.3 | 35 | 95.0103 | 11.6539 | 106.6642
| LNI | Hawkes_Bay_windfarm_Maungaharuru | Fully Consented | Wind | 225 | 779.7276 | 559.8284 | 3 | 50 | 96.6797 | 11.6539 | USI | Arnold | Fully Consented | HydPK | 46 | 201.48 | 191.8944 | 0.85 | 6.38 | 99.5074 | 7.487 | 106.9943
| UNI | Tikitere_LakeRotoiti | Fully Consented | Geo | 45 | 354.78 | 302.95 | 0 | 105 | 97.5266 | 14.5589 | LNI | Hawkes_Bay_windfarm_Maungaharuru | Fully Consented | Wind | 225 | 779.7276 | 559.8284 | 3 | 50 | 96.6797 | 11.6539 | 108.3336
| LNI | Project_CentralWind | Applied for Consent | Wind | 120 | 415.8547 | 313.6075 | 3 | 60 | 99.0531 | 11.6539 | USI | Lake_Coleridge_2 | Applied for Consent | HydPK | 70 | 306.6 | 289.0587 | 0.85 | 6.38 | 102.3569 | 7.487 | 109.8439
| USI | Arnold | Fully Consented | HydPK | 46 | 201.48 | 191.8944 | 0.85 | 6.38 | 99.5074 | 7.487 | LNI | Project_CentralWind | Applied for Consent | Wind | 120 | 415.8547 | 313.6075 | 3 | 60 | 99.0531 | 11.6539 | 110.707
| USI | Lake_Coleridge_2 | Applied for Consent | HydPK | 70 | 306.6 | 289.0587 | 0.85 | 6.38 | 102.3569 | 7.487 | USI | Stockton_Mine | Fully Consented | HydRR | 35 | 153.3 | 135.3467 | 0.8 | 6.38 | 103.2425 | 7.487 | 110.7295
| USI | Stockton_Mine | Fully Consented | HydRR | 35 | 153.3 | 135.3467 | 0.8 | 6.38 | 103.2425 | 7.487 | UNI | Tikitere_LakeRotoiti | Fully Consented | Geo | 45 | 354.78 | 302.95 | 0 | 105 | 97.5266 | 14.5589 | 112.0855
| LNI | Waitahora | Applied for Consent | Wind | 156 | 540.6111 | 407.6718 | 3 | 50 | 105.5429 | 11.6539 | USI | CastleHill_stage1 | Applied for Consent | Wind | 200 | 693.0912 | 512.6264 | 3 | 50 | 105.9682 | 7.487 | 113.4552
| LSI | Puketoi | Applied for Consent | Wind | 159 | 551.0075 | 415.548 | 3 | 50 | 105.5504 | 16.2213 | USI | CastleHill_stage2 | Fully Consented | Wind | 200 | 693.0912 | 512.7164 | 3 | 50 | 105.9834 | 7.487 | 113.4703
| USI | CastleHill_stage1 | Applied for Consent | Wind | 200 | 693.0912 | 512.6264 | 3 | 50 | 105.9682 | 7.487 | USI | CastleHill_stage3 | Fully Consented | Wind | 200 | 693.0912 | 512.8064 | 3 | 50 | 105.9985 | 7.487 | 113.4855
| USI | CastleHill_stage2 | Fully Consented | Wind | 200 | 693.0912 | 512.7164 | 3 | 50 | 105.9834 | 7.487 | USI | North_Bank_Tunnel | Fully Consented | HydSC | 260 | 1138.8 | 1044.5679 | 0.84 | 6.38 | 109.2146 | 7.487 | 116.7016
| USI | CastleHill_stage3 | Fully Consented | Wind | 200 | 693.0912 | 512.8064 | 3 | 50 | 105.9985 | 7.487 | LNI | Waitahora | Applied for Consent | Wind | 156 | 540.6111 | 407.6718 | 3 | 50 | 105.5429 | 11.6539 | 117.1968
| UNI | Rotoma_LakeRotoma | Fully Consented | Geo | 35 | 275.94 | 259.9885 | 0 | 105 | 106.2265 | 14.5589 | USI | Stockton_Plateau | Fully Consented | HydRR | 25 | 109.5 | 105.5555 | 0.86 | 6.38 | 111.7819 | 7.487 | 119.2689
| LNI | Kawerau_TeAhiOMaui _KA22 | Fully Consented | Geo | 10 | 78.84 | 75.5462 | 0 | 105 | 107.8061 | 11.6539 | LNI | Kawerau_TeAhiOMaui _KA22 | Fully Consented | Geo | 10 | 78.84 | 75.5462 | 0 | 105 | 107.8061 | 11.6539 | 119.46
| UNI | Taharoa | Fully Consented | Wind | 54 | 208.8945 | 165.8398 | 3 | 60 | 109.1538 | 14.5589 | USI | Wairau | Fully Consented | HydRR | 70 | 306.6 | 297.0241 | 0.7 | 6.38 | 112.1157 | 7.487 | 119.6026
| USI | North_Bank_Tunnel | Fully Consented | HydSC | 260 | 1138.8 | 1044.5679 | 0.84 | 6.38 | 109.2146 | 7.487 | UNI | Rotoma_LakeRotoma | Fully Consented | Geo | 35 | 275.94 | 259.9885 | 0 | 105 | 106.2265 | 14.5589 | 120.7854
| USI | Stockton_Plateau | Fully Consented | HydRR | 25 | 109.5 | 105.5555 | 0.86 | 6.38 | 111.7819 | 7.487 | LSI | Puketoi | Applied for Consent | Wind | 159 | 551.0075 | 415.548 | 3 | 50 | 105.5504 | 16.2213 | 121.7717
| USI | Wairau | Fully Consented | HydRR | 70 | 306.6 | 297.0241 | 0.7 | 6.38 | 112.1157 | 7.487 | UNI | Taharoa | Fully Consented | Wind | 54 | 208.8945 | 165.8398 | 3 | 60 | 109.1538 | 14.5589 | 123.7126
| UNI | Awhitu | Fully Consented | Wind | 18 | 62.3782 | 55.3099 | 3 | 70 | 120.0565 | 14.5589 | UNI | Awhitu | Fully Consented | Wind | 18 | 62.3782 | 55.3099 | 3 | 70 | 120.0565 | 14.5589 | 134.6154
| UNI | Taumatatotara | Applied for Consent | Wind | 44 | 152.4801 | 136.712 | 3 | 60 | 122.6275 | 14.5589 | USI | Hurunui_River_at_Lowry_Peaks_or_Amuri_Hydro | Fully Consented | HydRR | 38 | 166.44 | 180.8751 | 0.86 | 6.38 | 129.361 | 7.487 | 136.8479
| USI | Hurunui_River_at_Lowry_Peaks_or_Amuri_Hydro | Fully Consented | HydRR | 38 | 166.44 | 180.8751 | 0.86 | 6.38 | 129.361 | 7.487 | UNI | Taumatatotara | Applied for Consent | Wind | 44 | 152.4801 | 136.712 | 3 | 60 | 122.6275 | 14.5589 | 137.1864
| LSI | Mahinerangi_stage_2 | Fully Consented | Wind | 164 | 515.4664 | 387.5265 | 3 | 50 | 130.4439 | 16.2213 | LSI | Mahinerangi_stage_2 | Fully Consented | Wind | 164 | 515.4664 | 387.5265 | 3 | 50 | 130.4439 | 16.2213 | 146.6652
| LNI | Long_Gully | Fully Consented | Wind | 12.5 | 43.3182 | 40.7978 | 3 | 70 | 136.0823 | 11.6539 | LNI | Long_Gully | Fully Consented | Wind | 12.5 | 43.3182 | 40.7978 | 3 | 70 | 136.0823 | 11.6539 | 147.7361
| LSI | Kaiwera_Downs | Fully Consented | Wind | 240 | 754.3411 | 627.2151 | 3 | 50 | 140.3165 | 16.2213 | USI | Raikaia | Fully Consented | HydRR | 16 | 70.08 | 83.9703 | 0.86 | 6.38 | 141.4583 | 7.487 | 148.9453
| USI | Raikaia | Fully Consented | HydRR | 16 | 70.08 | 83.9703 | 0.86 | 6.38 | 141.4583 | 7.487 | USI | Hurunui | Proposed | Wind | 78 | 245.1609 | 239.5263 | 3 | 60 | 145.2076 | 7.487 | 152.6946
| USI | Hurunui | Proposed | Wind | 78 | 245.1609 | 239.5263 | 3 | 60 | 145.2076 | 7.487 | USI | Mt_Cass | Applied for Consent | Wind | 41 | 128.8666 | 130.3137 | 3 | 60 | 149.0027 | 7.487 | 156.4897
| USI | Mt_Cass | Applied for Consent | Wind | 41 | 128.8666 | 130.3137 | 3 | 60 | 149.0027 | 7.487 | LSI | Kaiwera_Downs | Fully Consented | Wind | 240 | 754.3411 | 627.2151 | 3 | 50 | 140.3165 | 16.2213 | 156.5378
| LNI | Titiokura | Fully Consented | Wind | 48 | 166.3419 | 147.3731 | 3 | 70 | 149.3313 | 11.6539 | LNI | Titiokura | Fully Consented | Wind | 48 | 166.3419 | 147.3731 | 3 | 70 | 149.3313 | 11.6539 | 160.9852
| LNI | ToddPeaker_npl | Fully Consented | GasPkr | 100 | 175.2 | 116.1 | 8 | 16 | 192.4838 | 11.6539 | LNI | ToddPeaker_npl | Fully Consented | GasPkr | 100 | 175.2 | 116.1 | 8 | 16 | 192.4838 | 11.6539 | 204.1377
| UNI | Kaipara_harbour_stage_4 | Fully Consented | Tide | 80 | 70.08 | 362.2736 | 40 | 0 | 573.6703 | 14.5589 | UNI | Kaipara_harbour_stage_4 | Fully Consented | Tide | 80 | 70.08 | 362.2736 | 40 | 0 | 573.6703 | 14.5589 | 588.2292
| UNI | Kaipara_harbour_stage_5 | Proposed | Tide | 70 | 61.32 | 319.8019 | 40 | 0 | 578.43 | 14.5589 | UNI | Kaipara_harbour_stage_5 | Proposed | Tide | 70 | 61.32 | 319.8019 | 40 | 0 | 578.43 | 14.5589 | 592.9889
| USI | ProposedDiesel1 | Applied for Consent | DslRecip | 9.9 | 8.6724 | 20.9135 | 12.1 | 16 | 591.9703 | 7.487 | USI | ProposedDiesel1 | Applied for Consent | DslRecip | 9.9 | 8.6724 | 20.9135 | 12.1 | 16 | 591.9703 | 7.487 | 599.4573
| UNI | Kaipara_harbour_stage_3 | Fully Consented | Tide | 30 | 26.28 | 149.9151 | 40 | 0 | 629.1998 | 14.5589 | UNI | Kaipara_harbour_stage_3 | Fully Consented | Tide | 30 | 26.28 | 149.9151 | 40 | 0 | 629.1998 | 14.5589 | 643.7587
| UNI | Kaipara_harbour_stage_2 | Applied for Consent | Tide | 17 | 14.892 | 94.7019 | 40 | 0 | 697.1417 | 14.5589 | USI | Belfast_Orion | Applied for Consent | DslRecip | 11.5 | 10.074 | 28.1 | 12.1 | 16 | 700.7654 | 7.487 | 708.2524
| USI | Belfast_Orion | Applied for Consent | DslRecip | 11.5 | 10.074 | 28.1 | 12.1 | 16 | 700.7654 | 7.487 | USI | Bromley_Orion | Fully Consented | DslRecip | 11.5 | 10.074 | 28.1 | 12.1 | 16 | 700.7654 | 7.487 | 708.2524
| USI | Bromley_Orion | Fully Consented | DslRecip | 11.5 | 10.074 | 28.1 | 12.1 | 16 | 700.7654 | 7.487 | UNI | Kaipara_harbour_stage_2 | Applied for Consent | Tide | 17 | 14.892 | 94.7019 | 40 | 0 | 697.1417 | 14.5589 | 711.7006
| UNI | Kaipara_harbour_stage_1 | Fully Consented | Tide | 123214.006 | 2.628 | 35.2415 | 40 | 0 | 1428.824 | 14.5589 | UNI | Kaipara_harbour_stage_1 | Fully Consented | Tide |  | 2.628 | 35.2415 | 40 | 0 | 1428.824
source: http://www.mbie.govt.nz/info-services/sectors-industries/energy/energy-data-modelling/modelling/interactive-electricity-generation-cost-model
source: NZ Electricity generation Model MBIE
Note on W9: Linda O'Mullane: compared to scenario 1, changes start here. We don't model this time frame.

## Project schedule_S2a)_Low_Inv
|  | WACC | 8% | [21 empty] | Type of Generator | Useful Lives
|  | Period for OPEX | 50 | years | [20 empty] | Geo | 75
|  | Scenario 2a) Low Investment - Huntly stays | [22 empty] | HydPK | 100
|  |  | Huntlies capacity (MW) | 435 | [20 empty] | Wind | 25
|  | NEW SCHEDULE | [22 empty] | CCGT | 50
[25 empty] | HydSC | 100
[25 empty] | HydRR | 100
|  | Projects by number |  |  |  |  | 1 |  | 2 |  |  | 3 | [5 empty] | 4
|  |  |  | Year 1 | Year 2 | Year 3 | Year 4 | Year 5 | Year 6 | Year 7 | Year 8 | Year 9 | Year 10 | Year 11 | Year 12 | Year 13 | Year 14 | Year 15 | Year 16 | Year 17 | Year 18 | Year 19 | Year 20
|  |  |  | 0% | 1.417% | 1.14% | 1.252% | 1.472% | 1.235% | 0.9639% | 1.01% | 0.9918% | 0.98% | 0.9725% | 0.9034% | 0.8732% | 0.8326% | 0.8452% | 0.8519% | 0.8467% | 0.8404% | 0.8141% | 0.8218%
|  | Volume |  | 7922 | 8034.2326 | 8125.8608 | 8227.6371 | 8348.7296 | 8451.8334 | 8533.3042 | 8619.5274 | 8705.0147 | 8790.325 | 8875.8099 | 8955.9967 | 9034.1997 | 9109.4147 | 9186.411 | 9264.6662 | 9343.1079 | 9421.6291 | 9498.3348 | 9576.3933
|  | incremental increase in demand (MW) |  |  | 112.2326 | 91.6282 | 101.7764 | 121.0925 | 103.1038 | 81.4708 | 86.2232 | 85.4873 | 85.3104 | 85.4849 | 80.1868 | 78.203 | 75.215 | 76.9963 | 78.2553 | 78.4417 | 78.5212 | 76.7057 | 78.0584
|  | cumulative incremenatal increase in demand (MW) reduced by new capacity built |  |  | 112.2326 | 203.8608 | 305.6371 | 426.7296 | -155.1666 | -73.6958 | -239.4726 | -153.9853 | -68.675 | -235.1901 | -155.0033 | -76.8003 | -1.5853 | -181.589 | -103.3338 | -24.8921 | -154.4396 | -77.7339 | 0.32458
|  | projects to meet incremental demand (MW) |  | 1 Year 5: 685; 2 Year 7: 252; 3 Year 10: 252; 3 Year 14: 257; 4 Year 17: 208.0687
|  | remaining/not met capacity |  |  | 112.2326 | 203.8608 | 305.6371 | -258.2704 | -155.1666 | -325.6958 | -239.4726 | -153.9853 | -320.675 | -235.1901 | -155.0033 | -76.8003 | -258.5853 | -181.589 | -103.3338 | -232.9607 | -154.4396 | -77.7339 | 0.32458
LRMC $/MWh
Net benefit between old and new schedule
Disaggregated calculation
TOTAL CAPEX | TYPE | New Schedule | Year Generator is built | [20 empty] | PV of future OPEX | Replacement Capex - Wind |  | Order
1200673076.9231 | Geo | Cost of generation Project 1 - CAPEX $ | 5 |  |  |  |  | 1200673076.9231 | 0 | 0 | 0 | 0 | 0 | 0 | 0 | 0 | 0 | 0 | 0 | 0 | 0 | 0 | -960538461.5385 | 0 | 0 |  | 1
|  | Variable O&M $ / MWh | 5 | [5 empty] | 0 | 0 | 0 | 0 | 0 | 0 | 0 | 0 | 0 | 0 | 0 | 0 | 0 | 0 | 0 | 0 | 0
|  | Fix O&M $ / MW | 5 | [5 empty] | 26250000 | 26250000 | 26250000 | 26250000 | 26250000 | 26250000 | 26250000 | 26250000 | 26250000 | 26250000 | 26250000 | 26250000 | 26250000 | 26250000 | 26250000 | 305932415.6767 | 0
|  | Tx LRMC $/MWh | 5 | [5 empty] | 11484904.8243 | 11484904.8243 | 11484904.8243 | 11484904.8243 | 11484904.8243 | 11484904.8243 | 11484904.8243 | 11484904.8243 | 11484904.8243 | 11484904.8243 | 11484904.8243 | 11484904.8243 | 11484904.8243 | 11484904.8243 | 11484904.8243 | 133851606.732 | 0
626825683.0189 | Wind | Cost of generation Project 2 - CAPEX $ | 7 | [6 empty] | 626825683.0189 | 0 | 0 | 0 | 0 | 0 | 0 | 0 | 0 | 0 | 0 | 0 | 0 | -300876327.8491 | 0 | 325949355.1698 |  | 2
|  | Variable O&M $ / MWh | 7 | [7 empty] | 2924522.496 | 2924522.496 | 2924522.496 | 2924522.496 | 2924522.496 | 2924522.496 | 2924522.496 | 2924522.496 | 2924522.496 | 2924522.496 | 2924522.496 | 2924522.496 | 2924522.496 | 34436774.4524 | 0
|  | Fix O&M $ / MW | 7 | [7 empty] | 12600000 | 12600000 | 12600000 | 12600000 | 12600000 | 12600000 | 12600000 | 12600000 | 12600000 | 12600000 | 12600000 | 12600000 | 12600000 | 148367249.2497 | 0
|  | Tx LRMC $/MWh | 7 | [7 empty] | 5680342.0469 | 5680342.0469 | 5680342.0469 | 5680342.0469 | 5680342.0469 | 5680342.0469 | 5680342.0469 | 5680342.0469 | 5680342.0469 | 5680342.0469 | 5680342.0469 | 5680342.0469 | 5680342.0469 | 66887041.6103 | 0
626848363.0189 | Wind | Cost of generation Project 3 - CAPEX $ | 10 | 3 Year 10: 626848363.0189; 3 Year 11: 0; 3 Year 12: 0; 3 Year 13: 0; 3 Year 14: 0; 4 Year 15: 0; 4 Year 16: 0; 4 Year 17: 0; 4 Year 18: 0; 4 Year 19: 0; 4 Year 20: -376109017.8113 | 0 | 250739345.2075 |  | 3
|  | Variable O&M $ / MWh | 10 | 3 Year 11: 2924522.496; 3 Year 12: 2924522.496; 3 Year 13: 2924522.496; 3 Year 14: 2924522.496; 4 Year 15: 2924522.496; 4 Year 16: 2924522.496; 4 Year 17: 2924522.496; 4 Year 18: 2924522.496; 4 Year 19: 2924522.496; 4 Year 20: 2924522.496 | 34873799.9506 | 0
|  | Fix O&M $ / MW | 10 | 3 Year 11: 12600000; 3 Year 12: 12600000; 3 Year 13: 12600000; 3 Year 14: 12600000; 4 Year 15: 12600000; 4 Year 16: 12600000; 4 Year 17: 12600000; 4 Year 18: 12600000; 4 Year 19: 12600000; 4 Year 20: 12600000 | 150250128.0052 | 0
|  | Tx LRMC $/MWh | 10 | 3 Year 11: 5680342.0469; 3 Year 12: 5680342.0469; 3 Year 13: 5680342.0469; 3 Year 14: 5680342.0469; 4 Year 15: 5680342.0469; 4 Year 16: 5680342.0469; 4 Year 17: 5680342.0469; 4 Year 18: 5680342.0469; 4 Year 19: 5680342.0469; 4 Year 20: 5680342.0469 | 67735882.5122 | 0
52508452.8302 | HydPK | Cost of generation Project 4 - CAPEX $ | 14 | 3 Year 14: 52508452.8302; 4 Year 15: 0; 4 Year 16: 0; 4 Year 17: 0; 4 Year 18: 0; 4 Year 19: 0; 4 Year 20: -49357945.6604 | 0 | 0 |  | 4
|  | Variable O&M $ / MWh | 14 | 4 Year 15: 64035.6; 4 Year 16: 64035.6; 4 Year 17: 64035.6; 4 Year 18: 64035.6; 4 Year 19: 64035.6; 4 Year 20: 64035.6 | 773362.6557 | 0
|  | Fix O&M $ / MW | 14 | 4 Year 15: 108460; 4 Year 16: 108460; 4 Year 17: 108460; 4 Year 18: 108460; 4 Year 19: 108460; 4 Year 20: 108460 | 1309879.4052 | 0
|  | Tx LRMC $/MWh | 14 | 4 Year 15: 603918.9038; 4 Year 16: 603918.9038; 4 Year 17: 603918.9038; 4 Year 18: 603918.9038; 4 Year 19: 603918.9038; 4 Year 20: 603918.9038 | 7293573.0639 | 0
384200000 | CCGT | Cost of generation Project 5 - CAPEX $ | 14 | 3 Year 14: 384200000; 4 Year 15: 0; 4 Year 16: 0; 4 Year 17: 0; 4 Year 18: 0; 4 Year 19: 0; 4 Year 20: -338096000 | 0 | 0 |  | 5
|  | Variable O&M $ / MWh | 14 | 4 Year 15: 7232256; 4 Year 16: 7232256; 4 Year 17: 7232256; 4 Year 18: 7232256; 4 Year 19: 7232256; 4 Year 20: 7232256 | 87344488.1753 | 0
|  | Fix O&M $ / MW | 14 | 4 Year 15: 8400000; 4 Year 16: 8400000; 4 Year 17: 8400000; 4 Year 18: 8400000; 4 Year 19: 8400000; 4 Year 20: 8400000 | 101447418.4366 | 0
|  | Tx LRMC $/MWh | 14 | 4 Year 15: 7680702.8043; 4 Year 16: 7680702.8043; 4 Year 17: 7680702.8043; 4 Year 18: 7680702.8043; 4 Year 19: 7680702.8043; 4 Year 20: 7680702.8043 | 92760413.2472 | 0
333083261.8026 | CCGT | Cost of generation Project 5 - CAPEX $ | 17 | 4 Year 17: 333083261.8026; 4 Year 18: 0; 4 Year 19: 0; 4 Year 20: -313098266.0944 | 0 | 0 |  | 6
|  | Variable O&M $ / MWh | 17 | 4 Year 18: 7232256; 4 Year 19: 7232256; 4 Year 20: 7232256 | 87975095.9376 | 0
|  | Fix O&M $ / MW | 17 | 4 Year 18: 8400000; 4 Year 19: 8400000; 4 Year 20: 8400000 | 102179846.2161 | 0
|  | Tx LRMC $/MWh | 17 | 4 Year 18: 7680702.8043; 4 Year 19: 7680702.8043; 4 Year 20: 7680702.8043 | 93430122.7829 | 0
Variable O&M $ / MWh
|  | Total annual cost $m |  | 0 | 0 | 0 | 0 | 1200673076.9231 | 37734904.8243 | 664560587.8432 | 58939769.3672 | 58939769.3672 | 685788132.386 | 80144633.91 | 80144633.91 | 80144633.91 | 516853086.7402 | 104234007.2181 | 104234007.2181 | 437317269.0207 | 127546966.0225 | 127546966.0225 | -116991254.4441 | 1516849098.1098 | 576688700.3774
|  | NPV |  | Year 1: 2097168574.0892; Year 2: Tx LRMC $/MWh
|  |  |  | 150634585.676 |  | 0 | 0 | 0 | 11484904.8243 | 11484904.8243 | 17165246.8712 | 17165246.8712 | 17165246.8712 | 22845588.918 | 22845588.918 | 22845588.918 | 22845588.918 | 31130210.6261 | 31130210.6261 | 31130210.6261 | 38810913.4305 | 38810913.4305 | 38810913.4305
OLD SCHEDULE
|  |  |  | Year 1 | Year 2 | Year 3 | Year 4 | Year 5 | Year 6 | Year 7 | Year 8 | Year 9 | Year 10 | Year 11 | Year 12 | Year 13 | Year 14 | Year 15 | Year 16 | Year 17 | Year 18 | Year 19 | Year 20
|  |  |  | 0% | 1.417% | 1.14% | 1.252% | 1.472% | 1.235% | 0.9639% | 1.01% | 0.9918% | 0.98% | 0.9725% | 0.9034% | 0.8732% | 0.8326% | 0.8452% | 0.8519% | 0.8467% | 0.8404% | 0.8141% | 0.8218%
|  |  |  | 7922 | 8034.2326 | 8125.8608 | 8227.6371 | 8348.7296 | 8451.8334 | 8533.3042 | 8619.5274 | 8705.0147 | 8790.325 | 8875.8099 | 8955.9967 | 9034.1997 | 9109.4147 | 9186.411 | 9264.6662 | 9343.1079 | 9421.6291 | 9498.3348 | 9576.3933
|  | incremental increase in demand (MW) |  |  | 112.2326 | 91.6282 | 101.7764 | 121.0925 | 103.1038 | 81.4708 | 86.2232 | 85.4873 | 85.3104 | 85.4849 | 80.1868 | 78.203 | 75.215 | 76.9963 | 78.2553 | 78.4417 | 78.5212 | 76.7057 | 78.0584
|  | cumulative incremenatal increase in demand (MW) reduced by new capacity built |  |  | 112.2326 | 203.8608 | 305.6371 | 426.7296 | -155.1666 | -73.6958 | -256.4726 | -170.9853 | -85.675 | -252.1901 | -172.0033 | -93.8003 | -18.5853 | -216.589 | -138.3338 | -59.8921 | -154.9709 | -78.2652 | -0.20675
|  | projects to meet incremental demand (MW) |  | Year 5: 685; Year 7: 269; Year 10: 252; Year 14: 275; Year 17: 173.6
|  | remaining/not met capacity |  |  | 112.2326 | 203.8608 | 305.6371 | -258.2704 | -155.1666 | -342.6958 | -256.4726 | -170.9853 | -337.675 | -252.1901 | -172.0033 | -93.8003 | -293.5853 | -216.589 | -138.3338 | -233.4921 | -154.9709 | -78.2652 | -0.20675
TOTAL CAPEX | TYPE | Old Schedule | Year Generator is built | [20 empty] | PV of future OPEX | Replacement Capex - Wind |  | Order
1200673076.9231 | Geo | Cost of generation Project 1 - CAPEX $ | 5 |  |  |  |  | 1200673076.9231 | 0 | 0 | 0 | 0 | 0 | 0 | 0 | 0 | 0 | 0 | 0 | 0 | 0 | 0 | -960538461.5385 | 0 | 0 |  | 1
|  | Variable O&M $ / MWh | 5 | [5 empty] | 0 | 0 | 0 | 0 | 0 | 0 | 0 | 0 | 0 | 0 | 0 | 0 | 0 | 0 | 0 | 0 | 0
|  | Fix O&M $ / MW | 5 | [5 empty] | 26250000 | 26250000 | 26250000 | 26250000 | 26250000 | 26250000 | 26250000 | 26250000 | 26250000 | 26250000 | 26250000 | 26250000 | 26250000 | 26250000 | 26250000 | 305932415.6767 | 0
|  | Tx LRMC $/MWh | 5 | [5 empty] | 11484904.8243 | 11484904.8243 | 11484904.8243 | 11484904.8243 | 11484904.8243 | 11484904.8243 | 11484904.8243 | 11484904.8243 | 11484904.8243 | 11484904.8243 | 11484904.8243 | 11484904.8243 | 11484904.8243 | 11484904.8243 | 11484904.8243 | 133851606.732 | 0
52508452.8302 | HydPK | Cost of generation Project 2 - CAPEX $ | 7 | [6 empty] | 52508452.8302 | 0 | 0 | 0 | 0 | 0 | 0 | 0 | 0 | 0 | 0 | 0 | 0 | -45682353.9623 | 0 | 0 |  | 2
|  | Variable O&M $ / MWh | 7 | [7 empty] | 64035.6 | 64035.6 | 64035.6 | 64035.6 | 64035.6 | 64035.6 | 64035.6 | 64035.6 | 64035.6 | 64035.6 | 64035.6 | 64035.6 | 64035.6 | 754030.6211 | 0
|  | Fix O&M $ / MW | 7 | [7 empty] | 108460 | 108460 | 108460 | 108460 | 108460 | 108460 | 108460 | 108460 | 108460 | 108460 | 108460 | 108460 | 108460 | 1277135.8614 | 0
|  | Tx LRMC $/MWh | 7 | [7 empty] | 603918.9038 | 603918.9038 | 603918.9038 | 603918.9038 | 603918.9038 | 603918.9038 | 603918.9038 | 603918.9038 | 603918.9038 | 603918.9038 | 603918.9038 | 603918.9038 | 603918.9038 | 7111252.8991 | 0
626825683.0189 | Wind | Cost of generation Project 3 - CAPEX $ | 7 | [6 empty] | 626825683.0189 | 0 | 0 | 0 | 0 | 0 | 0 | 0 | 0 | 0 | 0 | 0 | 0 | -300876327.8491 | 0 | 325949355.1698 |  | 3
|  | Variable O&M $ / MWh | 7 | [7 empty] | 2924522.496 | 2924522.496 | 2924522.496 | 2924522.496 | 2924522.496 | 2924522.496 | 2924522.496 | 2924522.496 | 2924522.496 | 2924522.496 | 2924522.496 | 2924522.496 | 2924522.496 | 34436774.4524 | 0
|  | Fix O&M $ / MW | 7 | [7 empty] | 12600000 | 12600000 | 12600000 | 12600000 | 12600000 | 12600000 | 12600000 | 12600000 | 12600000 | 12600000 | 12600000 | 12600000 | 12600000 | 148367249.2497 | 0
|  | Tx LRMC $/MWh | 7 | [7 empty] | 5680342.0469 | 5680342.0469 | 5680342.0469 | 5680342.0469 | 5680342.0469 | 5680342.0469 | 5680342.0469 | 5680342.0469 | 5680342.0469 | 5680342.0469 | 5680342.0469 | 5680342.0469 | 5680342.0469 | 66887041.6103 | 0
626848363.0189 | Wind | Cost of generation Project 4 - CAPEX $ | 10 | Year 10: 626848363.0189; Year 11: 0; Year 12: 0; Year 13: 0; Year 14: 0; Year 15: 0; Year 16: 0; Year 17: 0; Year 18: 0; Year 19: 0; Year 20: -376109017.8113 | 0 | 250739345.2075 |  | 4
|  | Variable O&M $ / MWh | 10 | Year 11: 2924522.496; Year 12: 2924522.496; Year 13: 2924522.496; Year 14: 2924522.496; Year 15: 2924522.496; Year 16: 2924522.496; Year 17: 2924522.496; Year 18: 2924522.496; Year 19: 2924522.496; Year 20: 2924522.496 | 34873799.9506 | 0
|  | Fix O&M $ / MW | 10 | Year 11: 12600000; Year 12: 12600000; Year 13: 12600000; Year 14: 12600000; Year 15: 12600000; Year 16: 12600000; Year 17: 12600000; Year 18: 12600000; Year 19: 12600000; Year 20: 12600000 | 150250128.0052 | 0
|  | Tx LRMC $/MWh | 10 | Year 11: 5680342.0469; Year 12: 5680342.0469; Year 13: 5680342.0469; Year 14: 5680342.0469; Year 15: 5680342.0469; Year 16: 5680342.0469; Year 17: 5680342.0469; Year 18: 5680342.0469; Year 19: 5680342.0469; Year 20: 5680342.0469 | 67735882.5122 | 0
113656698.1132 | HydPK | Cost of generation Project 5a - CAPEX $ | 14 | Year 14: 113656698.1132; Year 15: 0; Year 16: 0; Year 17: 0; Year 18: 0; Year 19: 0; Year 20: -106837296.2264 | 0 | 0 |  | 5
|  | Variable O&M $ / MWh | 14 | Year 15: 131838; Year 16: 131838; Year 17: 131838; Year 18: 131838; Year 19: 131838; Year 20: 131838 | 1592217.2324 | 0
|  | Fix O&M $ / MW | 14 | Year 15: 223300; Year 16: 223300; Year 17: 223300; Year 18: 223300; Year 19: 223300; Year 20: 223300 | 2696810.5401 | 0
|  | Tx LRMC $/MWh | 14 | Year 15: 1243362.449; Year 16: 1243362.449; Year 17: 1243362.449; Year 18: 1243362.449; Year 19: 1243362.449; Year 20: 1243362.449 | 15016179.8375 | 0
384200000 | CCGT | Cost of generation Project 5b - CAPEX $ | 14 | Year 14: 384200000; Year 15: 0; Year 16: 0; Year 17: 0; Year 18: 0; Year 19: 0; Year 20: -338096000 | 0 | 0 |  | 6
|  | Variable O&M $ / MWh | 14 | Year 15: 7232256; Year 16: 7232256; Year 17: 7232256; Year 18: 7232256; Year 19: 7232256; Year 20: 7232256 | 87344488.1753 | 0
|  | Fix O&M $ / MW | 14 | Year 15: 8400000; Year 16: 8400000; Year 17: 8400000; Year 18: 8400000; Year 19: 8400000; Year 20: 8400000 | 101447418.4366 | 0
|  | Tx LRMC $/MWh | 14 | Year 15: 7680702.8043; Year 16: 7680702.8043; Year 17: 7680702.8043; Year 18: 7680702.8043; Year 19: 7680702.8043; Year 20: 7680702.8043 | 92760413.2472 | 0
277904666.6667 | CCGT | Cost of generation Project 6 - CAPEX $ | 17 | Year 17: 277904666.6667; Year 18: 0; Year 19: 0; Year 20: -261230386.6667 | 0 | 0 |  | 7
|  | Variable O&M $ / MWh | 17 | Year 18: 7232256; Year 19: 7232256; Year 20: 7232256 | 87975095.9376 | 0
|  | Fix O&M $ / MW | 17 | Year 18: 8400000; Year 19: 8400000; Year 20: 8400000 | 102179846.2161 | 0
|  | Tx LRMC $/MWh | 17 | Year 18: 7680702.8043; Year 19: 7680702.8043; Year 20: 7680702.8043 | 93430122.7829 | 0
|  |  |  | 0 | 0 | 0 | 0 | 1200673076.9231 | 37734904.8243 | 717069040.6734 | 59716183.871 | 59716183.871 | 686564546.8898 | 80921048.4138 | 80921048.4138 | 80921048.4138 | 578777746.527 | 105832507.6672 | 105832507.6672 | 383737174.3338 | 129145466.4715 | 129145466.4715 | -147615767.2289 | 1535919909.9765 | 576688700.3774
|  | NPV |  | Year 1: 2131673436.9367
|  | Net Benefit $m | 34.5049 | Year 2: Tx LRMC $/MWh
[5 empty] | 124266757.3249 | 0 | 0 | 0 | 0 | 0 | 11484904.8243 | 11484904.8243 | 17769165.775 | 17769165.775 | 17769165.775 | 23449507.8218 | 23449507.8218 | 23449507.8218 | 23449507.8218 | 32373573.0752 | 32373573.0752 | 32373573.0752 | 40054275.8795

## Project list_gen-S2a)_Low_Inv
Generation Scenarion 2
|  |  | Scenario 2a) Low Investment - Huntly stays | [8 empty] | merit order after applying the new LRMCs by region | [7 empty] | 26250000
excluding Otahuhu gas project
| Old Schedule | [10 empty] | New Schedule
LRMC by type of generation, $/MWh and Region
| Region | Project | Status | Type | MW | Typical GWh pa | Capital cost $m | Variable O&M, $/MWh | Fixed O&M, $/kW | LRMC $/MWh | Generation LRMC $/MWh | Region | Project | Status | Type | MW | Typical GWh pa | Capital cost $m | Variable O&M, $/MWh | Fixed O&M, $/kW | LRMC $/MWh | Generation LRMC $/MWh | Tx + generation LRMC $/MWh
| LNI | Tauhara_stage_2 | Fully Consented | Geo | 250 | 1971 | 1200.6731 | 0 | 105 | 79.0551 | 5.8269 | LNI | Tauhara_stage_2 | Fully Consented | Geo | 250 | 1971 | 1200.6731 | 0 | 105 | 79.0551 | 5.8269 | 84.8821
| LSI | Hawea_Control_Gate_Retrofit | Fully Consented | HydPK | 17 | 74.46 | 52.5085 | 0.86 | 6.38 | 87.4941 | 8.1106 | LNI | Hauauru_ma_raki_stage1 | Applied for Consent | Wind | 252 | 974.8408 | 626.8257 | 3 | 50 | 89.4281 | 5.8269 | 95.255
| LNI | Hauauru_ma_raki_stage1 | Applied for Consent | Wind | 252 | 974.8408 | 626.8257 | 3 | 50 | 89.4281 | 5.8269 | LNI | Hauauru_ma_raki_stage2 | Proposed | Wind | 252 | 974.8408 | 626.8484 | 3 | 50 | 89.4307 | 5.8269 | 95.2576
| LNI | Hauauru_ma_raki_stage2 | Proposed | Wind | 252 | 974.8408 | 626.8484 | 3 | 50 | 89.4307 | 5.8269 | LSI | Hawea_Control_Gate_Retrofit | Fully Consented | HydPK | 17 | 74.46 | 52.5085 | 0.86 | 6.38 | 87.4941 | 8.1106 | 95.6048
| LSI | Lake_Pukaki | Fully Consented | HydPK | 35 | 153.3 | 113.6567 | 0.86 | 6.38 | 90.4508 | 8.1106 | UNI | Rodney_CCGT_stage_1 | Fully Consented | CCGT | 240 | 1681.92 | 384.2 | 4.3 | 35 | 91.2739 | 4.5666 | 95.8405
| UNI | Rodney_CCGT_stage_1 | Fully Consented | CCGT | 240 | 1681.92 | 384.2 | 4.3 | 35 | 91.2739 | 4.5666 | UNI | Rodney_CCGT_stage_2 | Fully Consented | CCGT | 240 | 1681.92 | 384.2 | 4.3 | 35 | 91.2739 | 4.5666 | 95.8405
| UNI | Rodney_CCGT_stage_2 | Fully Consented | CCGT | 240 | 1681.92 | 384.2 | 4.3 | 35 | 91.2739 | 4.5666 | LSI | Lake_Pukaki | Fully Consented | HydPK | 35 | 153.3 | 113.6567 | 0.86 | 6.38 | 90.4508 | 8.1106 | 98.5615
| LNI | Turitea | Fully Consented | Wind | 183 | 707.9201 | 478.2875 | 3 | 50 | 94.9065 | 5.8269 | USI | PropopsedCCGT1 | Applied for Consent | CCGT | 194 | 1359.552 | 333.0548 | 4.3 | 35 | 95.0103 | 3.7435 | 98.7538
| USI | PropopsedCCGT1 | Applied for Consent | CCGT | 194 | 1359.552 | 333.0548 | 4.3 | 35 | 95.0103 | 3.7435 | LNI | Turitea | Fully Consented | Wind | 183 | 707.9201 | 478.2875 | 3 | 50 | 94.9065 | 5.8269 | 100.7334
| LNI | Hawkes_Bay_windfarm_Maungaharuru | Fully Consented | Wind | 225 | 779.7276 | 559.8284 | 3 | 50 | 96.6797 | 5.8269 | UNI | Tikitere_LakeRotoiti | Fully Consented | Geo | 45 | 354.78 | 302.95 | 0 | 105 | 97.5266 | 4.5666 | 102.0932
| UNI | Tikitere_LakeRotoiti | Fully Consented | Geo | 45 | 354.78 | 302.95 | 0 | 105 | 97.5266 | 4.5666 | LNI | Hawkes_Bay_windfarm_Maungaharuru | Fully Consented | Wind | 225 | 779.7276 | 559.8284 | 3 | 50 | 96.6797 | 5.8269 | 102.5067
| LNI | Project_CentralWind | Applied for Consent | Wind | 120 | 415.8547 | 313.6075 | 3 | 60 | 99.0531 | 5.8269 | USI | Arnold | Fully Consented | HydPK | 46 | 201.48 | 191.8944 | 0.85 | 6.38 | 99.5074 | 3.7435 | 103.2508
| USI | Arnold | Fully Consented | HydPK | 46 | 201.48 | 191.8944 | 0.85 | 6.38 | 99.5074 | 3.7435 | LNI | Project_CentralWind | Applied for Consent | Wind | 120 | 415.8547 | 313.6075 | 3 | 60 | 99.0531 | 5.8269 | 104.88
| USI | Lake_Coleridge_2 | Applied for Consent | HydPK | 70 | 306.6 | 289.0587 | 0.85 | 6.38 | 102.3569 | 3.7435 | USI | Lake_Coleridge_2 | Applied for Consent | HydPK | 70 | 306.6 | 289.0587 | 0.85 | 6.38 | 102.3569 | 3.7435 | 106.1004
| USI | Stockton_Mine | Fully Consented | HydRR | 35 | 153.3 | 135.3467 | 0.8 | 6.38 | 103.2425 | 3.7435 | USI | Stockton_Mine | Fully Consented | HydRR | 35 | 153.3 | 135.3467 | 0.8 | 6.38 | 103.2425 | 3.7435 | 106.986
| LNI | Waitahora | Applied for Consent | Wind | 156 | 540.6111 | 407.6718 | 3 | 50 | 105.5429 | 5.8269 | USI | CastleHill_stage1 | Applied for Consent | Wind | 200 | 693.0912 | 512.6264 | 3 | 50 | 105.9682 | 3.7435 | 109.7117
| LSI | Puketoi | Applied for Consent | Wind | 159 | 551.0075 | 415.548 | 3 | 50 | 105.5504 | 8.1106 | USI | CastleHill_stage2 | Fully Consented | Wind | 200 | 693.0912 | 512.7164 | 3 | 50 | 105.9834 | 3.7435 | 109.7269
| USI | CastleHill_stage1 | Applied for Consent | Wind | 200 | 693.0912 | 512.6264 | 3 | 50 | 105.9682 | 3.7435 | USI | CastleHill_stage3 | Fully Consented | Wind | 200 | 693.0912 | 512.8064 | 3 | 50 | 105.9985 | 3.7435 | 109.742
| USI | CastleHill_stage2 | Fully Consented | Wind | 200 | 693.0912 | 512.7164 | 3 | 50 | 105.9834 | 3.7435 | UNI | Rotoma_LakeRotoma | Fully Consented | Geo | 35 | 275.94 | 259.9885 | 0 | 105 | 106.2265 | 4.5666 | 110.7932
| USI | CastleHill_stage3 | Fully Consented | Wind | 200 | 693.0912 | 512.8064 | 3 | 50 | 105.9985 | 3.7435 | LNI | Waitahora | Applied for Consent | Wind | 156 | 540.6111 | 407.6718 | 3 | 50 | 105.5429 | 5.8269 | 111.3698
| UNI | Rotoma_LakeRotoma | Fully Consented | Geo | 35 | 275.94 | 259.9885 | 0 | 105 | 106.2265 | 4.5666 | USI | North_Bank_Tunnel | Fully Consented | HydSC | 260 | 1138.8 | 1044.5679 | 0.84 | 6.38 | 109.2146 | 3.7435 | 112.9581
| LNI | Kawerau_TeAhiOMaui _KA22 | Fully Consented | Geo | 10 | 78.84 | 75.5462 | 0 | 105 | 107.8061 | 5.8269 | LNI | Kawerau_TeAhiOMaui _KA22 | Fully Consented | Geo | 10 | 78.84 | 75.5462 | 0 | 105 | 107.8061 | 5.8269 | 113.6331
| UNI | Taharoa | Fully Consented | Wind | 54 | 208.8945 | 165.8398 | 3 | 60 | 109.1538 | 4.5666 | LSI | Puketoi | Applied for Consent | Wind | 159 | 551.0075 | 415.548 | 3 | 50 | 105.5504 | 8.1106 | 113.6611
| USI | North_Bank_Tunnel | Fully Consented | HydSC | 260 | 1138.8 | 1044.5679 | 0.84 | 6.38 | 109.2146 | 3.7435 | UNI | Taharoa | Fully Consented | Wind | 54 | 208.8945 | 165.8398 | 3 | 60 | 109.1538 | 4.5666 | 113.7204
| USI | Stockton_Plateau | Fully Consented | HydRR | 25 | 109.5 | 105.5555 | 0.86 | 6.38 | 111.7819 | 3.7435 | USI | Stockton_Plateau | Fully Consented | HydRR | 25 | 109.5 | 105.5555 | 0.86 | 6.38 | 111.7819 | 3.7435 | 115.5254
| USI | Wairau | Fully Consented | HydRR | 70 | 306.6 | 297.0241 | 0.7 | 6.38 | 112.1157 | 3.7435 | USI | Wairau | Fully Consented | HydRR | 70 | 306.6 | 297.0241 | 0.7 | 6.38 | 112.1157 | 3.7435 | 115.8592
| UNI | Awhitu | Fully Consented | Wind | 18 | 62.3782 | 55.3099 | 3 | 70 | 120.0565 | 4.5666 | UNI | Awhitu | Fully Consented | Wind | 18 | 62.3782 | 55.3099 | 3 | 70 | 120.0565 | 4.5666 | 124.6231
| UNI | Taumatatotara | Applied for Consent | Wind | 44 | 152.4801 | 136.712 | 3 | 60 | 122.6275 | 4.5666 | UNI | Taumatatotara | Applied for Consent | Wind | 44 | 152.4801 | 136.712 | 3 | 60 | 122.6275 | 4.5666 | 127.1942
| USI | Hurunui_River_at_Lowry_Peaks_or_Amuri_Hydro | Fully Consented | HydRR | 38 | 166.44 | 180.8751 | 0.86 | 6.38 | 129.361 | 3.7435 | USI | Hurunui_River_at_Lowry_Peaks_or_Amuri_Hydro | Fully Consented | HydRR | 38 | 166.44 | 180.8751 | 0.86 | 6.38 | 129.361 | 3.7435 | 133.1045
| LSI | Mahinerangi_stage_2 | Fully Consented | Wind | 164 | 515.4664 | 387.5265 | 3 | 50 | 130.4439 | 8.1106 | LSI | Mahinerangi_stage_2 | Fully Consented | Wind | 164 | 515.4664 | 387.5265 | 3 | 50 | 130.4439 | 8.1106 | 138.5546
| LNI | Long_Gully | Fully Consented | Wind | 12.5 | 43.3182 | 40.7978 | 3 | 70 | 136.0823 | 5.8269 | LNI | Long_Gully | Fully Consented | Wind | 12.5 | 43.3182 | 40.7978 | 3 | 70 | 136.0823 | 5.8269 | 141.9092
| LSI | Kaiwera_Downs | Fully Consented | Wind | 240 | 754.3411 | 627.2151 | 3 | 50 | 140.3165 | 8.1106 | USI | Raikaia | Fully Consented | HydRR | 16 | 70.08 | 83.9703 | 0.86 | 6.38 | 141.4583 | 3.7435 | 145.2018
| USI | Raikaia | Fully Consented | HydRR | 16 | 70.08 | 83.9703 | 0.86 | 6.38 | 141.4583 | 3.7435 | LSI | Kaiwera_Downs | Fully Consented | Wind | 240 | 754.3411 | 627.2151 | 3 | 50 | 140.3165 | 8.1106 | 148.4272
| USI | Hurunui | Proposed | Wind | 78 | 245.1609 | 239.5263 | 3 | 60 | 145.2076 | 3.7435 | USI | Hurunui | Proposed | Wind | 78 | 245.1609 | 239.5263 | 3 | 60 | 145.2076 | 3.7435 | 148.9511
| USI | Mt_Cass | Applied for Consent | Wind | 41 | 128.8666 | 130.3137 | 3 | 60 | 149.0027 | 3.7435 | USI | Mt_Cass | Applied for Consent | Wind | 41 | 128.8666 | 130.3137 | 3 | 60 | 149.0027 | 3.7435 | 152.7462
| LNI | Titiokura | Fully Consented | Wind | 48 | 166.3419 | 147.3731 | 3 | 70 | 149.3313 | 5.8269 | LNI | Titiokura | Fully Consented | Wind | 48 | 166.3419 | 147.3731 | 3 | 70 | 149.3313 | 5.8269 | 155.1583
| LNI | ToddPeaker_npl | Fully Consented | GasPkr | 100 | 175.2 | 116.1 | 8 | 16 | 192.4838 | 5.8269 | LNI | ToddPeaker_npl | Fully Consented | GasPkr | 100 | 175.2 | 116.1 | 8 | 16 | 192.4838 | 5.8269 | 198.3107
| UNI | Kaipara_harbour_stage_4 | Fully Consented | Tide | 80 | 70.08 | 362.2736 | 40 | 0 | 573.6703 | 4.5666 | UNI | Kaipara_harbour_stage_4 | Fully Consented | Tide | 80 | 70.08 | 362.2736 | 40 | 0 | 573.6703 | 4.5666 | 578.2369
| UNI | Kaipara_harbour_stage_5 | Proposed | Tide | 70 | 61.32 | 319.8019 | 40 | 0 | 578.43 | 4.5666 | UNI | Kaipara_harbour_stage_5 | Proposed | Tide | 70 | 61.32 | 319.8019 | 40 | 0 | 578.43 | 4.5666 | 582.9966
| USI | ProposedDiesel1 | Applied for Consent | DslRecip | 9.9 | 8.6724 | 20.9135 | 12.1 | 16 | 591.9703 | 3.7435 | USI | ProposedDiesel1 | Applied for Consent | DslRecip | 9.9 | 8.6724 | 20.9135 | 12.1 | 16 | 591.9703 | 3.7435 | 595.7138
| UNI | Kaipara_harbour_stage_3 | Fully Consented | Tide | 30 | 26.28 | 149.9151 | 40 | 0 | 629.1998 | 4.5666 | UNI | Kaipara_harbour_stage_3 | Fully Consented | Tide | 30 | 26.28 | 149.9151 | 40 | 0 | 629.1998 | 4.5666 | 633.7664
| UNI | Kaipara_harbour_stage_2 | Applied for Consent | Tide | 17 | 14.892 | 94.7019 | 40 | 0 | 697.1417 | 4.5666 | UNI | Kaipara_harbour_stage_2 | Applied for Consent | Tide | 17 | 14.892 | 94.7019 | 40 | 0 | 697.1417 | 4.5666 | 701.7083
| USI | Belfast_Orion | Applied for Consent | DslRecip | 11.5 | 10.074 | 28.1 | 12.1 | 16 | 700.7654 | 3.7435 | USI | Belfast_Orion | Applied for Consent | DslRecip | 11.5 | 10.074 | 28.1 | 12.1 | 16 | 700.7654 | 3.7435 | 704.5089
| USI | Bromley_Orion | Fully Consented | DslRecip | 11.5 | 10.074 | 28.1 | 12.1 | 16 | 700.7654 | 3.7435 | USI | Bromley_Orion | Fully Consented | DslRecip | 11.5 | 10.074 | 28.1 | 12.1 | 16 | 700.7654 | 3.7435 | 704.5089
| UNI | Kaipara_harbour_stage_1 | Fully Consented | Tide | 123214.006 | 2.628 | 35.2415 | 40 | 0 | 1428.824 | 4.5666 | UNI | Kaipara_harbour_stage_1 | Fully Consented | Tide | 123214.006 | 2.628 | 35.2415 | 40 | 0 | 1428.824 | 4.5666 | 1433.3906
3119
source: http://www.mbie.govt.nz/info-services/sectors-industries/energy/energy-data-modelling/modelling/interactive-electricity-generation-cost-model
source: NZ Electricity generation Model MBIE
Note on S15: OGW: Again, this doesn't get dispatched, and would only move down if we changed the region...

## Project schedule_S2b)_Low_Inv
|  | WACC | 8% | [21 empty] | Type of Generator | Useful Lives
|  | Period for OPEX | 50 | years | [20 empty] | Geo | 75
|  | Scenario 2b) Low Investment - Huntly goes | [22 empty] | HydPK | 100
[25 empty] | Wind | 25
|  | NEW SCHEDULE | [22 empty] | CCGT | 50
[25 empty] | HydSC | 100
[25 empty] | HydRR | 100
|  | Projects by number |  |  |  |  | 1 |  | 2 |  |  | 3 | [5 empty] | 4
|  |  |  | Year 1 | Year 2 | Year 3 | Year 4 | Year 5 | Year 6 | Year 7 | Year 8 | Year 9 | Year 10 | Year 11 | Year 12 | Year 13 | Year 14 | Year 15 | Year 16 | Year 17 | Year 18 | Year 19 | Year 20
|  |  |  | 0% | 1.417% | 1.14% | 1.252% | 1.472% | 1.235% | 0.9639% | 1.01% | 0.9918% | 0.98% | 0.9725% | 0.9034% | 0.8732% | 0.8326% | 0.8452% | 0.8519% | 0.8467% | 0.8404% | 0.8141% | 0.8218%
|  | Volume |  | 7487 | 7593.0699 | 7679.6667 | 7775.8545 | 7890.2977 | 7987.74 | 8064.7372 | 8146.2259 | 8227.019 | 8307.645 | 8388.4358 | 8464.2195 | 8538.1284 | 8609.2133 | 8681.9817 | 8755.9399 | 8830.0744 | 8904.2839 | 8976.7777 | 9050.5499
|  | incremental increase in demand (MW) |  |  | 106.0699 | 86.5969 | 96.1878 | 114.4432 | 97.4423 | 76.9972 | 81.4887 | 80.7932 | 80.6259 | 80.7909 | 75.7837 | 73.9088 | 71.0849 | 72.7684 | 73.9583 | 74.1344 | 74.2095 | 72.4938 | 73.7722
|  | cumulative incremenatal increase in demand (MW) reduced by new capacity built |  |  | 106.0699 | -57.3333 | -213.1455 | -98.7023 | -1.26 | -176.2628 | -94.7741 | -13.981 | -190.355 | -109.5642 | -33.7805 | -199.8716 | -128.7867 | -56.0183 | -17.0601 | -125.9256 | -51.7161 | -76.2223 | -2.4501
|  | projects to meet incremental demand (MW) |  | Year 2: 250; Year 3: 252; 2 Year 6: 252; 3 Year 9: 257; 3 Year 12: 240; 4 Year 15: 35; 4 Year 16: 183; 4 Year 18: 97
|  | remaining/not met capacity |  |  | -143.9301 | -309.3333 | -213.1455 | -98.7023 | -253.26 | -176.2628 | -94.7741 | -270.981 | -190.355 | -109.5642 | -273.7805 | -199.8716 | -128.7867 | -91.0183 | -200.0601 | -125.9256 | -148.7161 | -76.2223 | -2.4501
LRMC $/MWh
Net benefit between old and new schedule
Disaggregated calculation
TOTAL CAPEX | TYPE | New Schedule | Year Generator is built | [20 empty] | PV of future OPEX | Replacement Capex - Wind |  | Order
1200673076.9231 | Geo | Cost of generation Project 1 - CAPEX $ | 2 |  | 1200673076.9231 | 0 | 0 | 0 | 0 | 0 | 0 | 0 | 0 | 0 | 0 | 0 | 0 | 0 | 0 | 0 | 0 | 0 | -912511538.4615 | 0 | 0 |  | 1
|  | Variable O&M $ / MWh | 2 |  |  | 0 | 0 | 0 | 0 | 0 | 0 | 0 | 0 | 0 | 0 | 0 | 0 | 0 | 0 | 0 | 0 | 0 | 0 | 0 | 0
|  | Fix O&M $ / MW | 2 |  |  | 26250000 | 26250000 | 26250000 | 26250000 | 26250000 | 26250000 | 26250000 | 26250000 | 26250000 | 26250000 | 26250000 | 26250000 | 26250000 | 26250000 | 26250000 | 26250000 | 26250000 | 26250000 | 300168735.217 | 0
|  | Tx LRMC $/MWh | 2 |  |  | 11484904.8243 | 11484904.8243 | 11484904.8243 | 11484904.8243 | 11484904.8243 | 11484904.8243 | 11484904.8243 | 11484904.8243 | 11484904.8243 | 11484904.8243 | 11484904.8243 | 11484904.8243 | 11484904.8243 | 11484904.8243 | 11484904.8243 | 11484904.8243 | 11484904.8243 | 11484904.8243 | 131329880.198 | 0
626825683.0189 | Wind | Cost of generation Project 2 - CAPEX $ | 3 |  |  | 626825683.0189 | 0 | 0 | 0 | 0 | 0 | 0 | 0 | 0 | 0 | 0 | 0 | 0 | 0 | 0 | 0 | 0 | -200584218.566 | 0 | 426241464.4528 |  | 2
|  | Variable O&M $ / MWh | 3 |  |  |  | 2924522.496 | 2924522.496 | 2924522.496 | 2924522.496 | 2924522.496 | 2924522.496 | 2924522.496 | 2924522.496 | 2924522.496 | 2924522.496 | 2924522.496 | 2924522.496 | 2924522.496 | 2924522.496 | 2924522.496 | 2924522.496 | 2924522.496 | 33672625.547 | 0
|  | Fix O&M $ / MW | 3 |  |  |  | 12600000 | 12600000 | 12600000 | 12600000 | 12600000 | 12600000 | 12600000 | 12600000 | 12600000 | 12600000 | 12600000 | 12600000 | 12600000 | 12600000 | 12600000 | 12600000 | 12600000 | 145074993.4298 | 0
|  | Tx LRMC $/MWh | 3 |  |  |  | 5680342.0469 | 5680342.0469 | 5680342.0469 | 5680342.0469 | 5680342.0469 | 5680342.0469 | 5680342.0469 | 5680342.0469 | 5680342.0469 | 5680342.0469 | 5680342.0469 | 5680342.0469 | 5680342.0469 | 5680342.0469 | 5680342.0469 | 5680342.0469 | 5680342.0469 | 65402824.2164 | 0
626848363.0189 | Wind | Cost of generation Project 3 - CAPEX $ | 6 | [5 empty] | 626848363.0189 | 0 | 0 | 0 | 0 | 0 | 0 | 0 | 0 | 0 | 0 | 0 | 0 | 0 | -275813279.7283 | 0 | 351035083.2906 |  | 3
|  | Variable O&M $ / MWh | 6 | [6 empty] | 2924522.496 | 2924522.496 | 2924522.496 | 2924522.496 | 2924522.496 | 2924522.496 | 2924522.496 | 2924522.496 | 2924522.496 | 2924522.496 | 2924522.496 | 2924522.496 | 2924522.496 | 2924522.496 | 34267193.9126 | 0
|  | Fix O&M $ / MW | 6 | [6 empty] | 12600000 | 12600000 | 12600000 | 12600000 | 12600000 | 12600000 | 12600000 | 12600000 | 12600000 | 12600000 | 12600000 | 12600000 | 12600000 | 12600000 | 147636629.1897 | 0
|  | Tx LRMC $/MWh | 6 | [6 empty] | 5680342.0469 | 5680342.0469 | 5680342.0469 | 5680342.0469 | 5680342.0469 | 5680342.0469 | 5680342.0469 | 5680342.0469 | 5680342.0469 | 5680342.0469 | 5680342.0469 | 5680342.0469 | 5680342.0469 | 5680342.0469 | 66557662.8923 | 0
52508452.8302 | HydPK | Cost of generation Project 4 - CAPEX $ | 9 | [8 empty] | 52508452.8302 | 0 | 0 | 0 | 0 | 0 | 0 | 0 | 0 | 0 | 0 | -46732523.0189 | 0 | 0 |  | 4
|  | Variable O&M $ / MWh | 9 | 3 Year 10: 64035.6; 3 Year 11: 64035.6; 3 Year 12: 64035.6; 3 Year 13: 64035.6; 3 Year 14: 64035.6; 4 Year 15: 64035.6; 4 Year 16: 64035.6; 4 Year 17: 64035.6; 4 Year 18: 64035.6; 4 Year 19: 64035.6; 4 Year 20: 64035.6 | 760652.1512 | 0
|  | Fix O&M $ / MW | 9 | 3 Year 10: 108460; 3 Year 11: 108460; 3 Year 12: 108460; 3 Year 13: 108460; 3 Year 14: 108460; 4 Year 15: 108460; 4 Year 16: 108460; 4 Year 17: 108460; 4 Year 18: 108460; 4 Year 19: 108460; 4 Year 20: 108460 | 1288351.0472 | 0
|  | Tx LRMC $/MWh | 9 | 3 Year 10: 603918.9038; 3 Year 11: 603918.9038; 3 Year 12: 603918.9038; 3 Year 13: 603918.9038; 3 Year 14: 603918.9038; 4 Year 15: 603918.9038; 4 Year 16: 603918.9038; 4 Year 17: 603918.9038; 4 Year 18: 603918.9038; 4 Year 19: 603918.9038; 4 Year 20: 603918.9038 | 7173700.4621 | 0
384200000 | CCGT | Cost of generation Project 5 - CAPEX $ | 9 | [8 empty] | 384200000 | 0 | 0 | 0 | 0 | 0 | 0 | 0 | 0 | 0 | 0 | -299676000 | 0 | 0 |  | 5
|  | Variable O&M $ / MWh | 9 | 3 Year 10: 7232256; 3 Year 11: 7232256; 3 Year 12: 7232256; 3 Year 13: 7232256; 3 Year 14: 7232256; 4 Year 15: 7232256; 4 Year 16: 7232256; 4 Year 17: 7232256; 4 Year 18: 7232256; 4 Year 19: 7232256; 4 Year 20: 7232256 | 85908948.8371 | 0
|  | Fix O&M $ / MW | 9 | 3 Year 10: 8400000; 3 Year 11: 8400000; 3 Year 12: 8400000; 3 Year 13: 8400000; 3 Year 14: 8400000; 4 Year 15: 8400000; 4 Year 16: 8400000; 4 Year 17: 8400000; 4 Year 18: 8400000; 4 Year 19: 8400000; 4 Year 20: 8400000 | 99780092.1637 | 0
|  | Tx LRMC $/MWh | 9 | 3 Year 10: 12243434.3728; 3 Year 11: 12243434.3728; 3 Year 12: 12243434.3728; 3 Year 13: 12243434.3728; 3 Year 14: 12243434.3728; 4 Year 15: 12243434.3728; 4 Year 16: 12243434.3728; 4 Year 17: 12243434.3728; 4 Year 18: 12243434.3728; 4 Year 19: 12243434.3728; 4 Year 20: 12243434.3728 | 145434644.0614 | 0
384200000 | CCGT | Cost of generation Project 5 - CAPEX $ | 12 | 3 Year 12: 384200000; 3 Year 13: 0; 3 Year 14: 0; 4 Year 15: 0; 4 Year 16: 0; 4 Year 17: 0; 4 Year 18: 0; 4 Year 19: 0; 4 Year 20: -322728000 | 0 | 0 |  | 6
|  | Variable O&M $ / MWh | 12 | 3 Year 13: 7232256; 3 Year 14: 7232256; 4 Year 15: 7232256; 4 Year 16: 7232256; 4 Year 17: 7232256; 4 Year 18: 7232256; 4 Year 19: 7232256; 4 Year 20: 7232256 | 86835518.5277 | 0
|  | Fix O&M $ / MW | 12 | 3 Year 13: 8400000; 3 Year 14: 8400000; 4 Year 15: 8400000; 4 Year 16: 8400000; 4 Year 17: 8400000; 4 Year 18: 8400000; 4 Year 19: 8400000; 4 Year 20: 8400000 | 100856268.8644 | 0
|  | Tx LRMC $/MWh | 12 | 3 Year 13: 12243434.3728; 3 Year 14: 12243434.3728; 4 Year 15: 12243434.3728; 4 Year 16: 12243434.3728; 4 Year 17: 12243434.3728; 4 Year 18: 12243434.3728; 4 Year 19: 12243434.3728; 4 Year 20: 12243434.3728 | 147003227.2529 | 0
113656698.1132 | HydPK | Cost of generation Project 5 - CAPEX $ | 15 | 4 Year 15: 113656698.1132; 4 Year 16: 0; 4 Year 17: 0; 4 Year 18: 0; 4 Year 19: 0; 4 Year 20: -107973863.2075 | 0 | 0 |  | 7
|  | Variable O&M $ / MWh | 15 | 4 Year 16: 131838; 4 Year 17: 131838; 4 Year 18: 131838; 4 Year 19: 131838; 4 Year 20: 131838 | 1596347.4374 | 0
|  | Fix O&M $ / MW | 15 | 4 Year 16: 223300; 4 Year 17: 223300; 4 Year 18: 223300; 4 Year 19: 223300; 4 Year 20: 223300 | 2703806.0557 | 0
|  | Tx LRMC $/MWh | 15 | 4 Year 16: 1243362.449; 4 Year 17: 1243362.449; 4 Year 18: 1243362.449; 4 Year 19: 1243362.449; 4 Year 20: 1243362.449 | 15055131.7467 | 0
478287509.434 | Wind | Cost of generation Project 5 - CAPEX $ | 16 | 4 Year 16: 478287509.434; 4 Year 17: 0; 4 Year 18: 0; 4 Year 19: 0; 4 Year 20: -401761507.9245 | 0 | 76526001.5094 |  | 8
|  | Variable O&M $ / MWh | 16 | 4 Year 17: 2123760.384; 4 Year 18: 2123760.384; 4 Year 19: 2123760.384; 4 Year 20: 2123760.384 | 25776947.9722 | 0
|  | Fix O&M $ / MW | 16 | 4 Year 17: 9150000; 4 Year 18: 9150000; 4 Year 19: 9150000; 4 Year 20: 9150000 | 111057290.5128 | 0
|  | Tx LRMC $/MWh | 16 | 4 Year 17: 4125010.2959; 4 Year 18: 4125010.2959; 4 Year 19: 4125010.2959; 4 Year 20: 4125010.2959 | 50066936.2627 | 0
166527384.6154 | CCGT | Cost of generation Project 5 - CAPEX $ | 18 | 4 Year 18: 166527384.6154; 4 Year 19: 0; 4 Year 20: -159866289.2308 | 0 | 0 |  | 9
|  | Variable O&M $ / MWh | 18 | 4 Year 19: 5846073.6; 4 Year 20: 5846073.6 | 71258589.0273 | 0
|  | Fix O&M $ / MW | 18 | 4 Year 19: 6790000; 4 Year 20: 6790000 | 82764236.7513 | 0
|  | Tx LRMC $/MWh | 18 | 4 Year 19: 7922032.1277; 4 Year 20: 7922032.1277 | 96562730.8641 | 0
|  | Total annual cost $m |  | 0 | 1200673076.9231 | 664560587.8432 | 58939769.3672 | 58939769.3672 | 685788132.386 | 80144633.91 | 80144633.91 | 516853086.7402 | 108796738.7866 | 108796738.7866 | 492996738.7866 | 136672429.1594 | 136672429.1594 | 250329127.2726 | 616558439.0424 | 153669700.2883 | 320197084.9037 | 174227806.016 | 356377099.732 | 2055993964.6007 | 853802549.2528
|  | NPV |  | Year 1: 3308140731.311; Year 2: Tx LRMC $/MWh
|  |  |  | 265498822.1118 | 0 | 11484904.8243 | 17165246.8712 | 17165246.8712 | 17165246.8712 | 22845588.918 | 22845588.918 | 22845588.918 | 35692942.1946 | 35692942.1946 | 35692942.1946 | 47936376.5674 | 47936376.5674 | 47936376.5674 | 49179739.0164 | 53304749.3123 | 53304749.3123 | 61226781.44 | 61226781.44
OLD SCHEDULE
|  |  |  | Year 1 | Year 2 | Year 3 | Year 4 | Year 5 | Year 6 | Year 7 | Year 8 | Year 9 | Year 10 | Year 11 | Year 12 | Year 13 | Year 14 | Year 15 | Year 16 | Year 17 | Year 18 | Year 19 | Year 20
|  |  |  | 0% | 1.417% | 1.14% | 1.252% | 1.472% | 1.235% | 0.9639% | 1.01% | 0.9918% | 0.98% | 0.9725% | 0.9034% | 0.8732% | 0.8326% | 0.8452% | 0.8519% | 0.8467% | 0.8404% | 0.8141% | 0.8218%
|  |  |  | 7487 | 7593.0699 | 7679.6667 | 7775.8545 | 7890.2977 | 7987.74 | 8064.7372 | 8146.2259 | 8227.019 | 8307.645 | 8388.4358 | 8464.2195 | 8538.1284 | 8609.2133 | 8681.9817 | 8755.9399 | 8830.0744 | 8904.2839 | 8976.7777 | 9050.5499
|  | incremental increase in demand (MW) |  |  | 106.0699 | 86.5969 | 96.1878 | 114.4432 | 97.4423 | 76.9972 | 81.4887 | 80.7932 | 80.6259 | 80.7909 | 75.7837 | 73.9088 | 71.0849 | 72.7684 | 73.9583 | 74.1344 | 74.2095 | 72.4938 | 73.7722
|  | cumulative incremenatal increase in demand (MW) reduced by new capacity built |  |  | 106.0699 | -57.3333 | -230.1455 | -115.7023 | -18.26 | -193.2628 | -111.7741 | -30.981 | -225.355 | -144.5642 | -68.7805 | -234.8716 | -163.7867 | -91.0183 | -17.0601 | -125.9256 | -51.7161 | -76.2223 | -2.4501
|  | projects to meet incremental demand (MW) |  | Year 2: 250; Year 3: 269; Year 6: 252; Year 9: 275; Year 12: 240; Year 16: 183; Year 18: 97
|  | remaining/not met capacity |  |  | -143.9301 | -326.3333 | -230.1455 | -115.7023 | -270.26 | -193.2628 | -111.7741 | -305.981 | -225.355 | -144.5642 | -308.7805 | -234.8716 | -163.7867 | -91.0183 | -200.0601 | -125.9256 | -148.7161 | -76.2223 | -2.4501
TOTAL CAPEX | TYPE | Old Schedule | Year Generator is built | [20 empty] | PV of future OPEX | Replacement Capex - Wind |  | Order
1200673076.9231 | Geo | Cost of generation Project 1 - CAPEX $ | 2 |  | 1200673076.9231 | 0 | 0 | 0 | 0 | 0 | 0 | 0 | 0 | 0 | 0 | 0 | 0 | 0 | 0 | 0 | 0 | 0 | -912511538.4615 | 0 | 0 |  | 1
|  | Variable O&M $ / MWh | 2 |  |  | 0 | 0 | 0 | 0 | 0 | 0 | 0 | 0 | 0 | 0 | 0 | 0 | 0 | 0 | 0 | 0 | 0 | 0 | 0 | 0
|  | Fix O&M $ / MW | 2 |  |  | 26250000 | 26250000 | 26250000 | 26250000 | 26250000 | 26250000 | 26250000 | 26250000 | 26250000 | 26250000 | 26250000 | 26250000 | 26250000 | 26250000 | 26250000 | 26250000 | 26250000 | 26250000 | 300168735.217 | 0
|  | Tx LRMC $/MWh | 2 |  |  | 11484904.8243 | 11484904.8243 | 11484904.8243 | 11484904.8243 | 11484904.8243 | 11484904.8243 | 11484904.8243 | 11484904.8243 | 11484904.8243 | 11484904.8243 | 11484904.8243 | 11484904.8243 | 11484904.8243 | 11484904.8243 | 11484904.8243 | 11484904.8243 | 11484904.8243 | 11484904.8243 | 131329880.198 | 0
52508452.8302 | HydPK | Cost of generation Project 2 - CAPEX $ | 3 |  |  | 52508452.8302 | 0 | 0 | 0 | 0 | 0 | 0 | 0 | 0 | 0 | 0 | 0 | 0 | 0 | 0 | 0 | 0 | -43582015.8491 | 0 | 0 |  | 2
|  | Variable O&M $ / MWh | 3 |  |  |  | 64035.6 | 64035.6 | 64035.6 | 64035.6 | 64035.6 | 64035.6 | 64035.6 | 64035.6 | 64035.6 | 64035.6 | 64035.6 | 64035.6 | 64035.6 | 64035.6 | 64035.6 | 64035.6 | 64035.6 | 737298.7499 | 0
|  | Fix O&M $ / MW | 3 |  |  |  | 108460 | 108460 | 108460 | 108460 | 108460 | 108460 | 108460 | 108460 | 108460 | 108460 | 108460 | 108460 | 108460 | 108460 | 108460 | 108460 | 108460 | 1248796.3323 | 0
|  | Tx LRMC $/MWh | 3 |  |  |  | 603918.9038 | 603918.9038 | 603918.9038 | 603918.9038 | 603918.9038 | 603918.9038 | 603918.9038 | 603918.9038 | 603918.9038 | 603918.9038 | 603918.9038 | 603918.9038 | 603918.9038 | 603918.9038 | 603918.9038 | 603918.9038 | 603918.9038 | 6953454.8415 | 0
626825683.0189 | Wind | Cost of generation Project 3 - CAPEX $ | 3 |  |  | 626825683.0189 | 0 | 0 | 0 | 0 | 0 | 0 | 0 | 0 | 0 | 0 | 0 | 0 | 0 | 0 | 0 | 0 | -200584218.566 | 0 | 426241464.4528 |  | 3
|  | Variable O&M $ / MWh | 3 |  |  |  | 2924522.496 | 2924522.496 | 2924522.496 | 2924522.496 | 2924522.496 | 2924522.496 | 2924522.496 | 2924522.496 | 2924522.496 | 2924522.496 | 2924522.496 | 2924522.496 | 2924522.496 | 2924522.496 | 2924522.496 | 2924522.496 | 2924522.496 | 33672625.547 | 0
|  | Fix O&M $ / MW | 3 |  |  |  | 12600000 | 12600000 | 12600000 | 12600000 | 12600000 | 12600000 | 12600000 | 12600000 | 12600000 | 12600000 | 12600000 | 12600000 | 12600000 | 12600000 | 12600000 | 12600000 | 12600000 | 145074993.4298 | 0
|  | Tx LRMC $/MWh | 3 |  |  |  | 5680342.0469 | 5680342.0469 | 5680342.0469 | 5680342.0469 | 5680342.0469 | 5680342.0469 | 5680342.0469 | 5680342.0469 | 5680342.0469 | 5680342.0469 | 5680342.0469 | 5680342.0469 | 5680342.0469 | 5680342.0469 | 5680342.0469 | 5680342.0469 | 5680342.0469 | 65402824.2164 | 0
626848363.0189 | Wind | Cost of generation Project 4 - CAPEX $ | 6 | [5 empty] | 626848363.0189 | 0 | 0 | 0 | 0 | 0 | 0 | 0 | 0 | 0 | 0 | 0 | 0 | 0 | -275813279.7283 | 0 | 351035083.2906 |  | 4
|  | Variable O&M $ / MWh | 6 | [6 empty] | 2924522.496 | 2924522.496 | 2924522.496 | 2924522.496 | 2924522.496 | 2924522.496 | 2924522.496 | 2924522.496 | 2924522.496 | 2924522.496 | 2924522.496 | 2924522.496 | 2924522.496 | 2924522.496 | 34267193.9126 | 0
|  | Fix O&M $ / MW | 6 | [6 empty] | 12600000 | 12600000 | 12600000 | 12600000 | 12600000 | 12600000 | 12600000 | 12600000 | 12600000 | 12600000 | 12600000 | 12600000 | 12600000 | 12600000 | 147636629.1897 | 0
|  | Tx LRMC $/MWh | 6 | [6 empty] | 5680342.0469 | 5680342.0469 | 5680342.0469 | 5680342.0469 | 5680342.0469 | 5680342.0469 | 5680342.0469 | 5680342.0469 | 5680342.0469 | 5680342.0469 | 5680342.0469 | 5680342.0469 | 5680342.0469 | 5680342.0469 | 66557662.8923 | 0
113656698.1132 | HydPK | Cost of generation Project 5a - CAPEX $ | 9 | [8 empty] | 113656698.1132 | 0 | 0 | 0 | 0 | 0 | 0 | 0 | 0 | 0 | 0 | -101154461.3208 | 0 | 0 |  | 5
|  | Variable O&M $ / MWh | 9 | Year 10: 131838; Year 11: 131838; Year 12: 131838; Year 13: 131838; Year 14: 131838; Year 15: 131838; Year 16: 131838; Year 17: 131838; Year 18: 131838; Year 19: 131838; Year 20: 131838 | 1566048.5465 | 0
|  | Fix O&M $ / MW | 9 | Year 10: 223300; Year 11: 223300; Year 12: 223300; Year 13: 223300; Year 14: 223300; Year 15: 223300; Year 16: 223300; Year 17: 223300; Year 18: 223300; Year 19: 223300; Year 20: 223300 | 2652487.45 | 0
|  | Tx LRMC $/MWh | 9 | Year 10: 1243362.449; Year 11: 1243362.449; Year 12: 1243362.449; Year 13: 1243362.449; Year 14: 1243362.449; Year 15: 1243362.449; Year 16: 1243362.449; Year 17: 1243362.449; Year 18: 1243362.449; Year 19: 1243362.449; Year 20: 1243362.449 | 14769383.3044 | 0
384200000 | CCGT | Cost of generation Project 5b - CAPEX $ | 9 | [8 empty] | 384200000 | 0 | 0 | 0 | 0 | 0 | 0 | 0 | 0 | 0 | 0 | -299676000 | 0 | 0 |  | 6
|  | Variable O&M $ / MWh | 9 | Year 10: 7232256; Year 11: 7232256; Year 12: 7232256; Year 13: 7232256; Year 14: 7232256; Year 15: 7232256; Year 16: 7232256; Year 17: 7232256; Year 18: 7232256; Year 19: 7232256; Year 20: 7232256 | 85908948.8371 | 0
|  | Fix O&M $ / MW | 9 | Year 10: 8400000; Year 11: 8400000; Year 12: 8400000; Year 13: 8400000; Year 14: 8400000; Year 15: 8400000; Year 16: 8400000; Year 17: 8400000; Year 18: 8400000; Year 19: 8400000; Year 20: 8400000 | 99780092.1637 | 0
|  | Tx LRMC $/MWh | 9 | Year 10: 12243434.3728; Year 11: 12243434.3728; Year 12: 12243434.3728; Year 13: 12243434.3728; Year 14: 12243434.3728; Year 15: 12243434.3728; Year 16: 12243434.3728; Year 17: 12243434.3728; Year 18: 12243434.3728; Year 19: 12243434.3728; Year 20: 12243434.3728 | 145434644.0614 | 0
384200000 | CCGT | Cost of generation Project 6 - CAPEX $ | 12 | Year 12: 384200000; Year 13: 0; Year 14: 0; Year 15: 0; Year 16: 0; Year 17: 0; Year 18: 0; Year 19: 0; Year 20: -322728000 | 0 | 0 |  | 7
|  | Variable O&M $ / MWh | 12 | Year 13: 7232256; Year 14: 7232256; Year 15: 7232256; Year 16: 7232256; Year 17: 7232256; Year 18: 7232256; Year 19: 7232256; Year 20: 7232256 | 86835518.5277 | 0
|  | Fix O&M $ / MW | 12 | Year 13: 8400000; Year 14: 8400000; Year 15: 8400000; Year 16: 8400000; Year 17: 8400000; Year 18: 8400000; Year 19: 8400000; Year 20: 8400000 | 100856268.8644 | 0
|  | Tx LRMC $/MWh | 12 | Year 13: 12243434.3728; Year 14: 12243434.3728; Year 15: 12243434.3728; Year 16: 12243434.3728; Year 17: 12243434.3728; Year 18: 12243434.3728; Year 19: 12243434.3728; Year 20: 12243434.3728 | 147003227.2529 | 0
478287509.434 | Wind | Cost of generation Project 6 - CAPEX $ | 16 | Year 16: 478287509.434; Year 17: 0; Year 18: 0; Year 19: 0; Year 20: -401761507.9245 | 0 | 76526001.5094 |  | 8
|  | Variable O&M $ / MWh | 16 | Year 17: 2123760.384; Year 18: 2123760.384; Year 19: 2123760.384; Year 20: 2123760.384 | 25776947.9722 | 0
|  | Fix O&M $ / MW | 16 | Year 17: 9150000; Year 18: 9150000; Year 19: 9150000; Year 20: 9150000 | 111057290.5128 | 0
|  | Tx LRMC $/MWh | 16 | Year 17: 4125010.2959; Year 18: 4125010.2959; Year 19: 4125010.2959; Year 20: 4125010.2959 | 50066936.2627 | 0
166527384.6154 | CCGT | Cost of generation Project 6 - CAPEX $ | 18 | Year 18: 166527384.6154; Year 19: 0; Year 20: -159866289.2308 | 0 | 0 |  | 9
|  | Variable O&M $ / MWh | 18 | Year 19: 5846073.6; Year 20: 5846073.6 | 71258589.0273 | 0
|  | Fix O&M $ / MW | 18 | Year 19: 6790000; Year 20: 6790000 | 82764236.7513 | 0
|  | Tx LRMC $/MWh | 18 | Year 19: 5089460.9673; Year 20: 5089460.9673 | 62036134.3795 | 0
|  |  |  | 0 | 1200673076.9231 | 717069040.6734 | 59716183.871 | 59716183.871 | 686564546.8898 | 80921048.4138 | 80921048.4138 | 578777746.527 | 110395239.2356 | 110395239.2356 | 494595239.2356 | 138270929.6084 | 138270929.6084 | 138270929.6084 | 616558439.0424 | 153669700.2883 | 320197084.9037 | 171395234.8557 | 328337321.468 | 2020816848.4405 | 853802549.2528
|  | NPV |  | Year 1: 3344457380.5665
Tx LRMC $/MWh
|  | Net Benefit $m | 36.3166 | Year 1: 417575215.4692
|  |  |  | 0 | 11484904.8243 | 17769165.775 | 17769165.775 | 17769165.775 | 23449507.8218 | 23449507.8218 | 23449507.8218 | 36936304.6436 | 36936304.6436 | 36936304.6436 | 49179739.0164 | 49179739.0164 | 49179739.0164 | 49179739.0164 | 53304749.3123 | 53304749.3123 | 58394210.2797 | 58394210.2797 | 689554147.4091
Note on V54: OGW: Formula adjuted to add half of costs of new plant (as half capacity added)
Note on V106: OGW: Fixed original formula error

## Project list_gen-S2b)_Low_Inv
Generation Scenarion 2 |  |  | Scenario 2b) Low Investment Huntly goes
[12 empty] | merit order after applying the new LRMCs by region | [7 empty] | 26250000
excluding Otahuhu gas project
| Old Schedule | [10 empty] | New Schedule
LRMC by type of generation, $/MWh and Region
| Region | Project | Status | Type | MW | Typical GWh pa | Capital cost $m | Variable O&M, $/MWh | Fixed O&M, $/kW | LRMC $/MWh | Generation LRMC $/MWh | Region | Project | Status | Type | MW | Typical GWh pa | Capital cost $m | Variable O&M, $/MWh | Fixed O&M, $/kW | LRMC $/MWh | Generation LRMC $/MWh | Tx + generation LRMC $/MWh
| LNI | Tauhara_stage_2 | Fully Consented | Geo | 250 | 1971 | 1200.6731 | 0 | 105 | 79.0551 | 5.8269 | LNI | Tauhara_stage_2 | Fully Consented | Geo | 250 | 1971 | 1200.6731 | 0 | 105 | 79.0551 | 5.8269 | 84.8821
| LSI | Hawea_Control_Gate_Retrofit | Fully Consented | HydPK | 17 | 74.46 | 52.5085 | 0.86 | 6.38 | 87.4941 | 8.1106 | LNI | Hauauru_ma_raki_stage1 | Applied for Consent | Wind | 252 | 974.8408 | 626.8257 | 3 | 50 | 89.4281 | 5.8269 | 95.255
| LNI | Hauauru_ma_raki_stage1 | Applied for Consent | Wind | 252 | 974.8408 | 626.8257 | 3 | 50 | 89.4281 | 5.8269 | LNI | Hauauru_ma_raki_stage2 | Proposed | Wind | 252 | 974.8408 | 626.8484 | 3 | 50 | 89.4307 | 5.8269 | 95.2576
| LNI | Hauauru_ma_raki_stage2 | Proposed | Wind | 252 | 974.8408 | 626.8484 | 3 | 50 | 89.4307 | 5.8269 | LSI | Hawea_Control_Gate_Retrofit | Fully Consented | HydPK | 17 | 74.46 | 52.5085 | 0.86 | 6.38 | 87.4941 | 8.1106 | 95.6048
| LSI | Lake_Pukaki | Fully Consented | HydPK | 35 | 153.3 | 113.6567 | 0.86 | 6.38 | 90.4508 | 8.1106 | UNI | Rodney_CCGT_stage_1 | Fully Consented | CCGT | 240 | 1681.92 | 384.2 | 4.3 | 35 | 91.2739 | 7.2794 | 98.5533
| UNI | Rodney_CCGT_stage_1 | Fully Consented | CCGT | 240 | 1681.92 | 384.2 | 4.3 | 35 | 91.2739 | 7.2794 | UNI | Rodney_CCGT_stage_2 | Fully Consented | CCGT | 240 | 1681.92 | 384.2 | 4.3 | 35 | 91.2739 | 7.2794 | 98.5533
| UNI | Rodney_CCGT_stage_2 | Fully Consented | CCGT | 240 | 1681.92 | 384.2 | 4.3 | 35 | 91.2739 | 7.2794 | LSI | Lake_Pukaki | Fully Consented | HydPK | 35 | 153.3 | 113.6567 | 0.86 | 6.38 | 90.4508 | 8.1106 | 98.5615
| LNI | Turitea | Fully Consented | Wind | 183 | 707.9201 | 478.2875 | 3 | 50 | 94.9065 | 5.8269 | LNI | Turitea | Fully Consented | Wind | 183 | 707.9201 | 478.2875 | 3 | 50 | 94.9065 | 5.8269 | 100.7334
| USI | PropopsedCCGT1 | Applied for Consent | CCGT | 194 | 1359.552 | 333.0548 | 4.3 | 35 | 95.0103 | 3.7435 | LNI | PropopsedCCGT1 | Applied for Consent | CCGT | 194 | 1359.552 | 333.0548 | 4.3 | 35 | 95.0103 | 5.8269 | 100.8372
| LNI | Hawkes_Bay_windfarm_Maungaharuru | Fully Consented | Wind | 225 | 779.7276 | 559.8284 | 3 | 50 | 96.6797 | 5.8269 | LNI | Hawkes_Bay_windfarm_Maungaharuru | Fully Consented | Wind | 225 | 779.7276 | 559.8284 | 3 | 50 | 96.6797 | 5.8269 | 102.5067
| UNI | Tikitere_LakeRotoiti | Fully Consented | Geo | 45 | 354.78 | 302.95 | 0 | 105 | 97.5266 | 7.2794 | USI | Arnold | Fully Consented | HydPK | 46 | 201.48 | 191.8944 | 0.85 | 6.38 | 99.5074 | 3.7435 | 103.2508
| LNI | Project_CentralWind | Applied for Consent | Wind | 120 | 415.8547 | 313.6075 | 3 | 60 | 99.0531 | 5.8269 | UNI | Tikitere_LakeRotoiti | Fully Consented | Geo | 45 | 354.78 | 302.95 | 0 | 105 | 97.5266 | 7.2794 | 104.806
| USI | Arnold | Fully Consented | HydPK | 46 | 201.48 | 191.8944 | 0.85 | 6.38 | 99.5074 | 3.7435 | LNI | Project_CentralWind | Applied for Consent | Wind | 120 | 415.8547 | 313.6075 | 3 | 60 | 99.0531 | 5.8269 | 104.88
| USI | Lake_Coleridge_2 | Applied for Consent | HydPK | 70 | 306.6 | 289.0587 | 0.85 | 6.38 | 102.3569 | 3.7435 | USI | Lake_Coleridge_2 | Applied for Consent | HydPK | 70 | 306.6 | 289.0587 | 0.85 | 6.38 | 102.3569 | 3.7435 | 106.1004
| USI | Stockton_Mine | Fully Consented | HydRR | 35 | 153.3 | 135.3467 | 0.8 | 6.38 | 103.2425 | 3.7435 | USI | Stockton_Mine | Fully Consented | HydRR | 35 | 153.3 | 135.3467 | 0.8 | 6.38 | 103.2425 | 3.7435 | 106.986
| LNI | Waitahora | Applied for Consent | Wind | 156 | 540.6111 | 407.6718 | 3 | 50 | 105.5429 | 5.8269 | USI | CastleHill_stage1 | Applied for Consent | Wind | 200 | 693.0912 | 512.6264 | 3 | 50 | 105.9682 | 3.7435 | 109.7117
| LSI | Puketoi | Applied for Consent | Wind | 159 | 551.0075 | 415.548 | 3 | 50 | 105.5504 | 8.1106 | USI | CastleHill_stage2 | Fully Consented | Wind | 200 | 693.0912 | 512.7164 | 3 | 50 | 105.9834 | 3.7435 | 109.7269
| USI | CastleHill_stage1 | Applied for Consent | Wind | 200 | 693.0912 | 512.6264 | 3 | 50 | 105.9682 | 3.7435 | USI | CastleHill_stage3 | Fully Consented | Wind | 200 | 693.0912 | 512.8064 | 3 | 50 | 105.9985 | 3.7435 | 109.742
| USI | CastleHill_stage2 | Fully Consented | Wind | 200 | 693.0912 | 512.7164 | 3 | 50 | 105.9834 | 3.7435 | LNI | Waitahora | Applied for Consent | Wind | 156 | 540.6111 | 407.6718 | 3 | 50 | 105.5429 | 5.8269 | 111.3698
| USI | CastleHill_stage3 | Fully Consented | Wind | 200 | 693.0912 | 512.8064 | 3 | 50 | 105.9985 | 3.7435 | USI | North_Bank_Tunnel | Fully Consented | HydSC | 260 | 1138.8 | 1044.5679 | 0.84 | 6.38 | 109.2146 | 3.7435 | 112.9581
| UNI | Rotoma_LakeRotoma | Fully Consented | Geo | 35 | 275.94 | 259.9885 | 0 | 105 | 106.2265 | 7.2794 | UNI | Rotoma_LakeRotoma | Fully Consented | Geo | 35 | 275.94 | 259.9885 | 0 | 105 | 106.2265 | 7.2794 | 113.506
| LNI | Kawerau_TeAhiOMaui _KA22 | Fully Consented | Geo | 10 | 78.84 | 75.5462 | 0 | 105 | 107.8061 | 5.8269 | LNI | Kawerau_TeAhiOMaui _KA22 | Fully Consented | Geo | 10 | 78.84 | 75.5462 | 0 | 105 | 107.8061 | 5.8269 | 113.6331
| UNI | Taharoa | Fully Consented | Wind | 54 | 208.8945 | 165.8398 | 3 | 60 | 109.1538 | 7.2794 | LSI | Puketoi | Applied for Consent | Wind | 159 | 551.0075 | 415.548 | 3 | 50 | 105.5504 | 8.1106 | 113.6611
| USI | North_Bank_Tunnel | Fully Consented | HydSC | 260 | 1138.8 | 1044.5679 | 0.84 | 6.38 | 109.2146 | 3.7435 | USI | Stockton_Plateau | Fully Consented | HydRR | 25 | 109.5 | 105.5555 | 0.86 | 6.38 | 111.7819 | 3.7435 | 115.5254
| USI | Stockton_Plateau | Fully Consented | HydRR | 25 | 109.5 | 105.5555 | 0.86 | 6.38 | 111.7819 | 3.7435 | USI | Wairau | Fully Consented | HydRR | 70 | 306.6 | 297.0241 | 0.7 | 6.38 | 112.1157 | 3.7435 | 115.8592
| USI | Wairau | Fully Consented | HydRR | 70 | 306.6 | 297.0241 | 0.7 | 6.38 | 112.1157 | 3.7435 | UNI | Taharoa | Fully Consented | Wind | 54 | 208.8945 | 165.8398 | 3 | 60 | 109.1538 | 7.2794 | 116.4332
| UNI | Awhitu | Fully Consented | Wind | 18 | 62.3782 | 55.3099 | 3 | 70 | 120.0565 | 7.2794 | UNI | Awhitu | Fully Consented | Wind | 18 | 62.3782 | 55.3099 | 3 | 70 | 120.0565 | 7.2794 | 127.3359
| UNI | Taumatatotara | Applied for Consent | Wind | 44 | 152.4801 | 136.712 | 3 | 60 | 122.6275 | 7.2794 | UNI | Taumatatotara | Applied for Consent | Wind | 44 | 152.4801 | 136.712 | 3 | 60 | 122.6275 | 7.2794 | 129.907
| USI | Hurunui_River_at_Lowry_Peaks_or_Amuri_Hydro | Fully Consented | HydRR | 38 | 166.44 | 180.8751 | 0.86 | 6.38 | 129.361 | 3.7435 | USI | Hurunui_River_at_Lowry_Peaks_or_Amuri_Hydro | Fully Consented | HydRR | 38 | 166.44 | 180.8751 | 0.86 | 6.38 | 129.361 | 3.7435 | 133.1045
| LSI | Mahinerangi_stage_2 | Fully Consented | Wind | 164 | 515.4664 | 387.5265 | 3 | 50 | 130.4439 | 8.1106 | LSI | Mahinerangi_stage_2 | Fully Consented | Wind | 164 | 515.4664 | 387.5265 | 3 | 50 | 130.4439 | 8.1106 | 138.5546
| LNI | Long_Gully | Fully Consented | Wind | 12.5 | 43.3182 | 40.7978 | 3 | 70 | 136.0823 | 5.8269 | LNI | Long_Gully | Fully Consented | Wind | 12.5 | 43.3182 | 40.7978 | 3 | 70 | 136.0823 | 5.8269 | 141.9092
| LSI | Kaiwera_Downs | Fully Consented | Wind | 240 | 754.3411 | 627.2151 | 3 | 50 | 140.3165 | 8.1106 | USI | Raikaia | Fully Consented | HydRR | 16 | 70.08 | 83.9703 | 0.86 | 6.38 | 141.4583 | 3.7435 | 145.2018
| USI | Raikaia | Fully Consented | HydRR | 16 | 70.08 | 83.9703 | 0.86 | 6.38 | 141.4583 | 3.7435 | LSI | Kaiwera_Downs | Fully Consented | Wind | 240 | 754.3411 | 627.2151 | 3 | 50 | 140.3165 | 8.1106 | 148.4272
| USI | Hurunui | Proposed | Wind | 78 | 245.1609 | 239.5263 | 3 | 60 | 145.2076 | 3.7435 | USI | Hurunui | Proposed | Wind | 78 | 245.1609 | 239.5263 | 3 | 60 | 145.2076 | 3.7435 | 148.9511
| USI | Mt_Cass | Applied for Consent | Wind | 41 | 128.8666 | 130.3137 | 3 | 60 | 149.0027 | 3.7435 | USI | Mt_Cass | Applied for Consent | Wind | 41 | 128.8666 | 130.3137 | 3 | 60 | 149.0027 | 3.7435 | 152.7462
| LNI | Titiokura | Fully Consented | Wind | 48 | 166.3419 | 147.3731 | 3 | 70 | 149.3313 | 5.8269 | LNI | Titiokura | Fully Consented | Wind | 48 | 166.3419 | 147.3731 | 3 | 70 | 149.3313 | 5.8269 | 155.1583
| LNI | ToddPeaker_npl | Fully Consented | GasPkr | 100 | 175.2 | 116.1 | 8 | 16 | 192.4838 | 5.8269 | LNI | ToddPeaker_npl | Fully Consented | GasPkr | 100 | 175.2 | 116.1 | 8 | 16 | 192.4838 | 5.8269 | 198.3107
| UNI | Kaipara_harbour_stage_4 | Fully Consented | Tide | 80 | 70.08 | 362.2736 | 40 | 0 | 573.6703 | 7.2794 | UNI | Kaipara_harbour_stage_4 | Fully Consented | Tide | 80 | 70.08 | 362.2736 | 40 | 0 | 573.6703 | 7.2794 | 580.9498
| UNI | Kaipara_harbour_stage_5 | Proposed | Tide | 70 | 61.32 | 319.8019 | 40 | 0 | 578.43 | 7.2794 | UNI | Kaipara_harbour_stage_5 | Proposed | Tide | 70 | 61.32 | 319.8019 | 40 | 0 | 578.43 | 7.2794 | 585.7094
| USI | ProposedDiesel1 | Applied for Consent | DslRecip | 9.9 | 8.6724 | 20.9135 | 12.1 | 16 | 591.9703 | 3.7435 | USI | ProposedDiesel1 | Applied for Consent | DslRecip | 9.9 | 8.6724 | 20.9135 | 12.1 | 16 | 591.9703 | 3.7435 | 595.7138
| UNI | Kaipara_harbour_stage_3 | Fully Consented | Tide | 30 | 26.28 | 149.9151 | 40 | 0 | 629.1998 | 7.2794 | UNI | Kaipara_harbour_stage_3 | Fully Consented | Tide | 30 | 26.28 | 149.9151 | 40 | 0 | 629.1998 | 7.2794 | 636.4792
| UNI | Kaipara_harbour_stage_2 | Applied for Consent | Tide | 17 | 14.892 | 94.7019 | 40 | 0 | 697.1417 | 7.2794 | UNI | Kaipara_harbour_stage_2 | Applied for Consent | Tide | 17 | 14.892 | 94.7019 | 40 | 0 | 697.1417 | 7.2794 | 704.4211
| USI | Belfast_Orion | Applied for Consent | DslRecip | 11.5 | 10.074 | 28.1 | 12.1 | 16 | 700.7654 | 3.7435 | USI | Belfast_Orion | Applied for Consent | DslRecip | 11.5 | 10.074 | 28.1 | 12.1 | 16 | 700.7654 | 3.7435 | 704.5089
| USI | Bromley_Orion | Fully Consented | DslRecip | 11.5 | 10.074 | 28.1 | 12.1 | 16 | 700.7654 | 3.7435 | USI | Bromley_Orion | Fully Consented | DslRecip | 11.5 | 10.074 | 28.1 | 12.1 | 16 | 700.7654 | 3.7435 | 704.5089
| UNI | Kaipara_harbour_stage_1 | Fully Consented | Tide | 123214.006 | 2.628 | 35.2415 | 40 | 0 | 1428.824 | 7.2794 | UNI | Kaipara_harbour_stage_1 | Fully Consented | Tide | 121451.056 | 2.628 | 35.2415 | 40 | 0 | 1428.824 | 7.2794 | 1436.1034
3119
source: http://www.mbie.govt.nz/info-services/sectors-industries/energy/energy-data-modelling/modelling/interactive-electricity-generation-cost-model
source: NZ Electricity generation Model MBIE
Note on B44: Linda O'Mullane: mengahewa gas project by Tdd Energy http://www.drillsafe.org.au/06-12_pres/15_Todd_Energy_Andrew_Clennett.pdf https://en.wikipedia.org/wiki/List_of_power_stations_in_New_Zealand
Note on C44: Linda O'Mullane: There is peaker plant owned by a company neamed Todd https://en.wikipedia.org/wiki/McKee_power_station
Note on M44: Linda O'Mullane: mengahewa gas project by Tdd Energy http://www.drillsafe.org.au/06-12_pres/15_Todd_Energy_Andrew_Clennett.pdf https://en.wikipedia.org/wiki/List_of_power_stations_in_New_Zealand
Note on N44: Linda O'Mullane: There is peaker plant owned by a company neamed Todd https://en.wikipedia.org/wiki/McKee_power_station
Note on B47: Linda O'Mullane: https://en.wikipedia.org/wiki/List_of_power_stations_in_New_Zealand
Note on M47: Linda O'Mullane: https://en.wikipedia.org/wiki/List_of_power_stations_in_New_Zealand
Note on B50: Linda O'Mullane: https://en.wikipedia.org/wiki/List_of_power_stations_in_New_Zealand
Note on M50: Linda O'Mullane: https://en.wikipedia.org/wiki/List_of_power_stations_in_New_Zealand
Note on B51: Linda O'Mullane: https://en.wikipedia.org/wiki/List_of_power_stations_in_New_Zealand
Note on M51: Linda O'Mullane: https://en.wikipedia.org/wiki/List_of_power_stations_in_New_Zealand

## LRMC_gen_scen1a)Huntly stays
WACC | 8%
Scenario 1a Huntly stays |  | Huntly for Volumes
NPV ($ Capex) | CAPEX | Year 1 | Year 2 | Year 3 | Year 4 | Year 5 | Year 6 | Year 7 | Year 8 | Year 9 | Year 10 | Year 11 | Year 12 | Year 13 | Year 14 | Year 15 | Year 16 | Year 17 | Year 18 | Year 19 | Year 20 | TOTAL
60733005.0969 | UNI | 6323983.7307 | 6323983.7307 | 6323983.7307 | 6323983.7307 | 6323983.7307 | 6323983.7307 | 6323983.7307 | 6323983.7307 | 6323983.7307 | 6323983.7307 | 6323983.7307 | 6323983.7307 | 6323983.7307 | 6323983.7307 | 6323983.7307 | 6323983.7307 | 6323983.7307 | 6323983.7307 | 6323983.7307 | 6323983.7307
143365711.1349 | LNI | 14928331.3629 | 14928331.3629 | 14928331.3629 | 14928331.3629 | 14928331.3629 | 14928331.3629 | 14928331.3629 | 14928331.3629 | 14928331.3629 | 14928331.3629 | 14928331.3629 | 14928331.3629 | 14928331.3629 | 14928331.3629 | 14928331.3629 | 14928331.3629 | 14928331.3629 | 14928331.3629 | 14928331.3629 | 14928331.3629
6761946.0151 | USI | 704105.3957 | 704105.3957 | 704105.3957 | 704105.3957 | 704105.3957 | 704105.3957 | 704105.3957 | 704105.3957 | 704105.3957 | 704105.3957 | 704105.3957 | 704105.3957 | 704105.3957 | 704105.3957 | 704105.3957 | 704105.3957 | 704105.3957 | 704105.3957 | 704105.3957 | 704105.3957
173283305.7549 | LSI | 18043579.5107 | 18043579.5107 | 18043579.5107 | 18043579.5107 | 18043579.5107 | 18043579.5107 | 18043579.5107 | 18043579.5107 | 18043579.5107 | 18043579.5107 | 18043579.5107 | 18043579.5107 | 18043579.5107 | 18043579.5107 | 18043579.5107 | 18043579.5107 | 18043579.5107 | 18043579.5107 | 18043579.5107 | 18043579.5107
384143968.0018 | Transpower
NPV (MW) | Volumes | Year 1 | Year 2 | Year 3 | Year 4 | Year 5 | Year 6 | Year 7 | Year 8 | Year 9 | Year 10 | Year 11 | Year 12 | Year 13 | Year 14 | Year 15 | Year 16 | Year 17 | Year 18 | Year 19 | Year 20 | TOTAL
| growth rate UNI |  | 0.84% | 0.8992% | 1.062% | 1.076% | 0.9788% | 0.9345% | 0.9266% | 0.9225% | 0.9199% | 0.9142% | 0.8979% | 0.8862% | 0.8792% | 0.8711% | 1.303% | 0.5166% | 0.5139% | 0.8408% | 0.8335%
| UNI | 1615 | 1628.5662 | 1643.21 | 1660.6579 | 1678.5308 | 1694.9608 | 1710.8002 | 1726.6522 | 1742.5804 | 1758.6098 | 1774.6866 | 1790.622 | 1806.4897 | 1822.3719 | 1838.247 | 1862.2045 | 1871.8244 | 1881.4443 | 1897.2643 | 1913.0784
| LNI | 2805 | 2828.5623 | 2853.9963 | 2884.3006 | 2915.3429 | 2943.8794 | 2971.3898 | 2998.9223 | 3026.5871 | 3054.4275 | 3082.3505 | 3110.0277 | 3137.5873 | 3165.1723 | 3192.7448 | 3234.3552 | 3251.0634 | 3267.7717 | 3295.2486 | 3322.7152
| USI | 273 | 275.2932 | 277.7686 | 280.718 | 283.7393 | 286.5166 | 289.1941 | 291.8737 | 294.5662 | 297.2758 | 299.9935 | 302.6872 | 305.3695 | 308.0542 | 310.7377 | 314.7875 | 316.4137 | 318.0398 | 320.714 | 323.3873
| LSI | 3229 | 3256.1239 | 3285.4025 | 3320.2875 | 3356.0222 | 3388.8722 | 3420.541 | 3452.2353 | 3484.0819 | 3516.1306 | 3548.2744 | 3580.1353 | 3611.8608 | 3643.6155 | 3675.3558 | 3723.2559 | 3742.4898 | 3761.7236 | 3793.3539 | 3824.9723
1182.5928 | UNI incremental cumulative |  | 13.5662 | 28.21 | 45.6579 | 63.5308 | 79.9608 | 95.8002 | 111.6522 | 127.5804 | 143.6098 | 159.6866 | 175.622 | 191.4897 | 207.3719 | 223.247 | 247.2045 | 256.8244 | 266.4443 | 282.2643 | 298.0784
2053.9769 | LNI incremental cumulative |  | 23.5623 | 48.9963 | 79.3006 | 110.3429 | 138.8794 | 166.3898 | 193.9223 | 221.5871 | 249.4275 | 277.3505 | 305.0277 | 332.5873 | 360.1723 | 387.7448 | 429.3552 | 446.0634 | 462.7717 | 490.2486 | 517.7152
199.9058 | USI incremental cumulative |  | 2.2932 | 4.7686 | 7.718 | 10.7393 | 13.5166 | 16.1941 | 18.8737 | 21.5662 | 24.2758 | 26.9935 | 29.6872 | 32.3695 | 35.0542 | 37.7377 | 41.7875 | 43.4137 | 45.0398 | 47.714 | 50.3873
2364.4533 | LSI incremental cumulative |  | 27.1239 | 56.4025 | 91.2875 | 127.0222 | 159.8722 | 191.541 | 223.2353 | 255.0819 | 287.1306 | 319.2744 | 351.1353 | 382.8608 | 414.6155 | 446.3558 | 494.2559 | 513.4898 | 532.7236 | 564.3539 | 595.9723
5800.9287 | Transpower
LRMC ($/MW) | Region
35949.0645 | UNI
48859.3604 | LNI
23677.9665 | USI
51300.7872 | LSI
46354.7806 | Transpower
NPV (MWh) | Volumes | Year 1 | Year 2 | Year 3 | Year 4 | Year 5 | Year 6 | Year 7 | Year 8 | Year 9 | Year 10 | Year 11 | Year 12 | Year 13 | Year 14 | Year 15 | Year 16 | Year 17 | Year 18 | Year 19 | Year 20 | TOTAL
| growth rate UNI |  | 0.84% | 0.8992% | 1.062% | 1.076% | 0.9788% | 0.9345% | 0.9266% | 0.9225% | 0.9199% | 0.9142% | 0.8979% | 0.8862% | 0.8792% | 0.8711% | 1.303% | 0.5166% | 0.5139% | 0.8408% | 0.8335%
| UNI | 8803800 | 8877752.8599 | 8957580.2769 | 9052693.4918 | 9150123.2478 | 9239688.0946 | 9326032.5947 | 9412446.3127 | 9499275.2808 | 9586655.4955 | 9674294.8984 | 9761162.8464 | 9847661.7541 | 9934240.2555 | 10020779.6281 | 10151378.2138 | 10203818.922 | 10256259.6301 | 10342498.927 | 10428705.7742
| LNI | 16287166.656 | 16423980.5948 | 16571662.5553 | 16747623.4792 | 16927870.0403 | 17093566.397 | 17253305.0625 | 17413171.7822 | 17573806.7209 | 17735461.4744 | 17897595.7303 | 18058302.7825 | 18218327.1043 | 18378498.6758 | 18538597.8584 | 18780207.2693 | 18877223.3933 | 18974239.5173 | 19133783.5552 | 19293267.5606
| USI | 1195740 | 1205784.3437 | 1216626.5749 | 1229544.9369 | 1242777.9337 | 1254942.7114 | 1266670.0987 | 1278406.8873 | 1290200.0755 | 1302068.1345 | 1313971.3967 | 1325769.8791 | 1337518.2382 | 1349277.4078 | 1361031.2629 | 1378769.2798 | 1385891.8237 | 1393014.3677 | 1404727.4662 | 1416436.1574
| LSI | 14143020 | 14261822.878 | 14390063.0419 | 14542859.3457 | 14699377.0981 | 14843260.128 | 14981969.7753 | 15120790.6188 | 15260278.5481 | 15400652.0372 | 15541441.904 | 15680992.4533 | 15819950.1512 | 15959035.7139 | 16098058.4175 | 16307860.8221 | 16392105.1239 | 16476349.4257 | 16614890.0673 | 16753378.5795
6446631.6843 | UNI incremental cumulative |  | 73952.8599 | 153780.2769 | 248893.4918 | 346323.2478 | 435888.0946 | 522232.5947 | 608646.3127 | 695475.2808 | 782855.4955 | 870494.8984 | 957362.8464 | 1043861.7541 | 1130440.2555 | 1216979.6281 | 1347578.2138 | 1400018.922 | 1452459.6301 | 1538698.927 | 1624905.7742
11926368.683 | LNI incremental cumulative |  | 136813.9388 | 284495.8993 | 460456.8232 | 640703.3843 | 806399.741 | 966138.4065 | 1126005.1262 | 1286640.0649 | 1448294.8184 | 1610429.0743 | 1771136.1265 | 1931160.4483 | 2091332.0198 | 2251431.2024 | 2493040.6133 | 2590056.7373 | 2687072.8613 | 2846616.8992 | 3006100.9046
875587.2885 | USI incremental cumulative |  | 10044.3437 | 20886.5749 | 33804.9369 | 47037.9337 | 59202.7114 | 70930.0987 | 82666.8873 | 94460.0755 | 106328.1345 | 118231.3967 | 130029.8791 | 141778.2382 | 153537.4078 | 165291.2629 | 183029.2798 | 190151.8237 | 197274.3677 | 208987.4662 | 220696.1574
10356305.3276 | LSI incremental cumulative |  | 118802.878 | 247043.0419 | 399839.3457 | 556357.0981 | 700240.128 | 838949.7753 | 977770.6188 | 1117258.5481 | 1257632.0372 | 1398421.904 | 1537972.4533 | 1676930.1512 | 1816015.7139 | 1955038.4175 | 2164840.8221 | 2249085.1239 | 2333329.4257 | 2471870.0673 | 2610358.5795
29604892.9833 | Transpower
LRMC ($/MWh) | Region
6.5946 | UNI | 42513103567.8384 | 487691207.9956 | 1014122903.2108 | 1641358667.7221 | 2283871147.6247 | 2874517517.9158 | 3443926917.7234 | 4013792783.1479 | 4586397065.8674 | 5162636611.9474 | 5740585407.2237 | 6313446748.0689 | 6883874407.0306 | 7454826956.6904 | 8025521466.5235 | 8886769863.2396 | 9232596546.8012 | 9578423230.3627 | 10147138854.2387 | 10715640484.6679
8.4146 | LNI | 100355997794.4272 | 1151238881.3455 | 2393928160.8904 | 3874574496.189 | 5391282889.7107 | 6785556674.9597 | 8129698684.7293 | 9474918222.5691 | 10826602040.2886 | 12186867223.5441 | 13551167242.9837 | 14903457869.4874 | 16250003571.4095 | 17597788324.9492 | 18944963952.311 | 20978018115.5615 | 21794373050.3965 | 22610727985.2316 | 23953232274.6274 | 25295231413.2798
5.4059 | USI | 4733362210.5443 | 54299002.9099 | 112911329.074 | 182747069.4853 | 254283702.5923 | 320045620.079 | 383443036.6208 | 446891275.5426 | 510644406.8353 | 574802284.3538 | 639150467.7986 | 702932219.6604 | 766443008.057 | 830012237.2068 | 893552736.486 | 989443186.0836 | 1027947148.8149 | 1066451111.5462 | 1129771283.8386 | 1193067630.3359
11.7125 | LSI | 121298314028.4564 | 1391479716.4119 | 2893493724.3719 | 4683121729.5861 | 6516337232.8971 | 8201568441.4116 | 9826206362.2447 | 11452146669.9916 | 13085900225.2577 | 14730025907.6955 | 16379028417.0026 | 18013515410.0708 | 19641058626.1723 | 21270099459.5115 | 22898404054.0605 | 25355716499.2616 | 26342428598.3944 | 27329140697.5272 | 28951799138.0646 | 30573847012.8676
9.083 | Transpower
0.3 | adjustment
Note on C2: Linda O'Mullane: The brief asked to exclude Tiwai but there is no Tiwai in the Vol.by Gen, I only excluded Huntly.
Note on B3: Linda O'Mullane: Blair's capex data 8 March 2016
Note on B10: Linda O'Mullane: Source: Transpower Transmission Planning report July 2015
Note on B11: Linda O'Mullane: assuming generation and load have the same growth rate. Using winter P50 peak demand forecast (provided by NZ EA)
Note on B29: Linda O'Mullane: Source: applied conversion rate to Transpower Transmission Planning report July 2015 Conversion rate was calcuated based on the generation model, in which we did the 'switches'.
Note on B30: Linda O'Mullane: assuming generation and load have the same growth rate.

## LRMC_gen_scen1b) Huntly goes
WACC | 8%
Scenario 1b Huntly goes |  | Excluding Huntly for Volumes MW
NPV ($ Capex) | CAPEX | Year 1 | Year 2 | Year 3 | Year 4 | Year 5 | Year 6 | Year 7 | Year 8 | Year 9 | Year 10 | Year 11 | Year 12 | Year 13 | Year 14 | Year 15 | Year 16 | Year 17 | Year 18 | Year 19 | Year 20
84112480.3893 | UNI | 6323983.7307 | 6323983.7307 | 12647967.4613 | 12647967.4613 | 12647967.4613 | 12647967.4613 | 12647967.4613 | 6323983.7307 | 6323983.7307 | 6323983.7307 | 6323983.7307 | 6323983.7307 | 6323983.7307 | 6323983.7307 | 6323983.7307 | 6323983.7307 | 6323983.7307 | 6323983.7307 | 6323983.7307 | 6323983.7307
198555061.5697 | LNI | 14928331.3629 | 14928331.3629 | 29856662.7258 | 29856662.7258 | 29856662.7258 | 29856662.7258 | 29856662.7258 | 14928331.3629 | 14928331.3629 | 14928331.3629 | 14928331.3629 | 14928331.3629 | 14928331.3629 | 14928331.3629 | 14928331.3629 | 14928331.3629 | 14928331.3629 | 14928331.3629 | 14928331.3629 | 14928331.3629
9364991.0897 | USI | 704105.3957 | 704105.3957 | 1408210.7914 | 1408210.7914 | 1408210.7914 | 1408210.7914 | 1408210.7914 | 704105.3957 | 704105.3957 | 704105.3957 | 704105.3957 | 704105.3957 | 704105.3957 | 704105.3957 | 704105.3957 | 704105.3957 | 704105.3957 | 704105.3957 | 704105.3957 | 704105.3957
239989584.4746 | LSI | 18043579.5107 | 18043579.5107 | 36087159.0214 | 36087159.0214 | 36087159.0214 | 36087159.0214 | 36087159.0214 | 18043579.5107 | 18043579.5107 | 18043579.5107 | 18043579.5107 | 18043579.5107 | 18043579.5107 | 18043579.5107 | 18043579.5107 | 18043579.5107 | 18043579.5107 | 18043579.5107 | 18043579.5107 | 18043579.5107
532022117.5232 | Transpower | 40000000 | 40000000 | 80000000 | 80000000 | 80000000 | 80000000 | 80000000 | 40000000 | 40000000 | 40000000 | 40000000 | 40000000 | 40000000 | 40000000 | 40000000 | 40000000 | 40000000 | 40000000 | 40000000 | 40000000
NPV (MW) | Volumes | Year 1 | Year 2 | Year 3 | Year 4 | Year 5 | Year 6 | Year 7 | Year 8 | Year 9 | Year 10 | Year 11 | Year 12 | Year 13 | Year 14 | Year 15 | Year 16 | Year 17 | Year 18 | Year 19 | Year 20
| growth rate | 0% | 0.84% | 0.8992% | 1.062% | 1.076% | 0.9788% | 0.9345% | 0.9266% | 0.9225% | 0.9199% | 0.9142% | 0.8979% | 0.8862% | 0.8792% | 0.8711% | 1.303% | 0.5166% | 0.5139% | 0.8408% | 0.8335%
12196.3086 | UNI total | 1180 | 1189.9121 | 1200.6116 | 1213.3599 | 1226.4188 | 1238.4234 | 1249.9964 | 1261.5787 | 1273.2167 | 1284.9285 | 1296.6751 | 1308.3182 | 1319.912 | 1331.5163 | 1343.1155 | 1360.62 | 1367.6488 | 1374.6776 | 1386.2365 | 1397.791
28992.0727 | LNI total | 2805 | 2828.5623 | 2853.9963 | 2884.3006 | 2915.3429 | 2943.8794 | 2971.3898 | 2998.9223 | 3026.5871 | 3054.4275 | 3082.3505 | 3110.0277 | 3137.5873 | 3165.1723 | 3192.7448 | 3234.3552 | 3251.0634 | 3267.7717 | 3295.2486 | 3322.7152
2821.6884 | USI total | 273 | 275.2932 | 277.7686 | 280.718 | 283.7393 | 286.5166 | 289.1941 | 291.8737 | 294.5662 | 297.2758 | 299.9935 | 302.6872 | 305.3695 | 308.0542 | 310.7377 | 314.7875 | 316.4137 | 318.0398 | 320.714 | 323.3873
33374.4751 | LSI total | 3229 | 3256.1239 | 3285.4025 | 3320.2875 | 3356.0222 | 3388.8722 | 3420.541 | 3452.2353 | 3484.0819 | 3516.1306 | 3548.2744 | 3580.1353 | 3611.8608 | 3643.6155 | 3675.3558 | 3723.2559 | 3742.4898 | 3761.7236 | 3793.3539 | 3824.9723
864.0616 | UNI incremental cumulative |  | 9.9121 | 20.6116 | 33.3599 | 46.4188 | 58.4234 | 69.9964 | 81.5787 | 93.2167 | 104.9285 | 116.6751 | 128.3182 | 139.912 | 151.5163 | 163.1155 | 180.62 | 187.6488 | 194.6776 | 206.2365 | 217.791
2053.9769 | LNI incremental cumulative |  | 23.5623 | 48.9963 | 79.3006 | 110.3429 | 138.8794 | 166.3898 | 193.9223 | 221.5871 | 249.4275 | 277.3505 | 305.0277 | 332.5873 | 360.1723 | 387.7448 | 429.3552 | 446.0634 | 462.7717 | 490.2486 | 517.7152
199.9058 | USI incremental cumulative |  | 2.2932 | 4.7686 | 7.718 | 10.7393 | 13.5166 | 16.1941 | 18.8737 | 21.5662 | 24.2758 | 26.9935 | 29.6872 | 32.3695 | 35.0542 | 37.7377 | 41.7875 | 43.4137 | 45.0398 | 47.714 | 50.3873
2364.4533 | LSI incremental cumulative |  | 27.1239 | 56.4025 | 91.2875 | 127.0222 | 159.8722 | 191.541 | 223.2353 | 255.0819 | 287.1306 | 319.2744 | 351.1353 | 382.8608 | 414.6155 | 446.3558 | 494.2559 | 513.4898 | 532.7236 | 564.3539 | 595.9723
5482.3975 | Transpower
LRMC ($/MW) | Region
68141.8284 | UNI
67668.0165 | LNI
32792.9186 | USI
71049.2828 | LSI
67929.3101 | Transpower
NPV (MWh) | Volumes | Year 1 | Year 2 | Year 3 | Year 4 | Year 5 | Year 6 | Year 7 | Year 8 | Year 9 | Year 10 | Year 11 | Year 12 | Year 13 | Year 14 | Year 15 | Year 16 | Year 17 | Year 18 | Year 19 | Year 20
| growth rate |  | 0.84% | 0.8992% | 1.062% | 1.076% | 0.9788% | 0.9345% | 0.9266% | 0.9225% | 0.9199% | 0.9142% | 0.8979% | 0.8862% | 0.8792% | 0.8711% | 1.303% | 0.5166% | 0.5139% | 0.8408% | 0.8335%
| UNI total | 5522908.7926 | 5569301.8161 | 5619380.1394 | 5679047.7387 | 5740168.5793 | 5796355.5076 | 5850522.2083 | 5904732.3315 | 5959202.9546 | 6014019.3924 | 6068998.4276 | 6123493.504 | 6177757.0694 | 6232070.5666 | 6286359.5171 | 6368288.2385 | 6401185.9926 | 6434083.7468 | 6488184.45 | 6542264.7965
| LNI total | 16287166.656 | 16423980.5948 | 16571662.5553 | 16747623.4792 | 16927870.0403 | 17093566.397 | 17253305.0625 | 17413171.7822 | 17573806.7209 | 17735461.4744 | 17897595.7303 | 18058302.7825 | 18218327.1043 | 18378498.6758 | 18538597.8584 | 18780207.2693 | 18877223.3933 | 18974239.5173 | 19133783.5552 | 19293267.5606
| USI total | 1195740 | 1205784.3437 | 1216626.5749 | 1229544.9369 | 1242777.9337 | 1254942.7114 | 1266670.0987 | 1278406.8873 | 1290200.0755 | 1302068.1345 | 1313971.3967 | 1325769.8791 | 1337518.2382 | 1349277.4078 | 1361031.2629 | 1378769.2798 | 1385891.8237 | 1393014.3677 | 1404727.4662 | 1416436.1574
| LSI total | 14143020 | 14261822.878 | 14390063.0419 | 14542859.3457 | 14699377.0981 | 14843260.128 | 14981969.7753 | 15120790.6188 | 15260278.5481 | 15400652.0372 | 15541441.904 | 15680992.4533 | 15819950.1512 | 15959035.7139 | 16098058.4175 | 16307860.8221 | 16392105.1239 | 16476349.4257 | 16614890.0673 | 16753378.5795
4044180.7869 | UNI incremental cumulative |  | 46393.0235 | 96471.3469 | 156138.9461 | 217259.7867 | 273446.7151 | 327613.4157 | 381823.539 | 436294.162 | 491110.5999 | 546089.635 | 600584.7114 | 654848.2769 | 709161.7741 | 763450.7245 | 845379.4459 | 878277.2001 | 911174.9542 | 965275.6574 | 1019356.0039
11926368.683 | LNI incremental cumulative |  | 136813.9388 | 284495.8993 | 460456.8232 | 640703.3843 | 806399.741 | 966138.4065 | 1126005.1262 | 1286640.0649 | 1448294.8184 | 1610429.0743 | 1771136.1265 | 1931160.4483 | 2091332.0198 | 2251431.2024 | 2493040.6133 | 2590056.7373 | 2687072.8613 | 2846616.8992 | 3006100.9046
875587.2885 | USI incremental cumulative |  | 10044.3437 | 20886.5749 | 33804.9369 | 47037.9337 | 59202.7114 | 70930.0987 | 82666.8873 | 94460.0755 | 106328.1345 | 118231.3967 | 130029.8791 | 141778.2382 | 153537.4078 | 165291.2629 | 183029.2798 | 190151.8237 | 197274.3677 | 208987.4662 | 220696.1574
10356305.3276 | LSI incremental cumulative |  | 118802.878 | 247043.0419 | 399839.3457 | 556357.0981 | 700240.128 | 838949.7753 | 977770.6188 | 1117258.5481 | 1257632.0372 | 1398421.904 | 1537972.4533 | 1676930.1512 | 1816015.7139 | 1955038.4175 | 2164840.8221 | 2249085.1239 | 2333329.4257 | 2471870.0673 | 2610358.5795
27202442.0859 | Transpower
LRMC ($/MWh)
14.5589 | UNI | 58878736272.4873 | 675430387.5313 | 1404514607.3788 | 2273207929.2015 | 3163058814.7196 | 3981077471.2775 | 4769683878.9195 | 5558922470.91 | 6351953647.6845 | 7150019500.7051 | 7950452586.9834 | 8743839777.6999 | 9533856428.4708 | 10324600029.2498 | 11114986256.475 | 12307776548.4007 | 12786730950.4222 | 13265685352.4437 | 14053330911.6253 | 14840680099.5082
11.6539 | LNI | 138988543098.7564 | 1594414069.8459 | 3315482827.9105 | 5366111405.2797 | 7466684311.2764 | 9397690791.7212 | 11259267017.9713 | 13122335572.1333 | 14994356863.1759 | 16878262959.5103 | 18767757122.4795 | 20640618816.3949 | 22505524048.1622 | 24372145310.6892 | 26237922960.8574 | 29053611533.5512 | 30184226400.0051 | 31314841266.4592 | 33174149323.6535 | 35032757769.7891
7.487 | USI | 6555493762.8132 | 75201676.7511 | 156377112.203 | 253096471.5766 | 352171490.8306 | 443248788.6876 | 531051359.0873 | 618924316.1973 | 707219535.5275 | 796075310.1756 | 885194649.9719 | 973529507.5029 | 1061489092.8221 | 1149529615.956 | 1237530349.5113 | 1370334309.2104 | 1423660565.7488 | 1476986822.2872 | 1564682412.8757 | 1652345005.8097
16.2213 | LSI | 167992709132.1968 | 1927136820.778 | 4007358663.7009 | 6485912956.4197 | 9024833973.5091 | 11358803398.3937 | 13608853845.2255 | 15860708039.3534 | 18123383229.8686 | 20400423349.9956 | 22684217655.9848 | 24947908624.8672 | 27201982774.9702 | 29458131057.587 | 31713259682.5943 | 35116526893.3549 | 36483078769.9782 | 37849630646.6016 | 40096939602.2574 | 42343402951.8333
13.6905 | Transpower
DISREGARD - JUST WORKINGS
Volumes
Region | Name | Year 1 | Year 2 | Year 3 | Year 4 | Year 5 | Year 6 | Year 7 | Year 8 | Year 9 | Year 10 | Year 11 | Year 12 | Year 13 | Year 14 | Year 15 | Year 16 | Year 17 | Year 18 | Year 19 | Year 20
LNI | Tauhara_stage_2 |  |  |  |  | 1971000 | 1971000 | 1971000 | 1971000 | 1971000 | 1971000 | 1971000 | 1971000 | 1971000 | 1971000 | 1971000 | 1971000 | 1971000 | 1971000 | 1971000 | 1971000
#REF! | #REF! | [8 empty] | #REF! | #REF! | #REF! | #REF! | #REF! | #REF! | #REF! | #REF! | #REF! | #REF! | #REF! | #REF!
LSI | Hawea_Control_Gate_Retrofit | [9 empty] | 74460 | 74460 | 74460 | 74460 | 74460 | 74460 | 74460 | 74460 | 74460 | 74460 | 74460
LNI | Hauauru_ma_raki_stage1 | [11 empty] | 974840.832 | 974840.832 | 974840.832 | 974840.832 | 974840.832 | 974840.832 | 974840.832 | 974840.832 | 974840.832
LNI | Hauauru_ma_raki_stage2 | [15 empty] | 974840.832 | 974840.832 | 974840.832 | 974840.832 | 974840.832
USI | Lake_Pukaki | [16 empty] | 153300 | 153300 | 153300 | 153300
USI | Rodney_CCGT_stage_1
USI | Rodney_CCGT_stage_2
LNI | Turitea
USI | PropopsedCCGT1
LNI | Hawkes_Bay_windfarm_Maungaharuru
LNI | 16662145.3303 | 0 | 0 | 0 | 0 | 1971000 | 1971000 | 1971000 | 1971000 | 1971000 | 1971000 | 1971000 | 2945840.832 | 2945840.832 | 2945840.832 | 2945840.832 | 3920681.664 | 3920681.664 | 3920681.664 | 3920681.664 | 3920681.664
UNI | 0 | 0 | 0 | 0 | 0 | 0 | 0 | 0 | 0 | 0 | 0 | 0 | 0 | 0 | 0 | 0 | 0 | 0 | 0 | 0 | 0
LSI | 265915.9821 | 0 | 0 | 0 | 0 | 0 | 0 | 0 | 0 | 0 | 74460 | 74460 | 74460 | 74460 | 74460 | 74460 | 74460 | 74460 | 74460 | 74460 | 74460
USI | 148207.106 | 0 | 0 | 0 | 0 | 0 | 0 | 0 | 0 | 0 | 0 | 0 | 0 | 0 | 0 | 0 | 0 | 153300 | 153300 | 153300 | 153300
LNI | 5.0481
UNI | #DIV/0!
LSI | 35.2179
USI | 1619.2853
0.3 | adjustment
Note on B10: Linda O'Mullane: Source: Transpower Transmission Planning report July 2015
Note on B11: Linda O'Mullane: assuming generation and load have the same growth rate.
Note on B29: Linda O'Mullane: Source: applied conversion rate as a weighted average of generation types for each location. Based on Transpower Transmission Planning report July 2015
Note on B30: Linda O'Mullane: assuming generation and load have the same growth rate.
Note on C30: Linda O'Mullane: I assumed that only the two Huntly generators are excluded

## LRMC_gen_S2a)_Low_Inv
WACC | 8%
Scenario 2a) Low Investment Huntly stays
NPV ($ Capex) | CAPEX | Year 1 | Year 2 | Year 3 | Year 4 | Year 5 | Year 6 | Year 7 | Year 8 | Year 9 | Year 10 | Year 11 | Year 12 | Year 13 | Year 14 | Year 15 | Year 16 | Year 17 | Year 18 | Year 19 | Year 20
42056240.1946 | UNI | 3161991.8653 | 3161991.8653 | 6323983.7307 | 6323983.7307 | 6323983.7307 | 6323983.7307 | 6323983.7307 | 3161991.8653 | 3161991.8653 | 3161991.8653 | 3161991.8653 | 3161991.8653 | 3161991.8653 | 3161991.8653 | 3161991.8653 | 3161991.8653 | 3161991.8653 | 3161991.8653 | 3161991.8653 | 3161991.8653
99277530.7848 | LNI | 7464165.6815 | 7464165.6815 | 14928331.3629 | 14928331.3629 | 14928331.3629 | 14928331.3629 | 14928331.3629 | 7464165.6815 | 7464165.6815 | 7464165.6815 | 7464165.6815 | 7464165.6815 | 7464165.6815 | 7464165.6815 | 7464165.6815 | 7464165.6815 | 7464165.6815 | 7464165.6815 | 7464165.6815 | 7464165.6815
4682495.5449 | USI | 352052.6979 | 352052.6979 | 704105.3957 | 704105.3957 | 704105.3957 | 704105.3957 | 704105.3957 | 352052.6979 | 352052.6979 | 352052.6979 | 352052.6979 | 352052.6979 | 352052.6979 | 352052.6979 | 352052.6979 | 352052.6979 | 352052.6979 | 352052.6979 | 352052.6979 | 352052.6979
119994792.2373 | LSI | 9021789.7554 | 9021789.7554 | 18043579.5107 | 18043579.5107 | 18043579.5107 | 18043579.5107 | 18043579.5107 | 9021789.7554 | 9021789.7554 | 9021789.7554 | 9021789.7554 | 9021789.7554 | 9021789.7554 | 9021789.7554 | 9021789.7554 | 9021789.7554 | 9021789.7554 | 9021789.7554 | 9021789.7554 | 9021789.7554
266011058.7616 | Transpower | 0 | 0 | 0 | 0 | 0 | 0 | 0 | 0 | 0 | 0 | 0 | 0 | 0 | 0 | 0 | 0 | 0 | 0 | 0 | 0
NPV (MW) | Volumes | Year 1 | Year 2 | Year 3 | Year 4 | Year 5 | Year 6 | Year 7 | Year 8 | Year 9 | Year 10 | Year 11 | Year 12 | Year 13 | Year 14 | Year 15 | Year 16 | Year 17 | Year 18 | Year 19 | Year 20
| growth rate | 0% | 0.84% | 0.8992% | 1.062% | 1.076% | 0.9788% | 0.9345% | 0.9266% | 0.9225% | 0.9199% | 0.9142% | 0.8979% | 0.8862% | 0.8792% | 0.8711% | 1.303% | 0.5166% | 0.5139% | 0.8408% | 0.8335%
16692.4055 | UNI total | 1615 | 1628.5662 | 1643.21 | 1660.6579 | 1678.5308 | 1694.9608 | 1710.8002 | 1726.6522 | 1742.5804 | 1758.6098 | 1774.6866 | 1790.622 | 1806.4897 | 1822.3719 | 1838.247 | 1862.2045 | 1871.8244 | 1881.4443 | 1897.2643 | 1913.0784
28992.0727 | LNI total | 2805 | 2828.5623 | 2853.9963 | 2884.3006 | 2915.3429 | 2943.8794 | 2971.3898 | 2998.9223 | 3026.5871 | 3054.4275 | 3082.3505 | 3110.0277 | 3137.5873 | 3165.1723 | 3192.7448 | 3234.3552 | 3251.0634 | 3267.7717 | 3295.2486 | 3322.7152
2821.6884 | USI total | 273 | 275.2932 | 277.7686 | 280.718 | 283.7393 | 286.5166 | 289.1941 | 291.8737 | 294.5662 | 297.2758 | 299.9935 | 302.6872 | 305.3695 | 308.0542 | 310.7377 | 314.7875 | 316.4137 | 318.0398 | 320.714 | 323.3873
33374.4751 | LSI total | 3229 | 3256.1239 | 3285.4025 | 3320.2875 | 3356.0222 | 3388.8722 | 3420.541 | 3452.2353 | 3484.0819 | 3516.1306 | 3548.2744 | 3580.1353 | 3611.8608 | 3643.6155 | 3675.3558 | 3723.2559 | 3742.4898 | 3761.7236 | 3793.3539 | 3824.9723
1182.5928 | UNI incremental cumulative |  | 13.5662 | 28.21 | 45.6579 | 63.5308 | 79.9608 | 95.8002 | 111.6522 | 127.5804 | 143.6098 | 159.6866 | 175.622 | 191.4897 | 207.3719 | 223.247 | 247.2045 | 256.8244 | 266.4443 | 282.2643 | 298.0784
2053.9769 | LNI incremental cumulative |  | 23.5623 | 48.9963 | 79.3006 | 110.3429 | 138.8794 | 166.3898 | 193.9223 | 221.5871 | 249.4275 | 277.3505 | 305.0277 | 332.5873 | 360.1723 | 387.7448 | 429.3552 | 446.0634 | 462.7717 | 490.2486 | 517.7152
199.9058 | USI incremental cumulative |  | 2.2932 | 4.7686 | 7.718 | 10.7393 | 13.5166 | 16.1941 | 18.8737 | 21.5662 | 24.2758 | 26.9935 | 29.6872 | 32.3695 | 35.0542 | 37.7377 | 41.7875 | 43.4137 | 45.0398 | 47.714 | 50.3873
2364.4533 | LSI incremental cumulative |  | 27.1239 | 56.4025 | 91.2875 | 127.0222 | 159.8722 | 191.541 | 223.2353 | 255.0819 | 287.1306 | 319.2744 | 351.1353 | 382.8608 | 414.6155 | 446.3558 | 494.2559 | 513.4898 | 532.7236 | 564.3539 | 595.9723
5800.9287 | Transpower
LRMC ($/MW) | Region
24893.9187 | UNI
33834.0083 | LNI
16396.4593 | USI
35524.6414 | LSI
32099.6431 | Transpower
NPV (MWh) | Volumes | Year 1 | Year 2 | Year 3 | Year 4 | Year 5 | Year 6 | Year 7 | Year 8 | Year 9 | Year 10 | Year 11 | Year 12 | Year 13 | Year 14 | Year 15 | Year 16 | Year 17 | Year 18 | Year 19 | Year 20
| growth rate |  | 0.84% | 0.8992% | 1.062% | 1.076% | 0.9788% | 0.9345% | 0.9266% | 0.9225% | 0.9199% | 0.9142% | 0.8979% | 0.8862% | 0.8792% | 0.8711% | 1.303% | 0.5166% | 0.5139% | 0.8408% | 0.8335%
| UNI total | 8803800 | 8877752.8599 | 8957580.2769 | 9052693.4918 | 9150123.2478 | 9239688.0946 | 9326032.5947 | 9412446.3127 | 9499275.2808 | 9586655.4955 | 9674294.8984 | 9761162.8464 | 9847661.7541 | 9934240.2555 | 10020779.6281 | 10151378.2138 | 10203818.922 | 10256259.6301 | 10342498.927 | 10428705.7742
| LNI total | 16287166.656 | 16423980.5948 | 16571662.5553 | 16747623.4792 | 16927870.0403 | 17093566.397 | 17253305.0625 | 17413171.7822 | 17573806.7209 | 17735461.4744 | 17897595.7303 | 18058302.7825 | 18218327.1043 | 18378498.6758 | 18538597.8584 | 18780207.2693 | 18877223.3933 | 18974239.5173 | 19133783.5552 | 19293267.5606
| USI total | 1195740 | 1205784.3437 | 1216626.5749 | 1229544.9369 | 1242777.9337 | 1254942.7114 | 1266670.0987 | 1278406.8873 | 1290200.0755 | 1302068.1345 | 1313971.3967 | 1325769.8791 | 1337518.2382 | 1349277.4078 | 1361031.2629 | 1378769.2798 | 1385891.8237 | 1393014.3677 | 1404727.4662 | 1416436.1574
| LSI total | 14143020 | 14261822.878 | 14390063.0419 | 14542859.3457 | 14699377.0981 | 14843260.128 | 14981969.7753 | 15120790.6188 | 15260278.5481 | 15400652.0372 | 15541441.904 | 15680992.4533 | 15819950.1512 | 15959035.7139 | 16098058.4175 | 16307860.8221 | 16392105.1239 | 16476349.4257 | 16614890.0673 | 16753378.5795
6446631.6843 | UNI incremental cumulative |  | 73952.8599 | 153780.2769 | 248893.4918 | 346323.2478 | 435888.0946 | 522232.5947 | 608646.3127 | 695475.2808 | 782855.4955 | 870494.8984 | 957362.8464 | 1043861.7541 | 1130440.2555 | 1216979.6281 | 1347578.2138 | 1400018.922 | 1452459.6301 | 1538698.927 | 1624905.7742
11926368.683 | LNI incremental cumulative |  | 136813.9388 | 284495.8993 | 460456.8232 | 640703.3843 | 806399.741 | 966138.4065 | 1126005.1262 | 1286640.0649 | 1448294.8184 | 1610429.0743 | 1771136.1265 | 1931160.4483 | 2091332.0198 | 2251431.2024 | 2493040.6133 | 2590056.7373 | 2687072.8613 | 2846616.8992 | 3006100.9046
875587.2885 | USI incremental cumulative |  | 10044.3437 | 20886.5749 | 33804.9369 | 47037.9337 | 59202.7114 | 70930.0987 | 82666.8873 | 94460.0755 | 106328.1345 | 118231.3967 | 130029.8791 | 141778.2382 | 153537.4078 | 165291.2629 | 183029.2798 | 190151.8237 | 197274.3677 | 208987.4662 | 220696.1574
10356305.3276 | LSI incremental cumulative |  | 118802.878 | 247043.0419 | 399839.3457 | 556357.0981 | 700240.128 | 838949.7753 | 977770.6188 | 1117258.5481 | 1257632.0372 | 1398421.904 | 1537972.4533 | 1676930.1512 | 1816015.7139 | 1955038.4175 | 2164840.8221 | 2249085.1239 | 2333329.4257 | 2471870.0673 | 2610358.5795
29604892.9833 | Transpower
LRMC ($/MWh)
4.5666 | UNI | 29439368136.2437 | 337715193.7656 | 702257303.6894 | 1136603964.6007 | 1581529407.3598 | 1990538735.6387 | 2384841939.4598 | 2779461235.455 | 3175976823.8422 | 3575009750.3525 | 3975226293.4917 | 4371919888.8499 | 4766928214.2354 | 5162300014.6249 | 5557493128.2375 | 6153888274.2004 | 6393365475.2111 | 6632842676.2218 | 7026665455.8126 | 7420340049.7541
5.8269 | LNI | 69494271549.3782 | 797207034.9229 | 1657741413.9552 | 2683055702.6399 | 3733342155.6382 | 4698845395.8606 | 5629633508.9857 | 6561167786.0666 | 7497178431.588 | 8439131479.7551 | 9383878561.2398 | 10320309408.1975 | 11252762024.0811 | 12186072655.3446 | 13118961480.4287 | 14526805766.7756 | 15092113200.0026 | 15657420633.2296 | 16587074661.8267 | 17516378884.8946
3.7435 | USI | 3277746881.4066 | 37600838.3755 | 78188556.1015 | 126548235.7883 | 176085745.4153 | 221624394.3438 | 265525679.5437 | 309462158.0987 | 353609767.7637 | 398037655.0878 | 442597324.986 | 486764753.7515 | 530744546.4111 | 574764807.978 | 618765174.7557 | 685167154.6052 | 711830282.8744 | 738493411.1436 | 782341206.4379 | 826172502.9049
8.1106 | LSI | 83996354566.0984 | 963568410.389 | 2003679331.8504 | 3242956478.2099 | 4512416986.7546 | 5679401699.1969 | 6804426922.6127 | 7930354019.6767 | 9061691614.9343 | 10200211674.9978 | 11342108827.9924 | 12473954312.4336 | 13600991387.4851 | 14729065528.7935 | 15856629841.2971 | 17558263446.6775 | 18241539384.9891 | 18924815323.3008 | 20048469801.1287 | 21171701475.9167
6.2898 | Transpower
DISREGARD - JUST WORKINGS
Volumes
Region | Name | Year 1 | Year 2 | Year 3 | Year 4 | Year 5 | Year 6 | Year 7 | Year 8 | Year 9 | Year 10 | Year 11 | Year 12 | Year 13 | Year 14 | Year 15 | Year 16 | Year 17 | Year 18 | Year 19 | Year 20
LNI | Tauhara_stage_2 |  |  |  |  | 1971000 | 1971000 | 1971000 | 1971000 | 1971000 | 1971000 | 1971000 | 1971000 | 1971000 | 1971000 | 1971000 | 1971000 | 1971000 | 1971000 | 1971000 | 1971000
#REF! | #REF! | [8 empty] | #REF! | #REF! | #REF! | #REF! | #REF! | #REF! | #REF! | #REF! | #REF! | #REF! | #REF! | #REF!
LSI | Hawea_Control_Gate_Retrofit | [9 empty] | 74460 | 74460 | 74460 | 74460 | 74460 | 74460 | 74460 | 74460 | 74460 | 74460 | 74460
LNI | Hauauru_ma_raki_stage1 | [11 empty] | 974840.832 | 974840.832 | 974840.832 | 974840.832 | 974840.832 | 974840.832 | 974840.832 | 974840.832 | 974840.832
LNI | Hauauru_ma_raki_stage2 | [15 empty] | 974840.832 | 974840.832 | 974840.832 | 974840.832 | 974840.832
USI | Lake_Pukaki | [16 empty] | 153300 | 153300 | 153300 | 153300
USI | Rodney_CCGT_stage_1
USI | Rodney_CCGT_stage_2
LNI | Turitea
USI | PropopsedCCGT1
LNI | Hawkes_Bay_windfarm_Maungaharuru
LNI | 16662145.3303 | 0 | 0 | 0 | 0 | 1971000 | 1971000 | 1971000 | 1971000 | 1971000 | 1971000 | 1971000 | 2945840.832 | 2945840.832 | 2945840.832 | 2945840.832 | 3920681.664 | 3920681.664 | 3920681.664 | 3920681.664 | 3920681.664
UNI | 0 | 0 | 0 | 0 | 0 | 0 | 0 | 0 | 0 | 0 | 0 | 0 | 0 | 0 | 0 | 0 | 0 | 0 | 0 | 0 | 0
LSI | 265915.9821 | 0 | 0 | 0 | 0 | 0 | 0 | 0 | 0 | 0 | 74460 | 74460 | 74460 | 74460 | 74460 | 74460 | 74460 | 74460 | 74460 | 74460 | 74460
USI | 148207.106 | 0 | 0 | 0 | 0 | 0 | 0 | 0 | 0 | 0 | 0 | 0 | 0 | 0 | 0 | 0 | 0 | 153300 | 153300 | 153300 | 153300
LNI | 2.5241
UNI | #DIV/0!
LSI | 17.6089
USI | 809.6426
0.3 | adjustment
Note on B10: Linda O'Mullane: Source: Transpower Transmission Planning report July 2015
Note on B11: Linda O'Mullane: assuming generation and load have the same growth rate.
Note on B29: Linda O'Mullane: Source: applied conversion rate as a weighted average of generation types for each location. Based on Transpower Transmission Planning report July 2015
Note on B30: Linda O'Mullane: assuming generation and load have the same growth rate.
Note on C30: Linda O'Mullane: I assumed that only the two Huntly generators are excluded

## LRMC_gen_S2b)_Low_Inv
WACC | 8%
Scenario 2b) Low Investment Huntly goes
NPV ($ Capex) | CAPEX | Year 1 | Year 2 | Year 3 | Year 4 | Year 5 | Year 6 | Year 7 | Year 8 | Year 9 | Year 10 | Year 11 | Year 12 | Year 13 | Year 14 | Year 15 | Year 16 | Year 17 | Year 18 | Year 19 | Year 20
42056240.1946 | UNI | 3161991.8653 | 3161991.8653 | 6323983.7307 | 6323983.7307 | 6323983.7307 | 6323983.7307 | 6323983.7307 | 3161991.8653 | 3161991.8653 | 3161991.8653 | 3161991.8653 | 3161991.8653 | 3161991.8653 | 3161991.8653 | 3161991.8653 | 3161991.8653 | 3161991.8653 | 3161991.8653 | 3161991.8653 | 3161991.8653
99277530.7848 | LNI | 7464165.6815 | 7464165.6815 | 14928331.3629 | 14928331.3629 | 14928331.3629 | 14928331.3629 | 14928331.3629 | 7464165.6815 | 7464165.6815 | 7464165.6815 | 7464165.6815 | 7464165.6815 | 7464165.6815 | 7464165.6815 | 7464165.6815 | 7464165.6815 | 7464165.6815 | 7464165.6815 | 7464165.6815 | 7464165.6815
4682495.5449 | USI | 352052.6979 | 352052.6979 | 704105.3957 | 704105.3957 | 704105.3957 | 704105.3957 | 704105.3957 | 352052.6979 | 352052.6979 | 352052.6979 | 352052.6979 | 352052.6979 | 352052.6979 | 352052.6979 | 352052.6979 | 352052.6979 | 352052.6979 | 352052.6979 | 352052.6979 | 352052.6979
119994792.2373 | LSI | 9021789.7554 | 9021789.7554 | 18043579.5107 | 18043579.5107 | 18043579.5107 | 18043579.5107 | 18043579.5107 | 9021789.7554 | 9021789.7554 | 9021789.7554 | 9021789.7554 | 9021789.7554 | 9021789.7554 | 9021789.7554 | 9021789.7554 | 9021789.7554 | 9021789.7554 | 9021789.7554 | 9021789.7554 | 9021789.7554
266011058.7616 | Transpower | 0 | 0 | 0 | 0 | 0 | 0 | 0 | 0 | 0 | 0 | 0 | 0 | 0 | 0 | 0 | 0 | 0 | 0 | 0 | 0
NPV (MW) | Volumes | Year 1 | Year 2 | Year 3 | Year 4 | Year 5 | Year 6 | Year 7 | Year 8 | Year 9 | Year 10 | Year 11 | Year 12 | Year 13 | Year 14 | Year 15 | Year 16 | Year 17 | Year 18 | Year 19 | Year 20
| growth rate | 0% | 0.84% | 0.8992% | 1.062% | 1.076% | 0.9788% | 0.9345% | 0.9266% | 0.9225% | 0.9199% | 0.9142% | 0.8979% | 0.8862% | 0.8792% | 0.8711% | 1.303% | 0.5166% | 0.5139% | 0.8408% | 0.8335%
12196.3086 | UNI total | 1180 | 1189.9121 | 1200.6116 | 1213.3599 | 1226.4188 | 1238.4234 | 1249.9964 | 1261.5787 | 1273.2167 | 1284.9285 | 1296.6751 | 1308.3182 | 1319.912 | 1331.5163 | 1343.1155 | 1360.62 | 1367.6488 | 1374.6776 | 1386.2365 | 1397.791
28992.0727 | LNI total | 2805 | 2828.5623 | 2853.9963 | 2884.3006 | 2915.3429 | 2943.8794 | 2971.3898 | 2998.9223 | 3026.5871 | 3054.4275 | 3082.3505 | 3110.0277 | 3137.5873 | 3165.1723 | 3192.7448 | 3234.3552 | 3251.0634 | 3267.7717 | 3295.2486 | 3322.7152
2821.6884 | USI total | 273 | 275.2932 | 277.7686 | 280.718 | 283.7393 | 286.5166 | 289.1941 | 291.8737 | 294.5662 | 297.2758 | 299.9935 | 302.6872 | 305.3695 | 308.0542 | 310.7377 | 314.7875 | 316.4137 | 318.0398 | 320.714 | 323.3873
33374.4751 | LSI total | 3229 | 3256.1239 | 3285.4025 | 3320.2875 | 3356.0222 | 3388.8722 | 3420.541 | 3452.2353 | 3484.0819 | 3516.1306 | 3548.2744 | 3580.1353 | 3611.8608 | 3643.6155 | 3675.3558 | 3723.2559 | 3742.4898 | 3761.7236 | 3793.3539 | 3824.9723
864.0616 | UNI incremental cumulative |  | 9.9121 | 20.6116 | 33.3599 | 46.4188 | 58.4234 | 69.9964 | 81.5787 | 93.2167 | 104.9285 | 116.6751 | 128.3182 | 139.912 | 151.5163 | 163.1155 | 180.62 | 187.6488 | 194.6776 | 206.2365 | 217.791
2053.9769 | LNI incremental cumulative |  | 23.5623 | 48.9963 | 79.3006 | 110.3429 | 138.8794 | 166.3898 | 193.9223 | 221.5871 | 249.4275 | 277.3505 | 305.0277 | 332.5873 | 360.1723 | 387.7448 | 429.3552 | 446.0634 | 462.7717 | 490.2486 | 517.7152
199.9058 | USI incremental cumulative |  | 2.2932 | 4.7686 | 7.718 | 10.7393 | 13.5166 | 16.1941 | 18.8737 | 21.5662 | 24.2758 | 26.9935 | 29.6872 | 32.3695 | 35.0542 | 37.7377 | 41.7875 | 43.4137 | 45.0398 | 47.714 | 50.3873
2364.4533 | LSI incremental cumulative |  | 27.1239 | 56.4025 | 91.2875 | 127.0222 | 159.8722 | 191.541 | 223.2353 | 255.0819 | 287.1306 | 319.2744 | 351.1353 | 382.8608 | 414.6155 | 446.3558 | 494.2559 | 513.4898 | 532.7236 | 564.3539 | 595.9723
5482.3975 | Transpower
LRMC ($/MW) | Region
34070.9142 | UNI
33834.0083 | LNI
16396.4593 | USI
35524.6414 | LSI
33964.6551 | Transpower
NPV (MWh) | Volumes | Year 1 | Year 2 | Year 3 | Year 4 | Year 5 | Year 6 | Year 7 | Year 8 | Year 9 | Year 10 | Year 11 | Year 12 | Year 13 | Year 14 | Year 15 | Year 16 | Year 17 | Year 18 | Year 19 | Year 20
| growth rate |  | 0.84% | 0.8992% | 1.062% | 1.076% | 0.9788% | 0.9345% | 0.9266% | 0.9225% | 0.9199% | 0.9142% | 0.8979% | 0.8862% | 0.8792% | 0.8711% | 1.303% | 0.5166% | 0.5139% | 0.8408% | 0.8335%
| UNI total | 5522908.7926 | 5569301.8161 | 5619380.1394 | 5679047.7387 | 5740168.5793 | 5796355.5076 | 5850522.2083 | 5904732.3315 | 5959202.9546 | 6014019.3924 | 6068998.4276 | 6123493.504 | 6177757.0694 | 6232070.5666 | 6286359.5171 | 6368288.2385 | 6401185.9926 | 6434083.7468 | 6488184.45 | 6542264.7965
| LNI total | 16287166.656 | 16423980.5948 | 16571662.5553 | 16747623.4792 | 16927870.0403 | 17093566.397 | 17253305.0625 | 17413171.7822 | 17573806.7209 | 17735461.4744 | 17897595.7303 | 18058302.7825 | 18218327.1043 | 18378498.6758 | 18538597.8584 | 18780207.2693 | 18877223.3933 | 18974239.5173 | 19133783.5552 | 19293267.5606
| USI total | 1195740 | 1205784.3437 | 1216626.5749 | 1229544.9369 | 1242777.9337 | 1254942.7114 | 1266670.0987 | 1278406.8873 | 1290200.0755 | 1302068.1345 | 1313971.3967 | 1325769.8791 | 1337518.2382 | 1349277.4078 | 1361031.2629 | 1378769.2798 | 1385891.8237 | 1393014.3677 | 1404727.4662 | 1416436.1574
| LSI total | 14143020 | 14261822.878 | 14390063.0419 | 14542859.3457 | 14699377.0981 | 14843260.128 | 14981969.7753 | 15120790.6188 | 15260278.5481 | 15400652.0372 | 15541441.904 | 15680992.4533 | 15819950.1512 | 15959035.7139 | 16098058.4175 | 16307860.8221 | 16392105.1239 | 16476349.4257 | 16614890.0673 | 16753378.5795
4044180.7869 | UNI incremental cumulative |  | 46393.0235 | 96471.3469 | 156138.9461 | 217259.7867 | 273446.7151 | 327613.4157 | 381823.539 | 436294.162 | 491110.5999 | 546089.635 | 600584.7114 | 654848.2769 | 709161.7741 | 763450.7245 | 845379.4459 | 878277.2001 | 911174.9542 | 965275.6574 | 1019356.0039
11926368.683 | LNI incremental cumulative |  | 136813.9388 | 284495.8993 | 460456.8232 | 640703.3843 | 806399.741 | 966138.4065 | 1126005.1262 | 1286640.0649 | 1448294.8184 | 1610429.0743 | 1771136.1265 | 1931160.4483 | 2091332.0198 | 2251431.2024 | 2493040.6133 | 2590056.7373 | 2687072.8613 | 2846616.8992 | 3006100.9046
875587.2885 | USI incremental cumulative |  | 10044.3437 | 20886.5749 | 33804.9369 | 47037.9337 | 59202.7114 | 70930.0987 | 82666.8873 | 94460.0755 | 106328.1345 | 118231.3967 | 130029.8791 | 141778.2382 | 153537.4078 | 165291.2629 | 183029.2798 | 190151.8237 | 197274.3677 | 208987.4662 | 220696.1574
10356305.3276 | LSI incremental cumulative |  | 118802.878 | 247043.0419 | 399839.3457 | 556357.0981 | 700240.128 | 838949.7753 | 977770.6188 | 1117258.5481 | 1257632.0372 | 1398421.904 | 1537972.4533 | 1676930.1512 | 1816015.7139 | 1955038.4175 | 2164840.8221 | 2249085.1239 | 2333329.4257 | 2471870.0673 | 2610358.5795
27202442.0859 | Transpower
LRMC ($/MWh)
7.2794 | UNI | 29439368136.2437 | 337715193.7656 | 702257303.6894 | 1136603964.6007 | 1581529407.3598 | 1990538735.6387 | 2384841939.4598 | 2779461235.455 | 3175976823.8422 | 3575009750.3525 | 3975226293.4917 | 4371919888.8499 | 4766928214.2354 | 5162300014.6249 | 5557493128.2375 | 6153888274.2004 | 6393365475.2111 | 6632842676.2218 | 7026665455.8126 | 7420340049.7541
5.8269 | LNI | 69494271549.3782 | 797207034.9229 | 1657741413.9552 | 2683055702.6399 | 3733342155.6382 | 4698845395.8606 | 5629633508.9857 | 6561167786.0666 | 7497178431.588 | 8439131479.7551 | 9383878561.2398 | 10320309408.1975 | 11252762024.0811 | 12186072655.3446 | 13118961480.4287 | 14526805766.7756 | 15092113200.0026 | 15657420633.2296 | 16587074661.8267 | 17516378884.8946
3.7435 | USI | 3277746881.4066 | 37600838.3755 | 78188556.1015 | 126548235.7883 | 176085745.4153 | 221624394.3438 | 265525679.5437 | 309462158.0987 | 353609767.7637 | 398037655.0878 | 442597324.986 | 486764753.7515 | 530744546.4111 | 574764807.978 | 618765174.7557 | 685167154.6052 | 711830282.8744 | 738493411.1436 | 782341206.4379 | 826172502.9049
8.1106 | LSI | 83996354566.0984 | 963568410.389 | 2003679331.8504 | 3242956478.2099 | 4512416986.7546 | 5679401699.1969 | 6804426922.6127 | 7930354019.6767 | 9061691614.9343 | 10200211674.9978 | 11342108827.9924 | 12473954312.4336 | 13600991387.4851 | 14729065528.7935 | 15856629841.2971 | 17558263446.6775 | 18241539384.9891 | 18924815323.3008 | 20048469801.1287 | 21171701475.9167
6.8453 | Transpower
DISREGARD - JUST WORKINGS
Volumes
Region | Name | Year 1 | Year 2 | Year 3 | Year 4 | Year 5 | Year 6 | Year 7 | Year 8 | Year 9 | Year 10 | Year 11 | Year 12 | Year 13 | Year 14 | Year 15 | Year 16 | Year 17 | Year 18 | Year 19 | Year 20
LNI | Tauhara_stage_2 |  |  |  |  | 1971000 | 1971000 | 1971000 | 1971000 | 1971000 | 1971000 | 1971000 | 1971000 | 1971000 | 1971000 | 1971000 | 1971000 | 1971000 | 1971000 | 1971000 | 1971000
#REF! | #REF! | [8 empty] | #REF! | #REF! | #REF! | #REF! | #REF! | #REF! | #REF! | #REF! | #REF! | #REF! | #REF! | #REF!
LSI | Hawea_Control_Gate_Retrofit | [9 empty] | 74460 | 74460 | 74460 | 74460 | 74460 | 74460 | 74460 | 74460 | 74460 | 74460 | 74460
LNI | Hauauru_ma_raki_stage1 | [11 empty] | 974840.832 | 974840.832 | 974840.832 | 974840.832 | 974840.832 | 974840.832 | 974840.832 | 974840.832 | 974840.832
LNI | Hauauru_ma_raki_stage2 | [15 empty] | 974840.832 | 974840.832 | 974840.832 | 974840.832 | 974840.832
USI | Lake_Pukaki | [16 empty] | 153300 | 153300 | 153300 | 153300
USI | Rodney_CCGT_stage_1
USI | Rodney_CCGT_stage_2
LNI | Turitea
USI | PropopsedCCGT1
LNI | Hawkes_Bay_windfarm_Maungaharuru
LNI | 16662145.3303 | 0 | 0 | 0 | 0 | 1971000 | 1971000 | 1971000 | 1971000 | 1971000 | 1971000 | 1971000 | 2945840.832 | 2945840.832 | 2945840.832 | 2945840.832 | 3920681.664 | 3920681.664 | 3920681.664 | 3920681.664 | 3920681.664
UNI | 0 | 0 | 0 | 0 | 0 | 0 | 0 | 0 | 0 | 0 | 0 | 0 | 0 | 0 | 0 | 0 | 0 | 0 | 0 | 0 | 0
LSI | 265915.9821 | 0 | 0 | 0 | 0 | 0 | 0 | 0 | 0 | 0 | 74460 | 74460 | 74460 | 74460 | 74460 | 74460 | 74460 | 74460 | 74460 | 74460 | 74460
USI | 148207.106 | 0 | 0 | 0 | 0 | 0 | 0 | 0 | 0 | 0 | 0 | 0 | 0 | 0 | 0 | 0 | 0 | 153300 | 153300 | 153300 | 153300
LNI | 2.5241
UNI | #DIV/0!
LSI | 17.6089
USI | 809.6426
0.3 | adjustment
Note on B10: Linda O'Mullane: Source: Transpower Transmission Planning report July 2015
Note on B11: Linda O'Mullane: assuming generation and load have the same growth rate.
Note on B29: Linda O'Mullane: Source: applied conversion rate as a weighted average of generation types for each location. Based on Transpower Transmission Planning report July 2015
Note on B30: Linda O'Mullane: assuming generation and load have the same growth rate.
Note on C30: Linda O'Mullane: I assumed that only the two Huntly generators are excluded

## capex_load_scen1a)Huntly stays
Scenario 1a) | Huntly stays
LOAD
Year | Region | Allocaiton | 1 | 2 | 3 | 4 | 5 | 6 | 7 | 8 | 9 | 10 | 11 | 12 | 13 | 14 | 15 | 16 | 17 | 18 | 19 | 20 | Total
Major capex
Normal major capex | UNI | 50.2% | 30119497.402 | 30119497.402 | 30119497.402 | 30119497.402 | 30119497.402 | 30119497.402 | 30119497.402 | 30119497.402 | 30119497.402 | 30119497.402 | 30119497.402 | 30119497.402 | 30119497.402 | 30119497.402 | 30119497.402 | 30119497.402 | 30119497.402 | 30119497.402 | 30119497.402 | 30119497.402 | 602389948.0396
Normal major capex | LNI | 28.34% | 17001609.7425 | 17001609.7425 | 17001609.7425 | 17001609.7425 | 17001609.7425 | 17001609.7425 | 17001609.7425 | 17001609.7425 | 17001609.7425 | 17001609.7425 | 17001609.7425 | 17001609.7425 | 17001609.7425 | 17001609.7425 | 17001609.7425 | 17001609.7425 | 17001609.7425 | 17001609.7425 | 17001609.7425 | 17001609.7425 | 340032194.8506
Normal major capex | USI | 10.51% | 6308573.7241 | 6308573.7241 | 6308573.7241 | 6308573.7241 | 6308573.7241 | 6308573.7241 | 6308573.7241 | 6308573.7241 | 6308573.7241 | 6308573.7241 | 6308573.7241 | 6308573.7241 | 6308573.7241 | 6308573.7241 | 6308573.7241 | 6308573.7241 | 6308573.7241 | 6308573.7241 | 6308573.7241 | 6308573.7241 | 126171474.4826
Normal major capex | LSI | 10.95% | 6570319.1314 | 6570319.1314 | 6570319.1314 | 6570319.1314 | 6570319.1314 | 6570319.1314 | 6570319.1314 | 6570319.1314 | 6570319.1314 | 6570319.1314 | 6570319.1314 | 6570319.1314 | 6570319.1314 | 6570319.1314 | 6570319.1314 | 6570319.1314 | 6570319.1314 | 6570319.1314 | 6570319.1314 | 6570319.1314 | 131406382.6272
Normal annual major capex |  | 100% | 60000000 | 60000000 | 60000000 | 60000000 | 60000000 | 60000000 | 60000000 | 60000000 | 60000000 | 60000000 | 60000000 | 60000000 | 60000000 | 60000000 | 60000000 | 60000000 | 60000000 | 60000000 | 60000000 | 60000000 | 1200000000
Scenario 1 major capex |  |  | 0 | 0 | 0 | 0 | 0 | 0 | 0 | 0 | 0 | 0 | 0 | 0 | 0 | 0 | 0 | 0 | 0 | 0 | 0 | 0 | 0
Base capex |  | in $m p.a.
Base capex UNI scope for improved efficiency | UNI | 53.475 | 32085000 | 32085000 | 32085000 | 32085000 | 32085000 | 32085000 | 32085000 | 32085000 | 32085000 | 32085000 | 32085000 | 32085000 | 32085000 | 32085000 | 32085000 | 32085000 | 32085000 | 32085000 | 32085000 | 32085000 | 641700000
Base capex UNI no scope | UNI | 31.05 | 18630000 | 18630000 | 18630000 | 18630000 | 18630000 | 18630000 | 18630000 | 18630000 | 18630000 | 18630000 | 18630000 | 18630000 | 18630000 | 18630000 | 18630000 | 18630000 | 18630000 | 18630000 | 18630000 | 18630000 | 372600000
Base capex LNI scope for improved efficiency | LNI | 48.825 | 29295000 | 29295000 | 29295000 | 29295000 | 29295000 | 29295000 | 29295000 | 29295000 | 29295000 | 29295000 | 29295000 | 29295000 | 29295000 | 29295000 | 29295000 | 29295000 | 29295000 | 29295000 | 29295000 | 29295000 | 585900000
Base capex LNI no scope | LNI | 28.35 | 17010000 | 17010000 | 17010000 | 17010000 | 17010000 | 17010000 | 17010000 | 17010000 | 17010000 | 17010000 | 17010000 | 17010000 | 17010000 | 17010000 | 17010000 | 17010000 | 17010000 | 17010000 | 17010000 | 17010000 | 340200000
Base capex USI scope for improved efficiency | USI | 33.325 | 19995000 | 19995000 | 19995000 | 19995000 | 19995000 | 19995000 | 19995000 | 19995000 | 19995000 | 19995000 | 19995000 | 19995000 | 19995000 | 19995000 | 19995000 | 19995000 | 19995000 | 19995000 | 19995000 | 19995000 | 399900000
Base capex USI no scope | USI | 19.35 | 11610000 | 11610000 | 11610000 | 11610000 | 11610000 | 11610000 | 11610000 | 11610000 | 11610000 | 11610000 | 11610000 | 11610000 | 11610000 | 11610000 | 11610000 | 11610000 | 11610000 | 11610000 | 11610000 | 11610000 | 232200000
Base capex LSI scope for improved efficiency | LSI | 19.375 | 11625000 | 11625000 | 11625000 | 11625000 | 11625000 | 11625000 | 11625000 | 11625000 | 11625000 | 11625000 | 11625000 | 11625000 | 11625000 | 11625000 | 11625000 | 11625000 | 11625000 | 11625000 | 11625000 | 11625000 | 232500000
Base capex LSI no scope | LSI | 11.25 | 6750000 | 6750000 | 6750000 | 6750000 | 6750000 | 6750000 | 6750000 | 6750000 | 6750000 | 6750000 | 6750000 | 6750000 | 6750000 | 6750000 | 6750000 | 6750000 | 6750000 | 6750000 | 6750000 | 6750000 | 135000000
Total |  | 250 | 147000000 | 147000000 | 147000000 | 147000000 | 147000000 | 147000000 | 147000000 | 147000000 | 147000000 | 147000000 | 147000000 | 147000000 | 147000000 | 147000000 | 147000000 | 147000000 | 147000000 | 147000000 | 147000000 | 147000000 | 2940000000
Opex
Opex UNI scope for improved efficiency | UNI | 37.95 | 22770000 | 22770000 | 22770000 | 22770000 | 22770000 | 22770000 | 22770000 | 22770000 | 22770000 | 22770000 | 22770000 | 22770000 | 22770000 | 22770000 | 22770000 | 22770000 | 22770000 | 22770000 | 22770000 | 22770000 | 455400000
Opex UNI no scope | UNI | 62.1 | 37260000 | 37260000 | 37260000 | 37260000 | 37260000 | 37260000 | 37260000 | 37260000 | 37260000 | 37260000 | 37260000 | 37260000 | 37260000 | 37260000 | 37260000 | 37260000 | 37260000 | 37260000 | 37260000 | 37260000 | 745200000
Opex LNI scope for improved efficiency | LNI | 34.65 | 20790000 | 20790000 | 20790000 | 20790000 | 20790000 | 20790000 | 20790000 | 20790000 | 20790000 | 20790000 | 20790000 | 20790000 | 20790000 | 20790000 | 20790000 | 20790000 | 20790000 | 20790000 | 20790000 | 20790000 | 415800000
Opex LNI no scope | LNI | 56.7 | 34020000 | 34020000 | 34020000 | 34020000 | 34020000 | 34020000 | 34020000 | 34020000 | 34020000 | 34020000 | 34020000 | 34020000 | 34020000 | 34020000 | 34020000 | 34020000 | 34020000 | 34020000 | 34020000 | 34020000 | 680400000
Opex USI scope for improved efficiency | USI | 23.65 | 14190000 | 14190000 | 14190000 | 14190000 | 14190000 | 14190000 | 14190000 | 14190000 | 14190000 | 14190000 | 14190000 | 14190000 | 14190000 | 14190000 | 14190000 | 14190000 | 14190000 | 14190000 | 14190000 | 14190000 | 283800000
Opex USI no scope | USI | 38.7 | 23220000 | 23220000 | 23220000 | 23220000 | 23220000 | 23220000 | 23220000 | 23220000 | 23220000 | 23220000 | 23220000 | 23220000 | 23220000 | 23220000 | 23220000 | 23220000 | 23220000 | 23220000 | 23220000 | 23220000 | 464400000
Opex LSI scope for improved efficiency | LSI | 13.75 | 8250000 | 8250000 | 8250000 | 8250000 | 8250000 | 8250000 | 8250000 | 8250000 | 8250000 | 8250000 | 8250000 | 8250000 | 8250000 | 8250000 | 8250000 | 8250000 | 8250000 | 8250000 | 8250000 | 8250000 | 165000000
Opex LSI no scope | LSI | 22.5 | 13500000 | 13500000 | 13500000 | 13500000 | 13500000 | 13500000 | 13500000 | 13500000 | 13500000 | 13500000 | 13500000 | 13500000 | 13500000 | 13500000 | 13500000 | 13500000 | 13500000 | 13500000 | 13500000 | 13500000 | 270000000
Total |  | 290 | 174000000 | 174000000 | 174000000 | 174000000 | 174000000 | 174000000 | 174000000 | 174000000 | 174000000 | 174000000 | 174000000 | 174000000 | 174000000 | 174000000 | 174000000 | 174000000 | 174000000 | 174000000 | 174000000 | 174000000 | 3480000000
Total capex and opex |  |  | 381000000 | 381000000 | 381000000 | 381000000 | 381000000 | 381000000 | 381000000 | 381000000 | 381000000 | 381000000 | 381000000 | 381000000 | 381000000 | 381000000 | 381000000 | 381000000 | 381000000 | 381000000 | 381000000 | 381000000 | 7620000000
GENERATION
Year | Region | Allocaiton | 1 | 2 | 3 | 4 | 5 | 6 | 7 | 8 | 9 | 10 | 11 | 12 | 13 | 14 | 15 | 16 | 17 | 18 | 19 | 20 | Total
Major capex
Normal major capex | UNI | 15.81% | 6323983.7307 | 6323983.7307 | 6323983.7307 | 6323983.7307 | 6323983.7307 | 6323983.7307 | 6323983.7307 | 6323983.7307 | 6323983.7307 | 6323983.7307 | 6323983.7307 | 6323983.7307 | 6323983.7307 | 6323983.7307 | 6323983.7307 | 6323983.7307 | 6323983.7307 | 6323983.7307 | 6323983.7307 | 6323983.7307 | 126479674.6133
Normal major capex | LNI | 37.32% | 14928331.3629 | 14928331.3629 | 14928331.3629 | 14928331.3629 | 14928331.3629 | 14928331.3629 | 14928331.3629 | 14928331.3629 | 14928331.3629 | 14928331.3629 | 14928331.3629 | 14928331.3629 | 14928331.3629 | 14928331.3629 | 14928331.3629 | 14928331.3629 | 14928331.3629 | 14928331.3629 | 14928331.3629 | 14928331.3629 | 298566627.2583
Normal major capex | USI | 1.76% | 704105.3957 | 704105.3957 | 704105.3957 | 704105.3957 | 704105.3957 | 704105.3957 | 704105.3957 | 704105.3957 | 704105.3957 | 704105.3957 | 704105.3957 | 704105.3957 | 704105.3957 | 704105.3957 | 704105.3957 | 704105.3957 | 704105.3957 | 704105.3957 | 704105.3957 | 704105.3957 | 14082107.9144
Normal major capex | LSI | 45.11% | 18043579.5107 | 18043579.5107 | 18043579.5107 | 18043579.5107 | 18043579.5107 | 18043579.5107 | 18043579.5107 | 18043579.5107 | 18043579.5107 | 18043579.5107 | 18043579.5107 | 18043579.5107 | 18043579.5107 | 18043579.5107 | 18043579.5107 | 18043579.5107 | 18043579.5107 | 18043579.5107 | 18043579.5107 | 18043579.5107 | 360871590.2141
Normal annual major capex |  | 100% | 40000000 | 40000000 | 40000000 | 40000000 | 40000000 | 40000000 | 40000000 | 40000000 | 40000000 | 40000000 | 40000000 | 40000000 | 40000000 | 40000000 | 40000000 | 40000000 | 40000000 | 40000000 | 40000000 | 40000000 | 800000000
Scenario 1 major capex |  |  | 0 | 0 | 0 | 0 | 0 | 0 | 0 | 0 | 0 | 0 | 0 | 0 | 0 | 0 | 0 | 0 | 0 | 0 | 0 | 0 | 0
Base capex |  | in $m p.a.
Base capex UNI scope for improved efficiency | UNI | 53.475 | 21390000 | 21390000 | 21390000 | 21390000 | 21390000 | 21390000 | 21390000 | 21390000 | 21390000 | 21390000 | 21390000 | 21390000 | 21390000 | 21390000 | 21390000 | 21390000 | 21390000 | 21390000 | 21390000 | 21390000 | 427800000
Base capex UNI no scope | UNI | 31.05 | 12420000 | 12420000 | 12420000 | 12420000 | 12420000 | 12420000 | 12420000 | 12420000 | 12420000 | 12420000 | 12420000 | 12420000 | 12420000 | 12420000 | 12420000 | 12420000 | 12420000 | 12420000 | 12420000 | 12420000 | 248400000
Base capex LNI scope for improved efficiency | LNI | 48.825 | 19530000 | 19530000 | 19530000 | 19530000 | 19530000 | 19530000 | 19530000 | 19530000 | 19530000 | 19530000 | 19530000 | 19530000 | 19530000 | 19530000 | 19530000 | 19530000 | 19530000 | 19530000 | 19530000 | 19530000 | 390600000
Base capex LNI no scope | LNI | 28.35 | 11340000 | 11340000 | 11340000 | 11340000 | 11340000 | 11340000 | 11340000 | 11340000 | 11340000 | 11340000 | 11340000 | 11340000 | 11340000 | 11340000 | 11340000 | 11340000 | 11340000 | 11340000 | 11340000 | 11340000 | 226800000
Base capex USI scope for improved efficiency | USI | 33.325 | 13330000 | 13330000 | 13330000 | 13330000 | 13330000 | 13330000 | 13330000 | 13330000 | 13330000 | 13330000 | 13330000 | 13330000 | 13330000 | 13330000 | 13330000 | 13330000 | 13330000 | 13330000 | 13330000 | 13330000 | 266600000
Base capex USI no scope | USI | 19.35 | 7740000 | 7740000 | 7740000 | 7740000 | 7740000 | 7740000 | 7740000 | 7740000 | 7740000 | 7740000 | 7740000 | 7740000 | 7740000 | 7740000 | 7740000 | 7740000 | 7740000 | 7740000 | 7740000 | 7740000 | 154800000
Base capex LSI scope for improved efficiency | LSI | 19.375 | 7750000 | 7750000 | 7750000 | 7750000 | 7750000 | 7750000 | 7750000 | 7750000 | 7750000 | 7750000 | 7750000 | 7750000 | 7750000 | 7750000 | 7750000 | 7750000 | 7750000 | 7750000 | 7750000 | 7750000 | 155000000
Base capex LSI no scope | LSI | 11.25 | 4500000 | 4500000 | 4500000 | 4500000 | 4500000 | 4500000 | 4500000 | 4500000 | 4500000 | 4500000 | 4500000 | 4500000 | 4500000 | 4500000 | 4500000 | 4500000 | 4500000 | 4500000 | 4500000 | 4500000 | 90000000
Total |  | 245 | 98000000 | 98000000 | 98000000 | 98000000 | 98000000 | 98000000 | 98000000 | 98000000 | 98000000 | 98000000 | 98000000 | 98000000 | 98000000 | 98000000 | 98000000 | 98000000 | 98000000 | 98000000 | 98000000 | 98000000 | 1960000000
Opex
Opex UNI scope for improved efficiency | UNI | 37.95 | 15180000 | 15180000 | 15180000 | 15180000 | 15180000 | 15180000 | 15180000 | 15180000 | 15180000 | 15180000 | 15180000 | 15180000 | 15180000 | 15180000 | 15180000 | 15180000 | 15180000 | 15180000 | 15180000 | 15180000 | 303600000
Opex UNI no scope | UNI | 62.1 | 24840000 | 24840000 | 24840000 | 24840000 | 24840000 | 24840000 | 24840000 | 24840000 | 24840000 | 24840000 | 24840000 | 24840000 | 24840000 | 24840000 | 24840000 | 24840000 | 24840000 | 24840000 | 24840000 | 24840000 | 496800000
Opex LNI scope for improved efficiency | LNI | 34.65 | 13860000 | 13860000 | 13860000 | 13860000 | 13860000 | 13860000 | 13860000 | 13860000 | 13860000 | 13860000 | 13860000 | 13860000 | 13860000 | 13860000 | 13860000 | 13860000 | 13860000 | 13860000 | 13860000 | 13860000 | 277200000
Opex LNI no scope | LNI | 56.7 | 22680000 | 22680000 | 22680000 | 22680000 | 22680000 | 22680000 | 22680000 | 22680000 | 22680000 | 22680000 | 22680000 | 22680000 | 22680000 | 22680000 | 22680000 | 22680000 | 22680000 | 22680000 | 22680000 | 22680000 | 453600000
Opex USI scope for improved efficiency | USI | 23.65 | 9460000 | 9460000 | 9460000 | 9460000 | 9460000 | 9460000 | 9460000 | 9460000 | 9460000 | 9460000 | 9460000 | 9460000 | 9460000 | 9460000 | 9460000 | 9460000 | 9460000 | 9460000 | 9460000 | 9460000 | 189200000
Opex USI no scope | USI | 38.7 | 15480000 | 15480000 | 15480000 | 15480000 | 15480000 | 15480000 | 15480000 | 15480000 | 15480000 | 15480000 | 15480000 | 15480000 | 15480000 | 15480000 | 15480000 | 15480000 | 15480000 | 15480000 | 15480000 | 15480000 | 309600000
Opex LSI scope for improved efficiency | LSI | 13.75 | 5500000 | 5500000 | 5500000 | 5500000 | 5500000 | 5500000 | 5500000 | 5500000 | 5500000 | 5500000 | 5500000 | 5500000 | 5500000 | 5500000 | 5500000 | 5500000 | 5500000 | 5500000 | 5500000 | 5500000 | 110000000
Opex LSI no scope | LSI | 22.5 | 9000000 | 9000000 | 9000000 | 9000000 | 9000000 | 9000000 | 9000000 | 9000000 | 9000000 | 9000000 | 9000000 | 9000000 | 9000000 | 9000000 | 9000000 | 9000000 | 9000000 | 9000000 | 9000000 | 9000000 | 180000000
Total |  | 290 | 116000000 | 116000000 | 116000000 | 116000000 | 116000000 | 116000000 | 116000000 | 116000000 | 116000000 | 116000000 | 116000000 | 116000000 | 116000000 | 116000000 | 116000000 | 116000000 | 116000000 | 116000000 | 116000000 | 116000000 | 2320000000
Total capex and opex |  |  | 254000000 | 254000000 | 254000000 | 254000000 | 254000000 | 254000000 | 254000000 | 254000000 | 254000000 | 254000000 | 254000000 | 254000000 | 254000000 | 254000000 | 254000000 | 254000000 | 254000000 | 254000000 | 254000000 | 254000000 | 5080000000
Total Load and Generation | 0 | 0 | 635000000 | 635000000 | 635000000 | 635000000 | 635000000 | 635000000 | 635000000 | 635000000 | 635000000 | 635000000 | 635000000 | 635000000 | 635000000 | 635000000 | 635000000 | 635000000 | 635000000 | 635000000 | 635000000 | 635000000 | 12700000000

## capex_load_scen1b)Huntly goes
Scenario 1b) Huntly goes
LOAD
Year | Region | Allocaiton | 1 | 2 | 3 | 4 | 5 | 6 | 7 | 8 | 9 | 10 | 11 | 12 | 13 | 14 | 15 | 16 | 17 | 18 | 19 | 20 | Total
Major capex
Normal major capex | UNI | 50.2% | 30119497.402 | 30119497.402 | 30119497.402 | 30119497.402 | 30119497.402 | 30119497.402 | 30119497.402 | 30119497.402 | 30119497.402 | 30119497.402 | 30119497.402 | 30119497.402 | 30119497.402 | 30119497.402 | 30119497.402 | 30119497.402 | 30119497.402 | 30119497.402 | 30119497.402 | 30119497.402 | 602389948.0396
Normal major capex | LNI | 28.34% | 17001609.7425 | 17001609.7425 | 17001609.7425 | 17001609.7425 | 17001609.7425 | 17001609.7425 | 17001609.7425 | 17001609.7425 | 17001609.7425 | 17001609.7425 | 17001609.7425 | 17001609.7425 | 17001609.7425 | 17001609.7425 | 17001609.7425 | 17001609.7425 | 17001609.7425 | 17001609.7425 | 17001609.7425 | 17001609.7425 | 340032194.8506
Normal major capex | USI | 10.51% | 6308573.7241 | 6308573.7241 | 6308573.7241 | 6308573.7241 | 6308573.7241 | 6308573.7241 | 6308573.7241 | 6308573.7241 | 6308573.7241 | 6308573.7241 | 6308573.7241 | 6308573.7241 | 6308573.7241 | 6308573.7241 | 6308573.7241 | 6308573.7241 | 6308573.7241 | 6308573.7241 | 6308573.7241 | 6308573.7241 | 126171474.4826
Normal major capex | LSI | 10.95% | 6570319.1314 | 6570319.1314 | 6570319.1314 | 6570319.1314 | 6570319.1314 | 6570319.1314 | 6570319.1314 | 6570319.1314 | 6570319.1314 | 6570319.1314 | 6570319.1314 | 6570319.1314 | 6570319.1314 | 6570319.1314 | 6570319.1314 | 6570319.1314 | 6570319.1314 | 6570319.1314 | 6570319.1314 | 6570319.1314 | 131406382.6272
Normal annual major capex |  | 100% | 60000000 | 60000000 | 60000000 | 60000000 | 60000000 | 60000000 | 60000000 | 60000000 | 60000000 | 60000000 | 60000000 | 60000000 | 60000000 | 60000000 | 60000000 | 60000000 | 60000000 | 60000000 | 60000000 | 60000000 | 1200000000
Scenario 2 major capex | UNI | 50.2% | 0 | 0 | 30119497.402 | 30119497.402 | 30119497.402 | 30119497.402 | 30119497.402 | 0 | 0 | 0 | 0 | 0 | 0 | 0 | 0 | 0 | 0 | 0 | 0 | 0 | 150597487.0099
| LNI | 28.34% | 0 | 0 | 17001609.7425 | 17001609.7425 | 17001609.7425 | 17001609.7425 | 17001609.7425 | 0 | 0 | 0 | 0 | 0 | 0 | 0 | 0 | 0 | 0 | 0 | 0 | 0 | 85008048.7127
| USI | 10.51% | 0 | 0 | 6308573.7241 | 6308573.7241 | 6308573.7241 | 6308573.7241 | 6308573.7241 | 0 | 0 | 0 | 0 | 0 | 0 | 0 | 0 | 0 | 0 | 0 | 0 | 0 | 31542868.6206
| LSI | 10.95% | 0 | 0 | 6570319.1314 | 6570319.1314 | 6570319.1314 | 6570319.1314 | 6570319.1314 | 0 | 0 | 0 | 0 | 0 | 0 | 0 | 0 | 0 | 0 | 0 | 0 | 0 | 32851595.6568
Total Scenario 2 major capex |  | 100% | 0 | 0 | 60000000 | 60000000 | 60000000 | 60000000 | 60000000 | 0 | 0 | 0 | 0 | 0 | 0 | 0 | 0 | 0 | 0 | 0 | 0 | 0 | 300000000
Base capex |  | in $m p.a.
Base capex UNI scope for improved efficiency | UNI | 53.475 | 32085000 | 32085000 | 32085000 | 32085000 | 32085000 | 32085000 | 32085000 | 32085000 | 32085000 | 32085000 | 32085000 | 32085000 | 32085000 | 32085000 | 32085000 | 32085000 | 32085000 | 32085000 | 32085000 | 32085000 | 641700000
Base capex UNI no scope | UNI | 31.05 | 18630000 | 18630000 | 18630000 | 18630000 | 18630000 | 18630000 | 18630000 | 18630000 | 18630000 | 18630000 | 18630000 | 18630000 | 18630000 | 18630000 | 18630000 | 18630000 | 18630000 | 18630000 | 18630000 | 18630000 | 372600000
Base capex LNI scope for improved efficiency | LNI | 48.825 | 29295000 | 29295000 | 29295000 | 29295000 | 29295000 | 29295000 | 29295000 | 29295000 | 29295000 | 29295000 | 29295000 | 29295000 | 29295000 | 29295000 | 29295000 | 29295000 | 29295000 | 29295000 | 29295000 | 29295000 | 585900000
Base capex LNI no scope | LNI | 28.35 | 17010000 | 17010000 | 17010000 | 17010000 | 17010000 | 17010000 | 17010000 | 17010000 | 17010000 | 17010000 | 17010000 | 17010000 | 17010000 | 17010000 | 17010000 | 17010000 | 17010000 | 17010000 | 17010000 | 17010000 | 340200000
Base capex USI scope for improved efficiency | USI | 33.325 | 19995000 | 19995000 | 19995000 | 19995000 | 19995000 | 19995000 | 19995000 | 19995000 | 19995000 | 19995000 | 19995000 | 19995000 | 19995000 | 19995000 | 19995000 | 19995000 | 19995000 | 19995000 | 19995000 | 19995000 | 399900000
Base capex USI no scope | USI | 19.35 | 11610000 | 11610000 | 11610000 | 11610000 | 11610000 | 11610000 | 11610000 | 11610000 | 11610000 | 11610000 | 11610000 | 11610000 | 11610000 | 11610000 | 11610000 | 11610000 | 11610000 | 11610000 | 11610000 | 11610000 | 232200000
Base capex LSI scope for improved efficiency | LSI | 19.375 | 11625000 | 11625000 | 11625000 | 11625000 | 11625000 | 11625000 | 11625000 | 11625000 | 11625000 | 11625000 | 11625000 | 11625000 | 11625000 | 11625000 | 11625000 | 11625000 | 11625000 | 11625000 | 11625000 | 11625000 | 232500000
Base capex LSI no scope | LSI | 11.25 | 6750000 | 6750000 | 6750000 | 6750000 | 6750000 | 6750000 | 6750000 | 6750000 | 6750000 | 6750000 | 6750000 | 6750000 | 6750000 | 6750000 | 6750000 | 6750000 | 6750000 | 6750000 | 6750000 | 6750000 | 135000000
Total |  | 245 | 147000000 | 147000000 | 147000000 | 147000000 | 147000000 | 147000000 | 147000000 | 147000000 | 147000000 | 147000000 | 147000000 | 147000000 | 147000000 | 147000000 | 147000000 | 147000000 | 147000000 | 147000000 | 147000000 | 147000000 | 2940000000
Opex
Opex UNI scope for improved efficiency | UNI | 37.95 | 22770000 | 22770000 | 22770000 | 22770000 | 22770000 | 22770000 | 22770000 | 22770000 | 22770000 | 22770000 | 22770000 | 22770000 | 22770000 | 22770000 | 22770000 | 22770000 | 22770000 | 22770000 | 22770000 | 22770000 | 455400000
Opex UNI no scope | UNI | 62.1 | 37260000 | 37260000 | 37260000 | 37260000 | 37260000 | 37260000 | 37260000 | 37260000 | 37260000 | 37260000 | 37260000 | 37260000 | 37260000 | 37260000 | 37260000 | 37260000 | 37260000 | 37260000 | 37260000 | 37260000 | 745200000
Opex LNI scope for improved efficiency | LNI | 34.65 | 20790000 | 20790000 | 20790000 | 20790000 | 20790000 | 20790000 | 20790000 | 20790000 | 20790000 | 20790000 | 20790000 | 20790000 | 20790000 | 20790000 | 20790000 | 20790000 | 20790000 | 20790000 | 20790000 | 20790000 | 415800000
Opex LNI no scope | LNI | 56.7 | 34020000 | 34020000 | 34020000 | 34020000 | 34020000 | 34020000 | 34020000 | 34020000 | 34020000 | 34020000 | 34020000 | 34020000 | 34020000 | 34020000 | 34020000 | 34020000 | 34020000 | 34020000 | 34020000 | 34020000 | 680400000
Opex USI scope for improved efficiency | USI | 23.65 | 14190000 | 14190000 | 14190000 | 14190000 | 14190000 | 14190000 | 14190000 | 14190000 | 14190000 | 14190000 | 14190000 | 14190000 | 14190000 | 14190000 | 14190000 | 14190000 | 14190000 | 14190000 | 14190000 | 14190000 | 283800000
Opex USI no scope | USI | 38.7 | 23220000 | 23220000 | 23220000 | 23220000 | 23220000 | 23220000 | 23220000 | 23220000 | 23220000 | 23220000 | 23220000 | 23220000 | 23220000 | 23220000 | 23220000 | 23220000 | 23220000 | 23220000 | 23220000 | 23220000 | 464400000
Opex LSI scope for improved efficiency | LSI | 13.75 | 8250000 | 8250000 | 8250000 | 8250000 | 8250000 | 8250000 | 8250000 | 8250000 | 8250000 | 8250000 | 8250000 | 8250000 | 8250000 | 8250000 | 8250000 | 8250000 | 8250000 | 8250000 | 8250000 | 8250000 | 165000000
Opex LSI no scope | LSI | 22.5 | 13500000 | 13500000 | 13500000 | 13500000 | 13500000 | 13500000 | 13500000 | 13500000 | 13500000 | 13500000 | 13500000 | 13500000 | 13500000 | 13500000 | 13500000 | 13500000 | 13500000 | 13500000 | 13500000 | 13500000 | 270000000
Total |  | 290 | 174000000 | 174000000 | 174000000 | 174000000 | 174000000 | 174000000 | 174000000 | 174000000 | 174000000 | 174000000 | 174000000 | 174000000 | 174000000 | 174000000 | 174000000 | 174000000 | 174000000 | 174000000 | 174000000 | 174000000 | 3480000000
Total capex and opex |  |  | 381000000 | 381000000 | 441000000 | 441000000 | 441000000 | 441000000 | 441000000 | 381000000 | 381000000 | 381000000 | 381000000 | 381000000 | 381000000 | 381000000 | 381000000 | 381000000 | 381000000 | 381000000 | 381000000 | 381000000 | 7920000000
GENERATION
Year | Region | Allocaiton | 1 | 2 | 3 | 4 | 5 | 6 | 7 | 8 | 9 | 10 | 11 | 12 | 13 | 14 | 15 | 16 | 17 | 18 | 19 | 20 | Total
Major capex
Normal major capex | UNI | 15.81% | 6323983.7307 | 6323983.7307 | 6323983.7307 | 6323983.7307 | 6323983.7307 | 6323983.7307 | 6323983.7307 | 6323983.7307 | 6323983.7307 | 6323983.7307 | 6323983.7307 | 6323983.7307 | 6323983.7307 | 6323983.7307 | 6323983.7307 | 6323983.7307 | 6323983.7307 | 6323983.7307 | 6323983.7307 | 6323983.7307 | 126479674.6133
Normal major capex | LNI | 37.32% | 14928331.3629 | 14928331.3629 | 14928331.3629 | 14928331.3629 | 14928331.3629 | 14928331.3629 | 14928331.3629 | 14928331.3629 | 14928331.3629 | 14928331.3629 | 14928331.3629 | 14928331.3629 | 14928331.3629 | 14928331.3629 | 14928331.3629 | 14928331.3629 | 14928331.3629 | 14928331.3629 | 14928331.3629 | 14928331.3629 | 298566627.2583
Normal major capex | USI | 1.76% | 704105.3957 | 704105.3957 | 704105.3957 | 704105.3957 | 704105.3957 | 704105.3957 | 704105.3957 | 704105.3957 | 704105.3957 | 704105.3957 | 704105.3957 | 704105.3957 | 704105.3957 | 704105.3957 | 704105.3957 | 704105.3957 | 704105.3957 | 704105.3957 | 704105.3957 | 704105.3957 | 14082107.9144
Normal major capex | LSI | 45.11% | 18043579.5107 | 18043579.5107 | 18043579.5107 | 18043579.5107 | 18043579.5107 | 18043579.5107 | 18043579.5107 | 18043579.5107 | 18043579.5107 | 18043579.5107 | 18043579.5107 | 18043579.5107 | 18043579.5107 | 18043579.5107 | 18043579.5107 | 18043579.5107 | 18043579.5107 | 18043579.5107 | 18043579.5107 | 18043579.5107 | 360871590.2141
Normal annual major capex |  | 100% | 40000000 | 40000000 | 40000000 | 40000000 | 40000000 | 40000000 | 40000000 | 40000000 | 40000000 | 40000000 | 40000000 | 40000000 | 40000000 | 40000000 | 40000000 | 40000000 | 40000000 | 40000000 | 40000000 | 40000000 | 800000000
Scenario 2 major capex | UNI | 50.2% | 0 | 0 | 6323983.7307 | 6323983.7307 | 6323983.7307 | 6323983.7307 | 6323983.7307 | 0 | 0 | 0 | 0 | 0 | 0 | 0 | 0 | 0 | 0 | 0 | 0 | 0 | 31619918.6533
| LNI | 28.34% | 0 | 0 | 14928331.3629 | 14928331.3629 | 14928331.3629 | 14928331.3629 | 14928331.3629 | 0 | 0 | 0 | 0 | 0 | 0 | 0 | 0 | 0 | 0 | 0 | 0 | 0 | 74641656.8146
| USI | 10.51% | 0 | 0 | 704105.3957 | 704105.3957 | 704105.3957 | 704105.3957 | 704105.3957 | 0 | 0 | 0 | 0 | 0 | 0 | 0 | 0 | 0 | 0 | 0 | 0 | 0 | 3520526.9786
| LSI | 10.95% | 0 | 0 | 18043579.5107 | 18043579.5107 | 18043579.5107 | 18043579.5107 | 18043579.5107 | 0 | 0 | 0 | 0 | 0 | 0 | 0 | 0 | 0 | 0 | 0 | 0 | 0 | 90217897.5535
Total Scenario 2 major capex |  | 100% | 0 | 0 | 40000000 | 40000000 | 40000000 | 40000000 | 40000000 | 0 | 0 | 0 | 0 | 0 | 0 | 0 | 0 | 0 | 0 | 0 | 0 | 0 | 200000000
Base capex |  | in $m p.a.
Base capex UNI scope for improved efficiency | UNI | 53.475 | 21390000 | 21390000 | 21390000 | 21390000 | 21390000 | 21390000 | 21390000 | 21390000 | 21390000 | 21390000 | 21390000 | 21390000 | 21390000 | 21390000 | 21390000 | 21390000 | 21390000 | 21390000 | 21390000 | 21390000 | 427800000
Base capex UNI no scope | UNI | 31.05 | 12420000 | 12420000 | 12420000 | 12420000 | 12420000 | 12420000 | 12420000 | 12420000 | 12420000 | 12420000 | 12420000 | 12420000 | 12420000 | 12420000 | 12420000 | 12420000 | 12420000 | 12420000 | 12420000 | 12420000 | 248400000
Base capex LNI scope for improved efficiency | LNI | 48.825 | 19530000 | 19530000 | 19530000 | 19530000 | 19530000 | 19530000 | 19530000 | 19530000 | 19530000 | 19530000 | 19530000 | 19530000 | 19530000 | 19530000 | 19530000 | 19530000 | 19530000 | 19530000 | 19530000 | 19530000 | 390600000
Base capex LNI no scope | LNI | 28.35 | 11340000 | 11340000 | 11340000 | 11340000 | 11340000 | 11340000 | 11340000 | 11340000 | 11340000 | 11340000 | 11340000 | 11340000 | 11340000 | 11340000 | 11340000 | 11340000 | 11340000 | 11340000 | 11340000 | 11340000 | 226800000
Base capex USI scope for improved efficiency | USI | 33.325 | 13330000 | 13330000 | 13330000 | 13330000 | 13330000 | 13330000 | 13330000 | 13330000 | 13330000 | 13330000 | 13330000 | 13330000 | 13330000 | 13330000 | 13330000 | 13330000 | 13330000 | 13330000 | 13330000 | 13330000 | 266600000
Base capex USI no scope | USI | 19.35 | 7740000 | 7740000 | 7740000 | 7740000 | 7740000 | 7740000 | 7740000 | 7740000 | 7740000 | 7740000 | 7740000 | 7740000 | 7740000 | 7740000 | 7740000 | 7740000 | 7740000 | 7740000 | 7740000 | 7740000 | 154800000
Base capex LSI scope for improved efficiency | LSI | 19.375 | 7750000 | 7750000 | 7750000 | 7750000 | 7750000 | 7750000 | 7750000 | 7750000 | 7750000 | 7750000 | 7750000 | 7750000 | 7750000 | 7750000 | 7750000 | 7750000 | 7750000 | 7750000 | 7750000 | 7750000 | 155000000
Base capex LSI no scope | LSI | 11.25 | 4500000 | 4500000 | 4500000 | 4500000 | 4500000 | 4500000 | 4500000 | 4500000 | 4500000 | 4500000 | 4500000 | 4500000 | 4500000 | 4500000 | 4500000 | 4500000 | 4500000 | 4500000 | 4500000 | 4500000 | 90000000
Total |  | 245 | 98000000 | 98000000 | 98000000 | 98000000 | 98000000 | 98000000 | 98000000 | 98000000 | 98000000 | 98000000 | 98000000 | 98000000 | 98000000 | 98000000 | 98000000 | 98000000 | 98000000 | 98000000 | 98000000 | 98000000 | 1960000000
Opex
Opex UNI scope for improved efficiency | UNI | 37.95 | 15180000 | 15180000 | 15180000 | 15180000 | 15180000 | 15180000 | 15180000 | 15180000 | 15180000 | 15180000 | 15180000 | 15180000 | 15180000 | 15180000 | 15180000 | 15180000 | 15180000 | 15180000 | 15180000 | 15180000 | 303600037.95
Opex UNI no scope | UNI | 62.1 | 24840000 | 24840000 | 24840000 | 24840000 | 24840000 | 24840000 | 24840000 | 24840000 | 24840000 | 24840000 | 24840000 | 24840000 | 24840000 | 24840000 | 24840000 | 24840000 | 24840000 | 24840000 | 24840000 | 24840000 | 496800062.1
Opex LNI scope for improved efficiency | LNI | 34.65 | 13860000 | 13860000 | 13860000 | 13860000 | 13860000 | 13860000 | 13860000 | 13860000 | 13860000 | 13860000 | 13860000 | 13860000 | 13860000 | 13860000 | 13860000 | 13860000 | 13860000 | 13860000 | 13860000 | 13860000 | 277200034.65
Opex LNI no scope | LNI | 56.7 | 22680000 | 22680000 | 22680000 | 22680000 | 22680000 | 22680000 | 22680000 | 22680000 | 22680000 | 22680000 | 22680000 | 22680000 | 22680000 | 22680000 | 22680000 | 22680000 | 22680000 | 22680000 | 22680000 | 22680000 | 453600056.7
Opex USI scope for improved efficiency | USI | 23.65 | 9460000 | 9460000 | 9460000 | 9460000 | 9460000 | 9460000 | 9460000 | 9460000 | 9460000 | 9460000 | 9460000 | 9460000 | 9460000 | 9460000 | 9460000 | 9460000 | 9460000 | 9460000 | 9460000 | 9460000 | 189200023.65
Opex USI no scope | USI | 38.7 | 15480000 | 15480000 | 15480000 | 15480000 | 15480000 | 15480000 | 15480000 | 15480000 | 15480000 | 15480000 | 15480000 | 15480000 | 15480000 | 15480000 | 15480000 | 15480000 | 15480000 | 15480000 | 15480000 | 15480000 | 309600038.7
Opex LSI scope for improved efficiency | LSI | 13.75 | 5500000 | 5500000 | 5500000 | 5500000 | 5500000 | 5500000 | 5500000 | 5500000 | 5500000 | 5500000 | 5500000 | 5500000 | 5500000 | 5500000 | 5500000 | 5500000 | 5500000 | 5500000 | 5500000 | 5500000 | 110000013.75
Opex LSI no scope | LSI | 22.5 | 9000000 | 9000000 | 9000000 | 9000000 | 9000000 | 9000000 | 9000000 | 9000000 | 9000000 | 9000000 | 9000000 | 9000000 | 9000000 | 9000000 | 9000000 | 9000000 | 9000000 | 9000000 | 9000000 | 9000000 | 180000022.5
Total |  | 290 | 116000000 | 116000000 | 116000000 | 116000000 | 116000000 | 116000000 | 116000000 | 116000000 | 116000000 | 116000000 | 116000000 | 116000000 | 116000000 | 116000000 | 116000000 | 116000000 | 116000000 | 116000000 | 116000000 | 116000000 | 2320000290
Total capex and opex |  |  | 254000000 | 254000000 | 294000000 | 294000000 | 294000000 | 294000000 | 294000000 | 254000000 | 254000000 | 254000000 | 254000000 | 254000000 | 254000000 | 254000000 | 254000000 | 254000000 | 254000000 | 254000000 | 254000000 | 254000000 | 5280000290
Total Load and Generation | 0 | 0 | 635000000 | 635000000 | 735000000 | 735000000 | 735000000 | 735000000 | 735000000 | 635000000 | 635000000 | 635000000 | 635000000 | 635000000 | 635000000 | 635000000 | 635000000 | 635000000 | 635000000 | 635000000 | 635000000 | 635000000 | 13200000290

## capex_load_S2a)_Low_Inv
Scenario 2a) Low investment - Huntly stays
LOAD
Year | Region | Allocaiton | 1 | 2 | 3 | 4 | 5 | 6 | 7 | 8 | 9 | 10 | 11 | 12 | 13 | 14 | 15 | 16 | 17 | 18 | 19 | 20 | Total
Major capex
Normal major capex | UNI | 50.2% | 15059748.701 | 15059748.701 | 15059748.701 | 15059748.701 | 15059748.701 | 15059748.701 | 15059748.701 | 15059748.701 | 15059748.701 | 15059748.701 | 15059748.701 | 15059748.701 | 15059748.701 | 15059748.701 | 15059748.701 | 15059748.701 | 15059748.701 | 15059748.701 | 15059748.701 | 15059748.701 | 301194974.0198
Normal major capex | LNI | 28.34% | 8500804.8713 | 8500804.8713 | 8500804.8713 | 8500804.8713 | 8500804.8713 | 8500804.8713 | 8500804.8713 | 8500804.8713 | 8500804.8713 | 8500804.8713 | 8500804.8713 | 8500804.8713 | 8500804.8713 | 8500804.8713 | 8500804.8713 | 8500804.8713 | 8500804.8713 | 8500804.8713 | 8500804.8713 | 8500804.8713 | 170016097.4253
Normal major capex | USI | 10.51% | 3154286.8621 | 3154286.8621 | 3154286.8621 | 3154286.8621 | 3154286.8621 | 3154286.8621 | 3154286.8621 | 3154286.8621 | 3154286.8621 | 3154286.8621 | 3154286.8621 | 3154286.8621 | 3154286.8621 | 3154286.8621 | 3154286.8621 | 3154286.8621 | 3154286.8621 | 3154286.8621 | 3154286.8621 | 3154286.8621 | 63085737.2413
Normal major capex | LSI | 10.95% | 3285159.5657 | 3285159.5657 | 3285159.5657 | 3285159.5657 | 3285159.5657 | 3285159.5657 | 3285159.5657 | 3285159.5657 | 3285159.5657 | 3285159.5657 | 3285159.5657 | 3285159.5657 | 3285159.5657 | 3285159.5657 | 3285159.5657 | 3285159.5657 | 3285159.5657 | 3285159.5657 | 3285159.5657 | 3285159.5657 | 65703191.3136
Normal annual major capex |  | 100% | 30000000 | 30000000 | 30000000 | 30000000 | 30000000 | 30000000 | 30000000 | 30000000 | 30000000 | 30000000 | 30000000 | 30000000 | 30000000 | 30000000 | 30000000 | 30000000 | 30000000 | 30000000 | 30000000 | 30000000 | 600000000
Scenario 2 major capex | UNI | 50.2% | 0 | 0 | 15059748.701 | 15059748.701 | 15059748.701 | 15059748.701 | 15059748.701 | 0 | 0 | 0 | 0 | 0 | 0 | 0 | 0 | 0 | 0 | 0 | 0 | 0 | 75298743.5049
| LNI | 28.34% | 0 | 0 | 8500804.8713 | 8500804.8713 | 8500804.8713 | 8500804.8713 | 8500804.8713 | 0 | 0 | 0 | 0 | 0 | 0 | 0 | 0 | 0 | 0 | 0 | 0 | 0 | 42504024.3563
| USI | 10.51% | 0 | 0 | 3154286.8621 | 3154286.8621 | 3154286.8621 | 3154286.8621 | 3154286.8621 | 0 | 0 | 0 | 0 | 0 | 0 | 0 | 0 | 0 | 0 | 0 | 0 | 0 | 15771434.3103
| LSI | 10.95% | 0 | 0 | 3285159.5657 | 3285159.5657 | 3285159.5657 | 3285159.5657 | 3285159.5657 | 0 | 0 | 0 | 0 | 0 | 0 | 0 | 0 | 0 | 0 | 0 | 0 | 0 | 16425797.8284
Total Scenario 2 major capex |  | 100% | 0 | 0 | 30000000 | 30000000 | 30000000 | 30000000 | 30000000 | 0 | 0 | 0 | 0 | 0 | 0 | 0 | 0 | 0 | 0 | 0 | 0 | 0 | 150000000
Base capex |  | in $m p.a.
Base capex UNI scope for improved efficiency | UNI | 53.475 | 32085000 | 32085000 | 32085000 | 32085000 | 32085000 | 32085000 | 32085000 | 32085000 | 32085000 | 32085000 | 32085000 | 32085000 | 32085000 | 32085000 | 32085000 | 32085000 | 32085000 | 32085000 | 32085000 | 32085000 | 641700000
Base capex UNI no scope | UNI | 31.05 | 18630000 | 18630000 | 18630000 | 18630000 | 18630000 | 18630000 | 18630000 | 18630000 | 18630000 | 18630000 | 18630000 | 18630000 | 18630000 | 18630000 | 18630000 | 18630000 | 18630000 | 18630000 | 18630000 | 18630000 | 372600000
Base capex LNI scope for improved efficiency | LNI | 48.825 | 29295000 | 29295000 | 29295000 | 29295000 | 29295000 | 29295000 | 29295000 | 29295000 | 29295000 | 29295000 | 29295000 | 29295000 | 29295000 | 29295000 | 29295000 | 29295000 | 29295000 | 29295000 | 29295000 | 29295000 | 585900000
Base capex LNI no scope | LNI | 28.35 | 17010000 | 17010000 | 17010000 | 17010000 | 17010000 | 17010000 | 17010000 | 17010000 | 17010000 | 17010000 | 17010000 | 17010000 | 17010000 | 17010000 | 17010000 | 17010000 | 17010000 | 17010000 | 17010000 | 17010000 | 340200000
Base capex USI scope for improved efficiency | USI | 33.325 | 19995000 | 19995000 | 19995000 | 19995000 | 19995000 | 19995000 | 19995000 | 19995000 | 19995000 | 19995000 | 19995000 | 19995000 | 19995000 | 19995000 | 19995000 | 19995000 | 19995000 | 19995000 | 19995000 | 19995000 | 399900000
Base capex USI no scope | USI | 19.35 | 11610000 | 11610000 | 11610000 | 11610000 | 11610000 | 11610000 | 11610000 | 11610000 | 11610000 | 11610000 | 11610000 | 11610000 | 11610000 | 11610000 | 11610000 | 11610000 | 11610000 | 11610000 | 11610000 | 11610000 | 232200000
Base capex LSI scope for improved efficiency | LSI | 19.375 | 11625000 | 11625000 | 11625000 | 11625000 | 11625000 | 11625000 | 11625000 | 11625000 | 11625000 | 11625000 | 11625000 | 11625000 | 11625000 | 11625000 | 11625000 | 11625000 | 11625000 | 11625000 | 11625000 | 11625000 | 232500000
Base capex LSI no scope | LSI | 11.25 | 6750000 | 6750000 | 6750000 | 6750000 | 6750000 | 6750000 | 6750000 | 6750000 | 6750000 | 6750000 | 6750000 | 6750000 | 6750000 | 6750000 | 6750000 | 6750000 | 6750000 | 6750000 | 6750000 | 6750000 | 135000000
Total |  | 245 | 147000000 | 147000000 | 147000000 | 147000000 | 147000000 | 147000000 | 147000000 | 147000000 | 147000000 | 147000000 | 147000000 | 147000000 | 147000000 | 147000000 | 147000000 | 147000000 | 147000000 | 147000000 | 147000000 | 147000000 | 2940000000
Opex
Opex UNI scope for improved efficiency | UNI | 37.95 | 22770000 | 22770000 | 22770000 | 22770000 | 22770000 | 22770000 | 22770000 | 22770000 | 22770000 | 22770000 | 22770000 | 22770000 | 22770000 | 22770000 | 22770000 | 22770000 | 22770000 | 22770000 | 22770000 | 22770000 | 455400000
Opex UNI no scope | UNI | 62.1 | 37260000 | 37260000 | 37260000 | 37260000 | 37260000 | 37260000 | 37260000 | 37260000 | 37260000 | 37260000 | 37260000 | 37260000 | 37260000 | 37260000 | 37260000 | 37260000 | 37260000 | 37260000 | 37260000 | 37260000 | 745200000
Opex LNI scope for improved efficiency | LNI | 34.65 | 20790000 | 20790000 | 20790000 | 20790000 | 20790000 | 20790000 | 20790000 | 20790000 | 20790000 | 20790000 | 20790000 | 20790000 | 20790000 | 20790000 | 20790000 | 20790000 | 20790000 | 20790000 | 20790000 | 20790000 | 415800000
Opex LNI no scope | LNI | 56.7 | 34020000 | 34020000 | 34020000 | 34020000 | 34020000 | 34020000 | 34020000 | 34020000 | 34020000 | 34020000 | 34020000 | 34020000 | 34020000 | 34020000 | 34020000 | 34020000 | 34020000 | 34020000 | 34020000 | 34020000 | 680400000
Opex USI scope for improved efficiency | USI | 23.65 | 14190000 | 14190000 | 14190000 | 14190000 | 14190000 | 14190000 | 14190000 | 14190000 | 14190000 | 14190000 | 14190000 | 14190000 | 14190000 | 14190000 | 14190000 | 14190000 | 14190000 | 14190000 | 14190000 | 14190000 | 283800000
Opex USI no scope | USI | 38.7 | 23220000 | 23220000 | 23220000 | 23220000 | 23220000 | 23220000 | 23220000 | 23220000 | 23220000 | 23220000 | 23220000 | 23220000 | 23220000 | 23220000 | 23220000 | 23220000 | 23220000 | 23220000 | 23220000 | 23220000 | 464400000
Opex LSI scope for improved efficiency | LSI | 13.75 | 8250000 | 8250000 | 8250000 | 8250000 | 8250000 | 8250000 | 8250000 | 8250000 | 8250000 | 8250000 | 8250000 | 8250000 | 8250000 | 8250000 | 8250000 | 8250000 | 8250000 | 8250000 | 8250000 | 8250000 | 165000000
Opex LSI no scope | LSI | 22.5 | 13500000 | 13500000 | 13500000 | 13500000 | 13500000 | 13500000 | 13500000 | 13500000 | 13500000 | 13500000 | 13500000 | 13500000 | 13500000 | 13500000 | 13500000 | 13500000 | 13500000 | 13500000 | 13500000 | 13500000 | 270000000
Total |  | 290 | 174000000 | 174000000 | 174000000 | 174000000 | 174000000 | 174000000 | 174000000 | 174000000 | 174000000 | 174000000 | 174000000 | 174000000 | 174000000 | 174000000 | 174000000 | 174000000 | 174000000 | 174000000 | 174000000 | 174000000 | 3480000000
Total capex and opex |  |  | 351000000 | 351000000 | 381000000 | 381000000 | 381000000 | 381000000 | 381000000 | 351000000 | 351000000 | 351000000 | 351000000 | 351000000 | 351000000 | 351000000 | 351000000 | 351000000 | 351000000 | 351000000 | 351000000 | 351000000 | 7170000000
GENERATION
Year | Region | Allocaiton | 1 | 2 | 3 | 4 | 5 | 6 | 7 | 8 | 9 | 10 | 11 | 12 | 13 | 14 | 15 | 16 | 17 | 18 | 19 | 20 | Total
Major capex
Normal major capex | UNI | 15.81% | 3161991.8653 | 3161991.8653 | 3161991.8653 | 3161991.8653 | 3161991.8653 | 3161991.8653 | 3161991.8653 | 3161991.8653 | 3161991.8653 | 3161991.8653 | 3161991.8653 | 3161991.8653 | 3161991.8653 | 3161991.8653 | 3161991.8653 | 3161991.8653 | 3161991.8653 | 3161991.8653 | 3161991.8653 | 3161991.8653 | 63239837.3066
Normal major capex | LNI | 37.32% | 7464165.6815 | 7464165.6815 | 7464165.6815 | 7464165.6815 | 7464165.6815 | 7464165.6815 | 7464165.6815 | 7464165.6815 | 7464165.6815 | 7464165.6815 | 7464165.6815 | 7464165.6815 | 7464165.6815 | 7464165.6815 | 7464165.6815 | 7464165.6815 | 7464165.6815 | 7464165.6815 | 7464165.6815 | 7464165.6815 | 149283313.6291
Normal major capex | USI | 1.76% | 352052.6979 | 352052.6979 | 352052.6979 | 352052.6979 | 352052.6979 | 352052.6979 | 352052.6979 | 352052.6979 | 352052.6979 | 352052.6979 | 352052.6979 | 352052.6979 | 352052.6979 | 352052.6979 | 352052.6979 | 352052.6979 | 352052.6979 | 352052.6979 | 352052.6979 | 352052.6979 | 7041053.9572
Normal major capex | LSI | 45.11% | 9021789.7554 | 9021789.7554 | 9021789.7554 | 9021789.7554 | 9021789.7554 | 9021789.7554 | 9021789.7554 | 9021789.7554 | 9021789.7554 | 9021789.7554 | 9021789.7554 | 9021789.7554 | 9021789.7554 | 9021789.7554 | 9021789.7554 | 9021789.7554 | 9021789.7554 | 9021789.7554 | 9021789.7554 | 9021789.7554 | 180435795.107
Normal annual major capex |  | 100% | 20000000 | 20000000 | 20000000 | 20000000 | 20000000 | 20000000 | 20000000 | 20000000 | 20000000 | 20000000 | 20000000 | 20000000 | 20000000 | 20000000 | 20000000 | 20000000 | 20000000 | 20000000 | 20000000 | 20000000 | 400000000
Scenario 2 major capex | UNI | 15.81% | 0 | 0 | 3161991.8653 | 3161991.8653 | 3161991.8653 | 3161991.8653 | 3161991.8653 | 0 | 0 | 0 | 0 | 0 | 0 | 0 | 0 | 0 | 0 | 0 | 0 | 0 | 15809959.3267
| LNI | 37.32% | 0 | 0 | 7464165.6815 | 7464165.6815 | 7464165.6815 | 7464165.6815 | 7464165.6815 | 0 | 0 | 0 | 0 | 0 | 0 | 0 | 0 | 0 | 0 | 0 | 0 | 0 | 37320828.4073
| USI | 1.76% | 0 | 0 | 352052.6979 | 352052.6979 | 352052.6979 | 352052.6979 | 352052.6979 | 0 | 0 | 0 | 0 | 0 | 0 | 0 | 0 | 0 | 0 | 0 | 0 | 0 | 1760263.4893
| LSI | 45.11% | 0 | 0 | 9021789.7554 | 9021789.7554 | 9021789.7554 | 9021789.7554 | 9021789.7554 | 0 | 0 | 0 | 0 | 0 | 0 | 0 | 0 | 0 | 0 | 0 | 0 | 0 | 45108948.7768
Total Scenario 2 major capex |  | 100% | 0 | 0 | 20000000 | 20000000 | 20000000 | 20000000 | 20000000 | 0 | 0 | 0 | 0 | 0 | 0 | 0 | 0 | 0 | 0 | 0 | 0 | 0 | 100000000
Base capex |  | in $m p.a.
Base capex UNI scope for improved efficiency | UNI | 53.475 | 21390000 | 21390000 | 21390000 | 21390000 | 21390000 | 21390000 | 21390000 | 21390000 | 21390000 | 21390000 | 21390000 | 21390000 | 21390000 | 21390000 | 21390000 | 21390000 | 21390000 | 21390000 | 21390000 | 21390000 | 427800000
Base capex UNI no scope | UNI | 31.05 | 12420000 | 12420000 | 12420000 | 12420000 | 12420000 | 12420000 | 12420000 | 12420000 | 12420000 | 12420000 | 12420000 | 12420000 | 12420000 | 12420000 | 12420000 | 12420000 | 12420000 | 12420000 | 12420000 | 12420000 | 248400000
Base capex LNI scope for improved efficiency | LNI | 48.825 | 19530000 | 19530000 | 19530000 | 19530000 | 19530000 | 19530000 | 19530000 | 19530000 | 19530000 | 19530000 | 19530000 | 19530000 | 19530000 | 19530000 | 19530000 | 19530000 | 19530000 | 19530000 | 19530000 | 19530000 | 390600000
Base capex LNI no scope | LNI | 28.35 | 11340000 | 11340000 | 11340000 | 11340000 | 11340000 | 11340000 | 11340000 | 11340000 | 11340000 | 11340000 | 11340000 | 11340000 | 11340000 | 11340000 | 11340000 | 11340000 | 11340000 | 11340000 | 11340000 | 11340000 | 226800000
Base capex USI scope for improved efficiency | USI | 33.325 | 13330000 | 13330000 | 13330000 | 13330000 | 13330000 | 13330000 | 13330000 | 13330000 | 13330000 | 13330000 | 13330000 | 13330000 | 13330000 | 13330000 | 13330000 | 13330000 | 13330000 | 13330000 | 13330000 | 13330000 | 266600000
Base capex USI no scope | USI | 19.35 | 7740000 | 7740000 | 7740000 | 7740000 | 7740000 | 7740000 | 7740000 | 7740000 | 7740000 | 7740000 | 7740000 | 7740000 | 7740000 | 7740000 | 7740000 | 7740000 | 7740000 | 7740000 | 7740000 | 7740000 | 154800000
Base capex LSI scope for improved efficiency | LSI | 19.375 | 7750000 | 7750000 | 7750000 | 7750000 | 7750000 | 7750000 | 7750000 | 7750000 | 7750000 | 7750000 | 7750000 | 7750000 | 7750000 | 7750000 | 7750000 | 7750000 | 7750000 | 7750000 | 7750000 | 7750000 | 155000000
Base capex LSI no scope | LSI | 11.25 | 4500000 | 4500000 | 4500000 | 4500000 | 4500000 | 4500000 | 4500000 | 4500000 | 4500000 | 4500000 | 4500000 | 4500000 | 4500000 | 4500000 | 4500000 | 4500000 | 4500000 | 4500000 | 4500000 | 4500000 | 90000000
Total |  | 245 | 98000000 | 98000000 | 98000000 | 98000000 | 98000000 | 98000000 | 98000000 | 98000000 | 98000000 | 98000000 | 98000000 | 98000000 | 98000000 | 98000000 | 98000000 | 98000000 | 98000000 | 98000000 | 98000000 | 98000000 | 1960000000
Opex
Opex UNI scope for improved efficiency | UNI | 37.95 | 15180000 | 15180000 | 15180000 | 15180000 | 15180000 | 15180000 | 15180000 | 15180000 | 15180000 | 15180000 | 15180000 | 15180000 | 15180000 | 15180000 | 15180000 | 15180000 | 15180000 | 15180000 | 15180000 | 15180000 | 303600037.95
Opex UNI no scope | UNI | 62.1 | 24840000 | 24840000 | 24840000 | 24840000 | 24840000 | 24840000 | 24840000 | 24840000 | 24840000 | 24840000 | 24840000 | 24840000 | 24840000 | 24840000 | 24840000 | 24840000 | 24840000 | 24840000 | 24840000 | 24840000 | 496800062.1
Opex LNI scope for improved efficiency | LNI | 34.65 | 13860000 | 13860000 | 13860000 | 13860000 | 13860000 | 13860000 | 13860000 | 13860000 | 13860000 | 13860000 | 13860000 | 13860000 | 13860000 | 13860000 | 13860000 | 13860000 | 13860000 | 13860000 | 13860000 | 13860000 | 277200034.65
Opex LNI no scope | LNI | 56.7 | 22680000 | 22680000 | 22680000 | 22680000 | 22680000 | 22680000 | 22680000 | 22680000 | 22680000 | 22680000 | 22680000 | 22680000 | 22680000 | 22680000 | 22680000 | 22680000 | 22680000 | 22680000 | 22680000 | 22680000 | 453600056.7
Opex USI scope for improved efficiency | USI | 23.65 | 9460000 | 9460000 | 9460000 | 9460000 | 9460000 | 9460000 | 9460000 | 9460000 | 9460000 | 9460000 | 9460000 | 9460000 | 9460000 | 9460000 | 9460000 | 9460000 | 9460000 | 9460000 | 9460000 | 9460000 | 189200023.65
Opex USI no scope | USI | 38.7 | 15480000 | 15480000 | 15480000 | 15480000 | 15480000 | 15480000 | 15480000 | 15480000 | 15480000 | 15480000 | 15480000 | 15480000 | 15480000 | 15480000 | 15480000 | 15480000 | 15480000 | 15480000 | 15480000 | 15480000 | 309600038.7
Opex LSI scope for improved efficiency | LSI | 13.75 | 5500000 | 5500000 | 5500000 | 5500000 | 5500000 | 5500000 | 5500000 | 5500000 | 5500000 | 5500000 | 5500000 | 5500000 | 5500000 | 5500000 | 5500000 | 5500000 | 5500000 | 5500000 | 5500000 | 5500000 | 110000013.75
Opex LSI no scope | LSI | 22.5 | 9000000 | 9000000 | 9000000 | 9000000 | 9000000 | 9000000 | 9000000 | 9000000 | 9000000 | 9000000 | 9000000 | 9000000 | 9000000 | 9000000 | 9000000 | 9000000 | 9000000 | 9000000 | 9000000 | 9000000 | 180000022.5
Total |  | 290 | 116000000 | 116000000 | 116000000 | 116000000 | 116000000 | 116000000 | 116000000 | 116000000 | 116000000 | 116000000 | 116000000 | 116000000 | 116000000 | 116000000 | 116000000 | 116000000 | 116000000 | 116000000 | 116000000 | 116000000 | 2320000290
Total capex and opex |  |  | 234000000 | 234000000 | 254000000 | 254000000 | 254000000 | 254000000 | 254000000 | 234000000 | 234000000 | 234000000 | 234000000 | 234000000 | 234000000 | 234000000 | 234000000 | 234000000 | 234000000 | 234000000 | 234000000 | 234000000 | 4780000290
Total Load and Generation | 0 | 0 | 585000000 | 585000000 | 635000000 | 635000000 | 635000000 | 635000000 | 635000000 | 585000000 | 585000000 | 585000000 | 585000000 | 585000000 | 585000000 | 585000000 | 585000000 | 585000000 | 585000000 | 585000000 | 585000000 | 585000000 | 11950000290

## capex_load_S2b)_Low_Inv
Scenario 2b) Low investment - Huntly goes
LOAD
Year | Region | Allocaiton | 1 | 2 | 3 | 4 | 5 | 6 | 7 | 8 | 9 | 10 | 11 | 12 | 13 | 14 | 15 | 16 | 17 | 18 | 19 | 20 | Total
Major capex
Normal major capex | UNI | 50.2% | 15059748.701 | 15059748.701 | 15059748.701 | 15059748.701 | 15059748.701 | 15059748.701 | 15059748.701 | 15059748.701 | 15059748.701 | 15059748.701 | 15059748.701 | 15059748.701 | 15059748.701 | 15059748.701 | 15059748.701 | 15059748.701 | 15059748.701 | 15059748.701 | 15059748.701 | 15059748.701 | 301194974.0198
Normal major capex | LNI | 28.34% | 8500804.8713 | 8500804.8713 | 8500804.8713 | 8500804.8713 | 8500804.8713 | 8500804.8713 | 8500804.8713 | 8500804.8713 | 8500804.8713 | 8500804.8713 | 8500804.8713 | 8500804.8713 | 8500804.8713 | 8500804.8713 | 8500804.8713 | 8500804.8713 | 8500804.8713 | 8500804.8713 | 8500804.8713 | 8500804.8713 | 170016097.4253
Normal major capex | USI | 10.51% | 3154286.8621 | 3154286.8621 | 3154286.8621 | 3154286.8621 | 3154286.8621 | 3154286.8621 | 3154286.8621 | 3154286.8621 | 3154286.8621 | 3154286.8621 | 3154286.8621 | 3154286.8621 | 3154286.8621 | 3154286.8621 | 3154286.8621 | 3154286.8621 | 3154286.8621 | 3154286.8621 | 3154286.8621 | 3154286.8621 | 63085737.2413
Normal major capex | LSI | 10.95% | 3285159.5657 | 3285159.5657 | 3285159.5657 | 3285159.5657 | 3285159.5657 | 3285159.5657 | 3285159.5657 | 3285159.5657 | 3285159.5657 | 3285159.5657 | 3285159.5657 | 3285159.5657 | 3285159.5657 | 3285159.5657 | 3285159.5657 | 3285159.5657 | 3285159.5657 | 3285159.5657 | 3285159.5657 | 3285159.5657 | 65703191.3136
Normal annual major capex |  | 100% | 30000000 | 30000000 | 30000000 | 30000000 | 30000000 | 30000000 | 30000000 | 30000000 | 30000000 | 30000000 | 30000000 | 30000000 | 30000000 | 30000000 | 30000000 | 30000000 | 30000000 | 30000000 | 30000000 | 30000000 | 600000000
Scenario 2 major capex | UNI | 50.2% | 0 | 0 | 15059748.701 | 15059748.701 | 15059748.701 | 15059748.701 | 15059748.701 | 0 | 0 | 0 | 0 | 0 | 0 | 0 | 0 | 0 | 0 | 0 | 0 | 0 | 75298743.5049
| LNI | 28.34% | 0 | 0 | 8500804.8713 | 8500804.8713 | 8500804.8713 | 8500804.8713 | 8500804.8713 | 0 | 0 | 0 | 0 | 0 | 0 | 0 | 0 | 0 | 0 | 0 | 0 | 0 | 42504024.3563
| USI | 10.51% | 0 | 0 | 3154286.8621 | 3154286.8621 | 3154286.8621 | 3154286.8621 | 3154286.8621 | 0 | 0 | 0 | 0 | 0 | 0 | 0 | 0 | 0 | 0 | 0 | 0 | 0 | 15771434.3103
| LSI | 10.95% | 0 | 0 | 3285159.5657 | 3285159.5657 | 3285159.5657 | 3285159.5657 | 3285159.5657 | 0 | 0 | 0 | 0 | 0 | 0 | 0 | 0 | 0 | 0 | 0 | 0 | 0 | 16425797.8284
Total Scenario 2 major capex |  | 100% | 0 | 0 | 30000000 | 30000000 | 30000000 | 30000000 | 30000000 | 0 | 0 | 0 | 0 | 0 | 0 | 0 | 0 | 0 | 0 | 0 | 0 | 0 | 150000000
Base capex |  | in $m p.a.
Base capex UNI scope for improved efficiency | UNI | 53.475 | 32085000 | 32085000 | 32085000 | 32085000 | 32085000 | 32085000 | 32085000 | 32085000 | 32085000 | 32085000 | 32085000 | 32085000 | 32085000 | 32085000 | 32085000 | 32085000 | 32085000 | 32085000 | 32085000 | 32085000 | 641700000
Base capex UNI no scope | UNI | 31.05 | 18630000 | 18630000 | 18630000 | 18630000 | 18630000 | 18630000 | 18630000 | 18630000 | 18630000 | 18630000 | 18630000 | 18630000 | 18630000 | 18630000 | 18630000 | 18630000 | 18630000 | 18630000 | 18630000 | 18630000 | 372600000
Base capex LNI scope for improved efficiency | LNI | 48.825 | 29295000 | 29295000 | 29295000 | 29295000 | 29295000 | 29295000 | 29295000 | 29295000 | 29295000 | 29295000 | 29295000 | 29295000 | 29295000 | 29295000 | 29295000 | 29295000 | 29295000 | 29295000 | 29295000 | 29295000 | 585900000
Base capex LNI no scope | LNI | 28.35 | 17010000 | 17010000 | 17010000 | 17010000 | 17010000 | 17010000 | 17010000 | 17010000 | 17010000 | 17010000 | 17010000 | 17010000 | 17010000 | 17010000 | 17010000 | 17010000 | 17010000 | 17010000 | 17010000 | 17010000 | 340200000
Base capex USI scope for improved efficiency | USI | 33.325 | 19995000 | 19995000 | 19995000 | 19995000 | 19995000 | 19995000 | 19995000 | 19995000 | 19995000 | 19995000 | 19995000 | 19995000 | 19995000 | 19995000 | 19995000 | 19995000 | 19995000 | 19995000 | 19995000 | 19995000 | 399900000
Base capex USI no scope | USI | 19.35 | 11610000 | 11610000 | 11610000 | 11610000 | 11610000 | 11610000 | 11610000 | 11610000 | 11610000 | 11610000 | 11610000 | 11610000 | 11610000 | 11610000 | 11610000 | 11610000 | 11610000 | 11610000 | 11610000 | 11610000 | 232200000
Base capex LSI scope for improved efficiency | LSI | 19.375 | 11625000 | 11625000 | 11625000 | 11625000 | 11625000 | 11625000 | 11625000 | 11625000 | 11625000 | 11625000 | 11625000 | 11625000 | 11625000 | 11625000 | 11625000 | 11625000 | 11625000 | 11625000 | 11625000 | 11625000 | 232500000
Base capex LSI no scope | LSI | 11.25 | 6750000 | 6750000 | 6750000 | 6750000 | 6750000 | 6750000 | 6750000 | 6750000 | 6750000 | 6750000 | 6750000 | 6750000 | 6750000 | 6750000 | 6750000 | 6750000 | 6750000 | 6750000 | 6750000 | 6750000 | 135000000
Total |  | 245 | 147000000 | 147000000 | 147000000 | 147000000 | 147000000 | 147000000 | 147000000 | 147000000 | 147000000 | 147000000 | 147000000 | 147000000 | 147000000 | 147000000 | 147000000 | 147000000 | 147000000 | 147000000 | 147000000 | 147000000 | 2940000000
Opex
Opex UNI scope for improved efficiency | UNI | 37.95 | 22770000 | 22770000 | 22770000 | 22770000 | 22770000 | 22770000 | 22770000 | 22770000 | 22770000 | 22770000 | 22770000 | 22770000 | 22770000 | 22770000 | 22770000 | 22770000 | 22770000 | 22770000 | 22770000 | 22770000 | 455400000
Opex UNI no scope | UNI | 62.1 | 37260000 | 37260000 | 37260000 | 37260000 | 37260000 | 37260000 | 37260000 | 37260000 | 37260000 | 37260000 | 37260000 | 37260000 | 37260000 | 37260000 | 37260000 | 37260000 | 37260000 | 37260000 | 37260000 | 37260000 | 745200000
Opex LNI scope for improved efficiency | LNI | 34.65 | 20790000 | 20790000 | 20790000 | 20790000 | 20790000 | 20790000 | 20790000 | 20790000 | 20790000 | 20790000 | 20790000 | 20790000 | 20790000 | 20790000 | 20790000 | 20790000 | 20790000 | 20790000 | 20790000 | 20790000 | 415800000
Opex LNI no scope | LNI | 56.7 | 34020000 | 34020000 | 34020000 | 34020000 | 34020000 | 34020000 | 34020000 | 34020000 | 34020000 | 34020000 | 34020000 | 34020000 | 34020000 | 34020000 | 34020000 | 34020000 | 34020000 | 34020000 | 34020000 | 34020000 | 680400000
Opex USI scope for improved efficiency | USI | 23.65 | 14190000 | 14190000 | 14190000 | 14190000 | 14190000 | 14190000 | 14190000 | 14190000 | 14190000 | 14190000 | 14190000 | 14190000 | 14190000 | 14190000 | 14190000 | 14190000 | 14190000 | 14190000 | 14190000 | 14190000 | 283800000
Opex USI no scope | USI | 38.7 | 23220000 | 23220000 | 23220000 | 23220000 | 23220000 | 23220000 | 23220000 | 23220000 | 23220000 | 23220000 | 23220000 | 23220000 | 23220000 | 23220000 | 23220000 | 23220000 | 23220000 | 23220000 | 23220000 | 23220000 | 464400000
Opex LSI scope for improved efficiency | LSI | 13.75 | 8250000 | 8250000 | 8250000 | 8250000 | 8250000 | 8250000 | 8250000 | 8250000 | 8250000 | 8250000 | 8250000 | 8250000 | 8250000 | 8250000 | 8250000 | 8250000 | 8250000 | 8250000 | 8250000 | 8250000 | 165000000
Opex LSI no scope | LSI | 22.5 | 13500000 | 13500000 | 13500000 | 13500000 | 13500000 | 13500000 | 13500000 | 13500000 | 13500000 | 13500000 | 13500000 | 13500000 | 13500000 | 13500000 | 13500000 | 13500000 | 13500000 | 13500000 | 13500000 | 13500000 | 270000000
Total |  | 290 | 174000000 | 174000000 | 174000000 | 174000000 | 174000000 | 174000000 | 174000000 | 174000000 | 174000000 | 174000000 | 174000000 | 174000000 | 174000000 | 174000000 | 174000000 | 174000000 | 174000000 | 174000000 | 174000000 | 174000000 | 3480000000
Total capex and opex |  |  | 351000000 | 351000000 | 381000000 | 381000000 | 381000000 | 381000000 | 381000000 | 351000000 | 351000000 | 351000000 | 351000000 | 351000000 | 351000000 | 351000000 | 351000000 | 351000000 | 351000000 | 351000000 | 351000000 | 351000000 | 7170000000
GENERATION
Year | Region | Allocaiton | 1 | 2 | 3 | 4 | 5 | 6 | 7 | 8 | 9 | 10 | 11 | 12 | 13 | 14 | 15 | 16 | 17 | 18 | 19 | 20 | Total
Major capex
Normal major capex | UNI | 15.81% | 3161991.8653 | 3161991.8653 | 3161991.8653 | 3161991.8653 | 3161991.8653 | 3161991.8653 | 3161991.8653 | 3161991.8653 | 3161991.8653 | 3161991.8653 | 3161991.8653 | 3161991.8653 | 3161991.8653 | 3161991.8653 | 3161991.8653 | 3161991.8653 | 3161991.8653 | 3161991.8653 | 3161991.8653 | 3161991.8653 | 63239837.3066
Normal major capex | LNI | 37.32% | 7464165.6815 | 7464165.6815 | 7464165.6815 | 7464165.6815 | 7464165.6815 | 7464165.6815 | 7464165.6815 | 7464165.6815 | 7464165.6815 | 7464165.6815 | 7464165.6815 | 7464165.6815 | 7464165.6815 | 7464165.6815 | 7464165.6815 | 7464165.6815 | 7464165.6815 | 7464165.6815 | 7464165.6815 | 7464165.6815 | 149283313.6291
Normal major capex | USI | 1.76% | 352052.6979 | 352052.6979 | 352052.6979 | 352052.6979 | 352052.6979 | 352052.6979 | 352052.6979 | 352052.6979 | 352052.6979 | 352052.6979 | 352052.6979 | 352052.6979 | 352052.6979 | 352052.6979 | 352052.6979 | 352052.6979 | 352052.6979 | 352052.6979 | 352052.6979 | 352052.6979 | 7041053.9572
Normal major capex | LSI | 45.11% | 9021789.7554 | 9021789.7554 | 9021789.7554 | 9021789.7554 | 9021789.7554 | 9021789.7554 | 9021789.7554 | 9021789.7554 | 9021789.7554 | 9021789.7554 | 9021789.7554 | 9021789.7554 | 9021789.7554 | 9021789.7554 | 9021789.7554 | 9021789.7554 | 9021789.7554 | 9021789.7554 | 9021789.7554 | 9021789.7554 | 180435795.107
Normal annual major capex |  | 100% | 20000000 | 20000000 | 20000000 | 20000000 | 20000000 | 20000000 | 20000000 | 20000000 | 20000000 | 20000000 | 20000000 | 20000000 | 20000000 | 20000000 | 20000000 | 20000000 | 20000000 | 20000000 | 20000000 | 20000000 | 400000000
Scenario 2 major capex | UNI | 15.81% | 0 | 0 | 3161991.8653 | 3161991.8653 | 3161991.8653 | 3161991.8653 | 3161991.8653 | 0 | 0 | 0 | 0 | 0 | 0 | 0 | 0 | 0 | 0 | 0 | 0 | 0 | 15809959.3267
| LNI | 37.32% | 0 | 0 | 7464165.6815 | 7464165.6815 | 7464165.6815 | 7464165.6815 | 7464165.6815 | 0 | 0 | 0 | 0 | 0 | 0 | 0 | 0 | 0 | 0 | 0 | 0 | 0 | 37320828.4073
| USI | 1.76% | 0 | 0 | 352052.6979 | 352052.6979 | 352052.6979 | 352052.6979 | 352052.6979 | 0 | 0 | 0 | 0 | 0 | 0 | 0 | 0 | 0 | 0 | 0 | 0 | 0 | 1760263.4893
| LSI | 45.11% | 0 | 0 | 9021789.7554 | 9021789.7554 | 9021789.7554 | 9021789.7554 | 9021789.7554 | 0 | 0 | 0 | 0 | 0 | 0 | 0 | 0 | 0 | 0 | 0 | 0 | 0 | 45108948.7768
Total Scenario 2 major capex |  | 100% | 0 | 0 | 20000000 | 20000000 | 20000000 | 20000000 | 20000000 | 0 | 0 | 0 | 0 | 0 | 0 | 0 | 0 | 0 | 0 | 0 | 0 | 0 | 100000000
Base capex |  | in $m p.a.
Base capex UNI scope for improved efficiency | UNI | 53.475 | 21390000 | 21390000 | 21390000 | 21390000 | 21390000 | 21390000 | 21390000 | 21390000 | 21390000 | 21390000 | 21390000 | 21390000 | 21390000 | 21390000 | 21390000 | 21390000 | 21390000 | 21390000 | 21390000 | 21390000 | 427800000
Base capex UNI no scope | UNI | 31.05 | 12420000 | 12420000 | 12420000 | 12420000 | 12420000 | 12420000 | 12420000 | 12420000 | 12420000 | 12420000 | 12420000 | 12420000 | 12420000 | 12420000 | 12420000 | 12420000 | 12420000 | 12420000 | 12420000 | 12420000 | 248400000
Base capex LNI scope for improved efficiency | LNI | 48.825 | 19530000 | 19530000 | 19530000 | 19530000 | 19530000 | 19530000 | 19530000 | 19530000 | 19530000 | 19530000 | 19530000 | 19530000 | 19530000 | 19530000 | 19530000 | 19530000 | 19530000 | 19530000 | 19530000 | 19530000 | 390600000
Base capex LNI no scope | LNI | 28.35 | 11340000 | 11340000 | 11340000 | 11340000 | 11340000 | 11340000 | 11340000 | 11340000 | 11340000 | 11340000 | 11340000 | 11340000 | 11340000 | 11340000 | 11340000 | 11340000 | 11340000 | 11340000 | 11340000 | 11340000 | 226800000
Base capex USI scope for improved efficiency | USI | 33.325 | 13330000 | 13330000 | 13330000 | 13330000 | 13330000 | 13330000 | 13330000 | 13330000 | 13330000 | 13330000 | 13330000 | 13330000 | 13330000 | 13330000 | 13330000 | 13330000 | 13330000 | 13330000 | 13330000 | 13330000 | 266600000
Base capex USI no scope | USI | 19.35 | 7740000 | 7740000 | 7740000 | 7740000 | 7740000 | 7740000 | 7740000 | 7740000 | 7740000 | 7740000 | 7740000 | 7740000 | 7740000 | 7740000 | 7740000 | 7740000 | 7740000 | 7740000 | 7740000 | 7740000 | 154800000
Base capex LSI scope for improved efficiency | LSI | 19.375 | 7750000 | 7750000 | 7750000 | 7750000 | 7750000 | 7750000 | 7750000 | 7750000 | 7750000 | 7750000 | 7750000 | 7750000 | 7750000 | 7750000 | 7750000 | 7750000 | 7750000 | 7750000 | 7750000 | 7750000 | 155000000
Base capex LSI no scope | LSI | 11.25 | 4500000 | 4500000 | 4500000 | 4500000 | 4500000 | 4500000 | 4500000 | 4500000 | 4500000 | 4500000 | 4500000 | 4500000 | 4500000 | 4500000 | 4500000 | 4500000 | 4500000 | 4500000 | 4500000 | 4500000 | 90000000
Total |  | 245 | 98000000 | 98000000 | 98000000 | 98000000 | 98000000 | 98000000 | 98000000 | 98000000 | 98000000 | 98000000 | 98000000 | 98000000 | 98000000 | 98000000 | 98000000 | 98000000 | 98000000 | 98000000 | 98000000 | 98000000 | 1960000000
Opex
Opex UNI scope for improved efficiency | UNI | 37.95 | 15180000 | 15180000 | 15180000 | 15180000 | 15180000 | 15180000 | 15180000 | 15180000 | 15180000 | 15180000 | 15180000 | 15180000 | 15180000 | 15180000 | 15180000 | 15180000 | 15180000 | 15180000 | 15180000 | 15180000 | 303600037.95
Opex UNI no scope | UNI | 62.1 | 24840000 | 24840000 | 24840000 | 24840000 | 24840000 | 24840000 | 24840000 | 24840000 | 24840000 | 24840000 | 24840000 | 24840000 | 24840000 | 24840000 | 24840000 | 24840000 | 24840000 | 24840000 | 24840000 | 24840000 | 496800062.1
Opex LNI scope for improved efficiency | LNI | 34.65 | 13860000 | 13860000 | 13860000 | 13860000 | 13860000 | 13860000 | 13860000 | 13860000 | 13860000 | 13860000 | 13860000 | 13860000 | 13860000 | 13860000 | 13860000 | 13860000 | 13860000 | 13860000 | 13860000 | 13860000 | 277200034.65
Opex LNI no scope | LNI | 56.7 | 22680000 | 22680000 | 22680000 | 22680000 | 22680000 | 22680000 | 22680000 | 22680000 | 22680000 | 22680000 | 22680000 | 22680000 | 22680000 | 22680000 | 22680000 | 22680000 | 22680000 | 22680000 | 22680000 | 22680000 | 453600056.7
Opex USI scope for improved efficiency | USI | 23.65 | 9460000 | 9460000 | 9460000 | 9460000 | 9460000 | 9460000 | 9460000 | 9460000 | 9460000 | 9460000 | 9460000 | 9460000 | 9460000 | 9460000 | 9460000 | 9460000 | 9460000 | 9460000 | 9460000 | 9460000 | 189200023.65
Opex USI no scope | USI | 38.7 | 15480000 | 15480000 | 15480000 | 15480000 | 15480000 | 15480000 | 15480000 | 15480000 | 15480000 | 15480000 | 15480000 | 15480000 | 15480000 | 15480000 | 15480000 | 15480000 | 15480000 | 15480000 | 15480000 | 15480000 | 309600038.7
Opex LSI scope for improved efficiency | LSI | 13.75 | 5500000 | 5500000 | 5500000 | 5500000 | 5500000 | 5500000 | 5500000 | 5500000 | 5500000 | 5500000 | 5500000 | 5500000 | 5500000 | 5500000 | 5500000 | 5500000 | 5500000 | 5500000 | 5500000 | 5500000 | 110000013.75
Opex LSI no scope | LSI | 22.5 | 9000000 | 9000000 | 9000000 | 9000000 | 9000000 | 9000000 | 9000000 | 9000000 | 9000000 | 9000000 | 9000000 | 9000000 | 9000000 | 9000000 | 9000000 | 9000000 | 9000000 | 9000000 | 9000000 | 9000000 | 180000022.5
Total |  | 290 | 116000000 | 116000000 | 116000000 | 116000000 | 116000000 | 116000000 | 116000000 | 116000000 | 116000000 | 116000000 | 116000000 | 116000000 | 116000000 | 116000000 | 116000000 | 116000000 | 116000000 | 116000000 | 116000000 | 116000000 | 2320000290
Total capex and opex |  |  | 234000000 | 234000000 | 254000000 | 254000000 | 254000000 | 254000000 | 254000000 | 234000000 | 234000000 | 234000000 | 234000000 | 234000000 | 234000000 | 234000000 | 234000000 | 234000000 | 234000000 | 234000000 | 234000000 | 234000000 | 4780000290
Total Load and Generation | 0 | 0 | 585000000 | 585000000 | 635000000 | 635000000 | 635000000 | 635000000 | 635000000 | 585000000 | 585000000 | 585000000 | 585000000 | 585000000 | 585000000 | 585000000 | 585000000 | 585000000 | 585000000 | 585000000 | 585000000 | 585000000 | 11950000290

## LRMC_load_scen1a Huntly stays
WACC | 8%
Scenario 1a Huntly stays
NPV ($ Capex) | CAPEX | Year 1 | Year 2 | Year 3 | Year 4 | Year 5 | Year 6 | Year 7 | Year 8 | Year 9 | Year 10 | Year 11 | Year 12 | Year 13 | Year 14 | Year 15 | Year 16 | Year 17 | Year 18 | Year 19 | Year 20 | TOTAL
289255581.1554 | UNI | 30119497.402 | 30119497.402 | 30119497.402 | 30119497.402 | 30119497.402 | 30119497.402 | 30119497.402 | 30119497.402 | 30119497.402 | 30119497.402 | 30119497.402 | 30119497.402 | 30119497.402 | 30119497.402 | 30119497.402 | 30119497.402 | 30119497.402 | 30119497.402 | 30119497.402 | 30119497.402
163276645.7228 | LNI | 17001609.7425 | 17001609.7425 | 17001609.7425 | 17001609.7425 | 17001609.7425 | 17001609.7425 | 17001609.7425 | 17001609.7425 | 17001609.7425 | 17001609.7425 | 17001609.7425 | 17001609.7425 | 17001609.7425 | 17001609.7425 | 17001609.7425 | 17001609.7425 | 17001609.7425 | 17001609.7425 | 17001609.7425 | 17001609.7425
60585013.5705 | USI | 6308573.7241 | 6308573.7241 | 6308573.7241 | 6308573.7241 | 6308573.7241 | 6308573.7241 | 6308573.7241 | 6308573.7241 | 6308573.7241 | 6308573.7241 | 6308573.7241 | 6308573.7241 | 6308573.7241 | 6308573.7241 | 6308573.7241 | 6308573.7241 | 6308573.7241 | 6308573.7241 | 6308573.7241 | 6308573.7241
63098711.554 | LSI | 6570319.1314 | 6570319.1314 | 6570319.1314 | 6570319.1314 | 6570319.1314 | 6570319.1314 | 6570319.1314 | 6570319.1314 | 6570319.1314 | 6570319.1314 | 6570319.1314 | 6570319.1314 | 6570319.1314 | 6570319.1314 | 6570319.1314 | 6570319.1314 | 6570319.1314 | 6570319.1314 | 6570319.1314 | 6570319.1314
576215952.0027 | Transpower
NPV (MW) | Volumes | Year 1 | Year 2 | Year 3 | Year 4 | Year 5 | Year 6 | Year 7 | Year 8 | Year 9 | Year 10 | Year 11 | Year 12 | Year 13 | Year 14 | Year 15 | Year 16 | Year 17 | Year 18 | Year 19 | Year 20 | TOTAL
| UNI total | 2196.272 | 2226.0415 | 2243.2008 | 2270.7676 | 2299.7142 | 2326.6755 | 2353.5144 | 2380.3693 | 2407.1248 | 2434.1586 | 2461.1009 | 2487.7487 | 2514.2353 | 2540.5936 | 2566.8759 | 2614.3301 | 2593.1185 | 2645.2196 | 2671.0795 | 2696.84
| LNI total | 2433.6789 | 2456.6997 | 2480.8326 | 2506.2536 | 2531.8799 | 2555.4279 | 2577.9151 | 2600.307 | 2622.8966 | 2645.5552 | 2668.3073 | 2690.9475 | 2713.5587 | 2736.2192 | 2758.9055 | 2804.2805 | 2781.5829 | 2827.0014 | 2849.726 | 2872.49
| USI total | 1134.8765 | 1135.3691 | 1150.5598 | 1166.0631 | 1181.5544 | 1195.4731 | 1208.5891 | 1221.7297 | 1234.985 | 1248.3432 | 1261.7604 | 1275.0033 | 1288.1648 | 1301.3814 | 1314.6 | 1321.2527 | 1327.9054 | 1341.1785 | 1354.4607 | 1367.7535
| LSI total | 1017.7385 | 1021.9125 | 1027.4922 | 1033.0752 | 1038.9089 | 1044.1914 | 1048.9297 | 1053.7772 | 1058.7377 | 1063.6807 | 1068.7666 | 1073.8273 | 1078.8698 | 1083.9988 | 1089.145 | 1091.7306 | 1094.3162 | 1099.5285 | 1104.7617 | 1110.0185
1961.6424 | UNI incremental cumulative |  | 29.7695 | 46.9288 | 74.4955 | 103.4422 | 130.4034 | 157.2424 | 184.0973 | 210.8527 | 237.8865 | 264.8288 | 291.4766 | 317.9632 | 344.3215 | 370.6039 | 418.058 | 396.8464 | 448.9476 | 474.8074 | 500.568
1753.3402 | LNI incremental cumulative |  | 23.0208 | 47.1537 | 72.5748 | 98.2011 | 121.749 | 144.2362 | 166.6281 | 189.2177 | 211.8763 | 234.6284 | 257.2686 | 279.8798 | 302.5403 | 325.2267 | 370.6016 | 347.904 | 393.3226 | 416.0471 | 438.8111
904.1062 | USI incremental cumulative |  | 0.49262 | 15.6833 | 31.1866 | 46.6779 | 60.5966 | 73.7126 | 86.8532 | 100.1085 | 113.4667 | 126.8839 | 140.1268 | 153.2883 | 166.5049 | 179.7235 | 186.3762 | 193.0289 | 206.302 | 219.5842 | 232.877
375.3681 | LSI incremental cumulative |  | 4.174 | 9.7536 | 15.3367 | 21.1703 | 26.4529 | 31.1912 | 36.0386 | 40.9991 | 45.9422 | 51.028 | 56.0887 | 61.1313 | 66.2602 | 71.4065 | 73.9921 | 76.5777 | 81.79 | 87.0231 | 92.2799
4994.4568 | Transpower
LRMC ($/MW) | Region
147455.8198 | UNI
93123.1973 | LNI
67010.9474 | USI
168098.233 | LSI
115371.0943 | Transpower
NPV (MWh) | Volumes | Year 1 | Year 2 | Year 3 | Year 4 | Year 5 | Year 6 | Year 7 | Year 8 | Year 9 | Year 10 | Year 11 | Year 12 | Year 13 | Year 14 | Year 15 | Year 16 | Year 17 | Year 18 | Year 19 | Year 20 | TOTAL
| UNI total | 11972470.491 | 12134751.9976 | 12228291.9856 | 12378565.7361 | 12536361.5272 | 12683334.7705 | 12829641.0082 | 12976034.2618 | 13121885.6034 | 13269254.037 | 13416123.6687 | 13561388.0793 | 13705773.5951 | 13849459.7724 | 13992731.907 | 14251417.438 | 14135787.2279 | 14419804.5954 | 14560773.6443 | 14701201.4096
| LNI total | 14131099.1437 | 14264769.1271 | 14404896.0564 | 14552502.8687 | 14701301.318 | 14838031.9669 | 14968603.5184 | 15098621.5152 | 15229787.2974 | 15361354.1953 | 15493463.5244 | 15624923.3063 | 15756214.6516 | 15887792.2888 | 16019520.1329 | 16282988.8666 | 16151195.6073 | 16414917.4534 | 16546866.9179 | 16679045.5992
| USI total | 4970759.0839 | 4972916.7682 | 5039451.9077 | 5107356.3562 | 5175208.2178 | 5236172.392 | 5293620.3582 | 5351175.8831 | 5409234.2081 | 5467743.4133 | 5526510.573 | 5584514.3283 | 5642161.8433 | 5700050.4372 | 5757948.0667 | 5787086.8545 | 5816225.6423 | 5874361.6821 | 5932537.7197 | 5990760.4745
| LSI total | 4457694.7014 | 4475976.6799 | 4500415.6324 | 4524869.2655 | 4550420.7915 | 4573558.3059 | 4594312.0249 | 4615543.9234 | 4637270.9314 | 4658921.6412 | 4681197.529 | 4703363.3621 | 4725449.7128 | 4747914.5881 | 4770455.2771 | 4781780.0577 | 4793104.8384 | 4815935.0243 | 4838856.0608 | 4861880.8714
10693440.8274 | UNI incremental cumulative |  | 162281.5066 | 255821.4946 | 406095.2452 | 563891.0362 | 710864.2795 | 857170.5172 | 1003563.7708 | 1149415.1124 | 1296783.546 | 1443653.1777 | 1588917.5883 | 1733303.1041 | 1876989.2814 | 2020261.416 | 2278946.947 | 2163316.7369 | 2447334.1044 | 2588303.1533 | 2728730.9186
10180728.7366 | LNI incremental cumulative |  | 133669.9834 | 273796.9128 | 421403.725 | 570202.1744 | 706932.8232 | 837504.3747 | 967522.3715 | 1098688.1538 | 1230255.0516 | 1362364.3808 | 1493824.1626 | 1625115.5079 | 1756693.1451 | 1888420.9893 | 2151889.7229 | 2020096.4636 | 2283818.3097 | 2415767.7743 | 2547946.4556
3959985.1917 | USI incremental cumulative |  | 2157.6842 | 68692.8238 | 136597.2722 | 204449.1339 | 265413.3081 | 322861.2742 | 380416.7992 | 438475.1242 | 496984.3293 | 555751.4891 | 613755.2443 | 671402.7594 | 729291.3532 | 787188.9828 | 816327.7705 | 845466.5583 | 903602.5981 | 961778.6357 | 1020001.3905
1644112.2056 | LSI incremental cumulative |  | 18281.9785 | 42720.931 | 67174.5641 | 92726.0901 | 115863.6045 | 136617.3235 | 157849.222 | 179576.23 | 201226.9398 | 223502.8276 | 245668.6607 | 267755.0114 | 290219.8867 | 312760.5757 | 324085.3564 | 335410.137 | 358240.3229 | 381161.3594 | 404186.17
26478266.9612 | Transpower
LRMC ($/MWh) | Region
27.0498 | UNI
16.0378 | LNI
15.2993 | USI
38.3786 | LSI
21.7618 | Transpower
Note on B3: Linda O'Mullane: Source: Blair's data 20 April 2016
Note on B10: Linda O'Mullane: Source: Blair_Transpower National-Regional Peak Demand Forecasts Feb-2015_LOM (winter P50)
Note on B28: Linda O'Mullane: Source: Blair_Transpower National-Regional Peak Demand Forecasts Feb-2015_LOM (winter P50)

## LRMC_load_scen1b Huntly goes
WACC | 8%
Scenario 1
NPV ($ Capex) | CAPEX | Year 1 | Year 2 | Year 3 | Year 4 | Year 5 | Year 6 | Year 7 | Year 8 | Year 9 | Year 10 | Year 11 | Year 12 | Year 13 | Year 14 | Year 15 | Year 16 | Year 17 | Year 18 | Year 19 | Year 20 | TOTAL
400605969.6634 | UNI | 30119497.402 | 30119497.402 | 60238994.804 | 60238994.804 | 60238994.804 | 60238994.804 | 60238994.804 | 30119497.402 | 30119497.402 | 30119497.402 | 30119497.402 | 30119497.402 | 30119497.402 | 30119497.402 | 30119497.402 | 30119497.402 | 30119497.402 | 30119497.402 | 30119497.402 | 30119497.402
226130810.4131 | LNI | 17001609.7425 | 17001609.7425 | 34003219.4851 | 34003219.4851 | 34003219.4851 | 34003219.4851 | 34003219.4851 | 17001609.7425 | 17001609.7425 | 17001609.7425 | 17001609.7425 | 17001609.7425 | 17001609.7425 | 17001609.7425 | 17001609.7425 | 17001609.7425 | 17001609.7425 | 17001609.7425 | 17001609.7425 | 17001609.7425
83907518.7816 | USI | 6308573.7241 | 6308573.7241 | 12617147.4483 | 12617147.4483 | 12617147.4483 | 12617147.4483 | 12617147.4483 | 6308573.7241 | 6308573.7241 | 6308573.7241 | 6308573.7241 | 6308573.7241 | 6308573.7241 | 6308573.7241 | 6308573.7241 | 6308573.7241 | 6308573.7241 | 6308573.7241 | 6308573.7241 | 6308573.7241
87388877.4268 | LSI | 6570319.1314 | 6570319.1314 | 13140638.2627 | 13140638.2627 | 13140638.2627 | 13140638.2627 | 13140638.2627 | 6570319.1314 | 6570319.1314 | 6570319.1314 | 6570319.1314 | 6570319.1314 | 6570319.1314 | 6570319.1314 | 6570319.1314 | 6570319.1314 | 6570319.1314 | 6570319.1314 | 6570319.1314 | 6570319.1314
798033176.2848 | Transpower
NPV (MW) | Volumes | Year 1 | Year 2 | Year 3 | Year 4 | Year 5 | Year 6 | Year 7 | Year 8 | Year 9 | Year 10 | Year 11 | Year 12 | Year 13 | Year 14 | Year 15 | Year 16 | Year 17 | Year 18 | Year 19 | Year 20 | TOTAL
| UNI total | 2196.272 | 2226.0415 | 2243.2008 | 2270.7676 | 2299.7142 | 2326.6755 | 2353.5144 | 2380.3693 | 2407.1248 | 2434.1586 | 2461.1009 | 2487.7487 | 2514.2353 | 2540.5936 | 2566.8759 | 2614.3301 | 2593.1185 | 2645.2196 | 2671.0795 | 2696.84
| LNI total | 2433.6789 | 2456.6997 | 2480.8326 | 2506.2536 | 2531.8799 | 2555.4279 | 2577.9151 | 2600.307 | 2622.8966 | 2645.5552 | 2668.3073 | 2690.9475 | 2713.5587 | 2736.2192 | 2758.9055 | 2804.2805 | 2781.5829 | 2827.0014 | 2849.726 | 2872.49
| USI total | 1134.8765 | 1135.3691 | 1150.5598 | 1166.0631 | 1181.5544 | 1195.4731 | 1208.5891 | 1221.7297 | 1234.985 | 1248.3432 | 1261.7604 | 1275.0033 | 1288.1648 | 1301.3814 | 1314.6 | 1321.2527 | 1327.9054 | 1341.1785 | 1354.4607 | 1367.7535
| LSI total | 1017.7385 | 1021.9125 | 1027.4922 | 1033.0752 | 1038.9089 | 1044.1914 | 1048.9297 | 1053.7772 | 1058.7377 | 1063.6807 | 1068.7666 | 1073.8273 | 1078.8698 | 1083.9988 | 1089.145 | 1091.7306 | 1094.3162 | 1099.5285 | 1104.7617 | 1110.0185
1961.6424 | UNI incremental cumulative |  | 29.7695 | 46.9288 | 74.4955 | 103.4422 | 130.4034 | 157.2424 | 184.0973 | 210.8527 | 237.8865 | 264.8288 | 291.4766 | 317.9632 | 344.3215 | 370.6039 | 418.058 | 396.8464 | 448.9476 | 474.8074 | 500.568
1753.3402 | LNI incremental cumulative |  | 23.0208 | 47.1537 | 72.5748 | 98.2011 | 121.749 | 144.2362 | 166.6281 | 189.2177 | 211.8763 | 234.6284 | 257.2686 | 279.8798 | 302.5403 | 325.2267 | 370.6016 | 347.904 | 393.3226 | 416.0471 | 438.8111
904.1062 | USI incremental cumulative |  | 0.49262 | 15.6833 | 31.1866 | 46.6779 | 60.5966 | 73.7126 | 86.8532 | 100.1085 | 113.4667 | 126.8839 | 140.1268 | 153.2883 | 166.5049 | 179.7235 | 186.3762 | 193.0289 | 206.302 | 219.5842 | 232.877
375.3681 | LSI incremental cumulative |  | 4.174 | 9.7536 | 15.3367 | 21.1703 | 26.4529 | 31.1912 | 36.0386 | 40.9991 | 45.9422 | 51.028 | 56.0887 | 61.1313 | 66.2602 | 71.4065 | 73.9921 | 76.5777 | 81.79 | 87.0231 | 92.2799
4994.4568 | Transpower
LRMC ($/MW) | Region
204219.6781 | UNI
128971.4397 | LNI
92807.1481 | USI
232808.4919 | LSI
159783.7764 | Transpower
NPV (MWh) | Volumes | Year 1 | Year 2 | Year 3 | Year 4 | Year 5 | Year 6 | Year 7 | Year 8 | Year 9 | Year 10 | Year 11 | Year 12 | Year 13 | Year 14 | Year 15 | Year 16 | Year 17 | Year 18 | Year 19 | Year 20 | TOTAL
| UNI total | 11972470.491 | 12134751.9976 | 12228291.9856 | 12378565.7361 | 12536361.5272 | 12683334.7705 | 12829641.0082 | 12976034.2618 | 13121885.6034 | 13269254.037 | 13416123.6687 | 13561388.0793 | 13705773.5951 | 13849459.7724 | 13992731.907 | 14251417.438 | 14135787.2279 | 14419804.5954 | 14560773.6443 | 14701201.4096
| LNI total | 14131099.1437 | 14264769.1271 | 14404896.0564 | 14552502.8687 | 14701301.318 | 14838031.9669 | 14968603.5184 | 15098621.5152 | 15229787.2974 | 15361354.1953 | 15493463.5244 | 15624923.3063 | 15756214.6516 | 15887792.2888 | 16019520.1329 | 16282988.8666 | 16151195.6073 | 16414917.4534 | 16546866.9179 | 16679045.5992
| USI total | 4970759.0839 | 4972916.7682 | 5039451.9077 | 5107356.3562 | 5175208.2178 | 5236172.392 | 5293620.3582 | 5351175.8831 | 5409234.2081 | 5467743.4133 | 5526510.573 | 5584514.3283 | 5642161.8433 | 5700050.4372 | 5757948.0667 | 5787086.8545 | 5816225.6423 | 5874361.6821 | 5932537.7197 | 5990760.4745
| LSI total | 4457694.7014 | 4475976.6799 | 4500415.6324 | 4524869.2655 | 4550420.7915 | 4573558.3059 | 4594312.0249 | 4615543.9234 | 4637270.9314 | 4658921.6412 | 4681197.529 | 4703363.3621 | 4725449.7128 | 4747914.5881 | 4770455.2771 | 4781780.0577 | 4793104.8384 | 4815935.0243 | 4838856.0608 | 4861880.8714
10693440.8274 | UNI incremental cumulative |  | 162281.5066 | 255821.4946 | 406095.2452 | 563891.0362 | 710864.2795 | 857170.5172 | 1003563.7708 | 1149415.1124 | 1296783.546 | 1443653.1777 | 1588917.5883 | 1733303.1041 | 1876989.2814 | 2020261.416 | 2278946.947 | 2163316.7369 | 2447334.1044 | 2588303.1533 | 2728730.9186
10180728.7366 | LNI incremental cumulative |  | 133669.9834 | 273796.9128 | 421403.725 | 570202.1744 | 706932.8232 | 837504.3747 | 967522.3715 | 1098688.1538 | 1230255.0516 | 1362364.3808 | 1493824.1626 | 1625115.5079 | 1756693.1451 | 1888420.9893 | 2151889.7229 | 2020096.4636 | 2283818.3097 | 2415767.7743 | 2547946.4556
3959985.1917 | USI incremental cumulative |  | 2157.6842 | 68692.8238 | 136597.2722 | 204449.1339 | 265413.3081 | 322861.2742 | 380416.7992 | 438475.1242 | 496984.3293 | 555751.4891 | 613755.2443 | 671402.7594 | 729291.3532 | 787188.9828 | 816327.7705 | 845466.5583 | 903602.5981 | 961778.6357 | 1020001.3905
1644112.2056 | LSI incremental cumulative |  | 18281.9785 | 42720.931 | 67174.5641 | 92726.0901 | 115863.6045 | 136617.3235 | 157849.222 | 179576.23 | 201226.9398 | 223502.8276 | 245668.6607 | 267755.0114 | 290219.8867 | 312760.5757 | 324085.3564 | 335410.137 | 358240.3229 | 381161.3594 | 404186.17
26478266.9612 | Transpower
LRMC ($/MWh) | Region
37.4628 | UNI
22.2117 | LNI
21.1888 | USI
53.1526 | LSI
30.1392 | Transpower
Note on B3: Linda O'Mullane: Source: Blair's data 8 March 2016
Note on B10: Linda O'Mullane: Source: Blair_Transpower National-Regional Peak Demand Forecasts Feb-2015_LOM (winter P50)
Note on B28: Linda O'Mullane: Source: Blair_Transpower National-Regional Peak Demand Forecasts Feb-2015_LOM (winter P50)

## LRMC_load_S2_Low_inv
WACC | 8%
Scenario 2 Low investment
NPV ($ Capex) | CAPEX | Year 1 | Year 2 | Year 3 | Year 4 | Year 5 | Year 6 | Year 7 | Year 8 | Year 9 | Year 10 | Year 11 | Year 12 | Year 13 | Year 14 | Year 15 | Year 16 | Year 17 | Year 18 | Year 19 | Year 20 | TOTAL
200302984.8317 | UNI | 15059748.701 | 15059748.701 | 30119497.402 | 30119497.402 | 30119497.402 | 30119497.402 | 30119497.402 | 15059748.701 | 15059748.701 | 15059748.701 | 15059748.701 | 15059748.701 | 15059748.701 | 15059748.701 | 15059748.701 | 15059748.701 | 15059748.701 | 15059748.701 | 15059748.701 | 15059748.701
113065405.2066 | LNI | 8500804.8713 | 8500804.8713 | 17001609.7425 | 17001609.7425 | 17001609.7425 | 17001609.7425 | 17001609.7425 | 8500804.8713 | 8500804.8713 | 8500804.8713 | 8500804.8713 | 8500804.8713 | 8500804.8713 | 8500804.8713 | 8500804.8713 | 8500804.8713 | 8500804.8713 | 8500804.8713 | 8500804.8713 | 8500804.8713
41953759.3908 | USI | 3154286.8621 | 3154286.8621 | 6308573.7241 | 6308573.7241 | 6308573.7241 | 6308573.7241 | 6308573.7241 | 3154286.8621 | 3154286.8621 | 3154286.8621 | 3154286.8621 | 3154286.8621 | 3154286.8621 | 3154286.8621 | 3154286.8621 | 3154286.8621 | 3154286.8621 | 3154286.8621 | 3154286.8621 | 3154286.8621
43694438.7134 | LSI | 3285159.5657 | 3285159.5657 | 6570319.1314 | 6570319.1314 | 6570319.1314 | 6570319.1314 | 6570319.1314 | 3285159.5657 | 3285159.5657 | 3285159.5657 | 3285159.5657 | 3285159.5657 | 3285159.5657 | 3285159.5657 | 3285159.5657 | 3285159.5657 | 3285159.5657 | 3285159.5657 | 3285159.5657 | 3285159.5657
399016588.1424 | Transpower
NPV (MW) | Volumes | Year 1 | Year 2 | Year 3 | Year 4 | Year 5 | Year 6 | Year 7 | Year 8 | Year 9 | Year 10 | Year 11 | Year 12 | Year 13 | Year 14 | Year 15 | Year 16 | Year 17 | Year 18 | Year 19 | Year 20 | TOTAL
| UNI total | 2196.272 | 2226.0415 | 2243.2008 | 2270.7676 | 2299.7142 | 2326.6755 | 2353.5144 | 2380.3693 | 2407.1248 | 2434.1586 | 2461.1009 | 2487.7487 | 2514.2353 | 2540.5936 | 2566.8759 | 2614.3301 | 2593.1185 | 2645.2196 | 2671.0795 | 2696.84
| LNI total | 2433.6789 | 2456.6997 | 2480.8326 | 2506.2536 | 2531.8799 | 2555.4279 | 2577.9151 | 2600.307 | 2622.8966 | 2645.5552 | 2668.3073 | 2690.9475 | 2713.5587 | 2736.2192 | 2758.9055 | 2804.2805 | 2781.5829 | 2827.0014 | 2849.726 | 2872.49
| USI total | 1134.8765 | 1135.3691 | 1150.5598 | 1166.0631 | 1181.5544 | 1195.4731 | 1208.5891 | 1221.7297 | 1234.985 | 1248.3432 | 1261.7604 | 1275.0033 | 1288.1648 | 1301.3814 | 1314.6 | 1321.2527 | 1327.9054 | 1341.1785 | 1354.4607 | 1367.7535
| LSI total | 1017.7385 | 1021.9125 | 1027.4922 | 1033.0752 | 1038.9089 | 1044.1914 | 1048.9297 | 1053.7772 | 1058.7377 | 1063.6807 | 1068.7666 | 1073.8273 | 1078.8698 | 1083.9988 | 1089.145 | 1091.7306 | 1094.3162 | 1099.5285 | 1104.7617 | 1110.0185
1961.6424 | UNI incremental cumulative |  | 29.7695 | 46.9288 | 74.4955 | 103.4422 | 130.4034 | 157.2424 | 184.0973 | 210.8527 | 237.8865 | 264.8288 | 291.4766 | 317.9632 | 344.3215 | 370.6039 | 418.058 | 396.8464 | 448.9476 | 474.8074 | 500.568
1753.3402 | LNI incremental cumulative |  | 23.0208 | 47.1537 | 72.5748 | 98.2011 | 121.749 | 144.2362 | 166.6281 | 189.2177 | 211.8763 | 234.6284 | 257.2686 | 279.8798 | 302.5403 | 325.2267 | 370.6016 | 347.904 | 393.3226 | 416.0471 | 438.8111
904.1062 | USI incremental cumulative |  | 0.49262 | 15.6833 | 31.1866 | 46.6779 | 60.5966 | 73.7126 | 86.8532 | 100.1085 | 113.4667 | 126.8839 | 140.1268 | 153.2883 | 166.5049 | 179.7235 | 186.3762 | 193.0289 | 206.302 | 219.5842 | 232.877
375.3681 | LSI incremental cumulative |  | 4.174 | 9.7536 | 15.3367 | 21.1703 | 26.4529 | 31.1912 | 36.0386 | 40.9991 | 45.9422 | 51.028 | 56.0887 | 61.1313 | 66.2602 | 71.4065 | 73.9921 | 76.5777 | 81.79 | 87.0231 | 92.2799
4994.4568 | Transpower
LRMC ($/MW) | Region
102109.8391 | UNI
64485.7199 | LNI
46403.5741 | USI
116404.246 | LSI
79891.8882 | Transpower
NPV (MWh) | Volumes | Year 1 | Year 2 | Year 3 | Year 4 | Year 5 | Year 6 | Year 7 | Year 8 | Year 9 | Year 10 | Year 11 | Year 12 | Year 13 | Year 14 | Year 15 | Year 16 | Year 17 | Year 18 | Year 19 | Year 20 | TOTAL
| UNI total | 11972470.491 | 12134751.9976 | 12228291.9856 | 12378565.7361 | 12536361.5272 | 12683334.7705 | 12829641.0082 | 12976034.2618 | 13121885.6034 | 13269254.037 | 13416123.6687 | 13561388.0793 | 13705773.5951 | 13849459.7724 | 13992731.907 | 14251417.438 | 14135787.2279 | 14419804.5954 | 14560773.6443 | 14701201.4096
| LNI total | 14131099.1437 | 14264769.1271 | 14404896.0564 | 14552502.8687 | 14701301.318 | 14838031.9669 | 14968603.5184 | 15098621.5152 | 15229787.2974 | 15361354.1953 | 15493463.5244 | 15624923.3063 | 15756214.6516 | 15887792.2888 | 16019520.1329 | 16282988.8666 | 16151195.6073 | 16414917.4534 | 16546866.9179 | 16679045.5992
| USI total | 4970759.0839 | 4972916.7682 | 5039451.9077 | 5107356.3562 | 5175208.2178 | 5236172.392 | 5293620.3582 | 5351175.8831 | 5409234.2081 | 5467743.4133 | 5526510.573 | 5584514.3283 | 5642161.8433 | 5700050.4372 | 5757948.0667 | 5787086.8545 | 5816225.6423 | 5874361.6821 | 5932537.7197 | 5990760.4745
| LSI total | 4457694.7014 | 4475976.6799 | 4500415.6324 | 4524869.2655 | 4550420.7915 | 4573558.3059 | 4594312.0249 | 4615543.9234 | 4637270.9314 | 4658921.6412 | 4681197.529 | 4703363.3621 | 4725449.7128 | 4747914.5881 | 4770455.2771 | 4781780.0577 | 4793104.8384 | 4815935.0243 | 4838856.0608 | 4861880.8714
10693440.8274 | UNI incremental cumulative |  | 162281.5066 | 255821.4946 | 406095.2452 | 563891.0362 | 710864.2795 | 857170.5172 | 1003563.7708 | 1149415.1124 | 1296783.546 | 1443653.1777 | 1588917.5883 | 1733303.1041 | 1876989.2814 | 2020261.416 | 2278946.947 | 2163316.7369 | 2447334.1044 | 2588303.1533 | 2728730.9186
10180728.7366 | LNI incremental cumulative |  | 133669.9834 | 273796.9128 | 421403.725 | 570202.1744 | 706932.8232 | 837504.3747 | 967522.3715 | 1098688.1538 | 1230255.0516 | 1362364.3808 | 1493824.1626 | 1625115.5079 | 1756693.1451 | 1888420.9893 | 2151889.7229 | 2020096.4636 | 2283818.3097 | 2415767.7743 | 2547946.4556
3959985.1917 | USI incremental cumulative |  | 2157.6842 | 68692.8238 | 136597.2722 | 204449.1339 | 265413.3081 | 322861.2742 | 380416.7992 | 438475.1242 | 496984.3293 | 555751.4891 | 613755.2443 | 671402.7594 | 729291.3532 | 787188.9828 | 816327.7705 | 845466.5583 | 903602.5981 | 961778.6357 | 1020001.3905
1644112.2056 | LSI incremental cumulative |  | 18281.9785 | 42720.931 | 67174.5641 | 92726.0901 | 115863.6045 | 136617.3235 | 157849.222 | 179576.23 | 201226.9398 | 223502.8276 | 245668.6607 | 267755.0114 | 290219.8867 | 312760.5757 | 324085.3564 | 335410.137 | 358240.3229 | 381161.3594 | 404186.17
26478266.9612 | Transpower
LRMC ($/MWh) | Region
18.7314 | UNI
11.1058 | LNI
10.5944 | USI
26.5763 | LSI
15.0696 | Transpower
Note on B3: Linda O'Mullane: Source: Blair's data 8 March 2016
Note on B10: Linda O'Mullane: Source: Blair_Transpower National-Regional Peak Demand Forecasts Feb-2015_LOM (winter P50)
Note on B28: Linda O'Mullane: Source: Blair_Transpower National-Regional Peak Demand Forecasts Feb-2015_LOM (winter P50)