## Notes
The TPM modelling in this spreadsheet provides indicative transmission charges only.
This spreadsheet takes the results of vSPD and SQL post-processing (see cells B5:G1988, 'Rev Adequacy' tab), and allocates these amongst parties to provide indcative TPM charges.
It should be noted that the 'Area of Benefit' charge has been modelled using two methods. The six largest investments use the 'vSPD method' to identify the net benefits to offtake and injection at each node. For the smaller investments, and where the vSPD benefits are less than the total investment revenue requirement, the prescriptive 'regional area of benefit' method is used. The 'regional area of benefit' method allocates the investment's revenue requirement to nodes in specific regions where they are subsequently shared by capacity (for offtake) or GWh/year (for generation).
Brief descriptions of each tab in the worksheet are outlined below:
Tab | Description
Recovery Amounts | This sheet summarises the overall TPM revenue requirements for the analysis, and also the investment specific revenue requirements usefd in the Area of Benefit Charge allocation
Mapping A | This table is used to map groups of parties to nodes. It is used in the Are of Benefit calculation when the vSPD method is not used (i.e. when vSPD net benefits are less than the investment's revenue requiremnet, or for the smaller investments where vSPD wasn't used at all).
Mapping B | This is a mapping table for parties to nodes
Rev Adequacy | This sheet has three key parts; PART 1 Calculate AMDs and GWH/yr allocators for each investment and customer group (by node and by customer); PART 2 Allocates AoB Charges for the regional method (i.e. not the vSPD method) by node and by customer; PART 3, the Residual allocation to offtake. Note that the results of vSPD modelling and SQL post-processing are an input to this process, and are 'pasted' into cells B5:G1988of this tab.
Beneficiary graphs | This tab charts the net bnefits by customer by investment, for the six large investments modelled in vSPD
Charges to party by investment | This sheet summarises all of the charge components by customer (it first also collates area of benefit charges, from the two methods used, by investment). Note that cell AQ7 allows the method of overhead allocation for offtake to be chosen (i.e in proportion to the residual charge only, or as a surcharge).
Charges as $M/year | Charts the output as the tab describes
Charges as $/MWh | Charts the output as the tab describes
ACOT | Commerce Commission disclosure data
Connection | Commerce Commission disclosure data
Charges as residential impact | This shet stores the indicative network-specific average residential offtake data
Deltas | This sheet charts the differences between the status quo and the proposal for various comparison metrics (eg c/kWh, proportion of retail charge, and estimated $/year household impact)
$M by option and group | Charts the output as the tab describes
$/MWh by option and group | Charts the output as the tab describes
Load Factors | This sheet charts the customer load factor along with residual charge (as $/MWh) to show the inverse relationship.
Volumes | Summary volume data (GWh.year) used in the analysis

## Recovery amounts
Amount recovered $m per year)
Update Rev Req (May 2016)
|  | Interconn. | Conn. | LCE
HVDC | 144.7 |  |  | 5
HVAC | 825.9 | 700.613 | 125.287 | 45
Total | 970.6
|  | Area-of-benefit | Residual charge | HVDC | RCPD | Connection | LCE | Total ($m)
| Status quo (May 2016 update) |  |  | 139.7 | 655.613 | 125.287 | 50 | 970.6
| Proposal (May 2016) | 295.6162 | 499.6968 |  |  | 125.287 | 50 | 970.6
Information from Transpower regarding investment revenue requirements
Large investments |  |  |  | Minor investments (>$5m)
Investment | Rev Req ($m) | Modelling approach |  | Additional AoB charge for >$5m projects (totals 5.51m)
NIGU | 85.33 | Allocation as per vSPD |  |  | HVAC | HVDC | Total
Pole 3 | 72.9306 |  |  |  | $m/year | $m/year | $m/year
Pole 2 | 45.0694 |  |  | Alpine Energy | 0.18837 | 0 | 0.18837
NAaN | 39.15 |  |  | Aurora Energy | 0 | 0 | 0
LSI Renewables | 4.16 |  |  | Buller Electricity | 0 | 0 | 0
Wairakei Ring | 14.84 |  |  | Centralines | 0.0056306 | 0.0061356 | 0.011766
Otahuhu GIS | 12.01 | Allocation based on regional beneficiary approach |  | Counties Power | 0.085411 | 0.019724 | 0.10513
BPE-HAY reconductoring | 5.539 |  |  | Eastland Network | 0 | 0.012923 | 0.012923
USI reactive support (IGE 4) | 3.4619 |  |  | Electra | 0.010252 | 0.043184 | 0.053436
UNI dynamic reactive support | 5.539 |  |  | Electricity Ashburton | 0.25116 | 0 | 0.25116
LSI Reliability | 2.0771 |  |  | Electricity Invercargill | 0 | 0 | 0
|  |  |  | Horizon | 0 | 0.020621 | 0.020621
Totals | 290.1071 |  |  | Lakeland Network | 0 | 0 | 0
|  |  |  | Mainpower | 0.16217 | 0 | 0.16217
|  |  |  | Marlborough Lines | 0 | 0 | 0
|  |  |  | Network Tasman | 0 | 0 | 0
|  |  |  | Network Waitaki | 0.020707 | 0 | 0.020707
|  |  |  | Northpower | 0.092688 | 0.03681 | 0.1295
|  |  |  | Orion | 0.93425 | 0 | 0.93425
|  |  |  | OtagoNet JV | 0 | 0 | 0
|  |  |  | Powerco | 0.19289 | 0.23495 | 0.42784
|  |  |  | Scanpower | 0.0042373 | 0.0045158 | 0.008753
|  |  |  | The Lines Company | 0.02101 | 0.010729 | 0.03174
|  |  |  | The Power Company | 0 | 0 | 0
|  |  |  | Top Energy | 0.048505 | 0.013956 | 0.06246
|  |  |  | Unison | 0.01273 | 0.076683 | 0.089413
|  |  |  | Vector | 1.47 | 0.43421 | 1.9042
|  |  |  | Waipa Power | 0.021362 | 0.018333 | 0.039695
|  |  |  | WEL | 0.079377 | 0.068939 | 0.14832
|  |  |  | Wellington Electricity | 0 | 0.14502 | 0.14502
|  |  |  | Westpower | 0 | 0 | 0
[5 empty] | 0 | 0 | 0
[5 empty] | 0 | 0 | 0
|  |  |  | Contact | 0.011568 | 0.096318 | 0.10789
|  |  |  | Genesis | 0.0071112 | 0.016477 | 0.023588
|  |  |  | Meridian | 0.034353 | 0.26708 | 0.30144
|  |  |  | Mokai JV | 0 | 0 | 0
|  |  |  | MRP | 0.016164 | 0.00016797 | 0.016332
|  |  |  | NAP JV | 0 | 0 | 0
|  |  |  | Ngatamariki | 0 | 0 | 0
|  |  |  | Pioneer | 0 | 0.00072776 | 0.00072776
|  |  |  | Todd | 0.00023965 | 4.6599e-05 | 0.00028625
|  |  |  | Trustpower | 0.0011343 | 0.012572 | 0.013706
[5 empty] | 0 | 0 | 0
[5 empty] | 0 | 0 | 0
|  |  |  | CHH | 0.024523 | 0.013498 | 0.038021
|  |  |  | Daiken MDF | 0.014486 | 0 | 0.014486
|  |  |  | Kiwirail | 0.012114 | 0.0014812 | 0.013595
|  |  |  | Methanex | 0.0026193 | 0.0021626 | 0.0047819
|  |  |  | Norske Skog | 0 | 0.0023422 | 0.0023422
|  |  |  | NZ Steel | 0.11434 | 0.028462 | 0.14281
|  |  |  | NZAS | 0 | 0 | 0
|  |  |  | PanPac | 0 | 0.020463 | 0.020463
|  |  |  | Rayonier | 0 | 0.012707 | 0.012707
|  |  |  | Refinery | 0.023883 | 0 | 0.023883
|  |  |  | Winstones | 0.010747 | 0.013788 | 0.024535
|  |  |  | Totals | 3.8741 | 1.635 | 5.5091
Note on F4: David Rohan: Estimated proprtions

## Mapping A
This table maps GXPs/GIPs to regions for the 'make up' allocation (i.e. where vSPD isn't used for AoB charge)
key | aob_charge_group_definitions
| node | charge_group | offtakes_at_load_nodes | injections_at_load_nodes | injections_at_generation_nodes | .
ABY0111All consumers | ABY0111 | All consumers | Y | N | N | 1
ADD0111All consumers | ADD0111 | All consumers | Y | N | N | 1
ADD0661All consumers | ADD0661 | All consumers | Y | N | N | 1
ALB0331All consumers | ALB0331 | All consumers | Y | N | N | 1
ALB1101All consumers | ALB1101 | All consumers | Y | N | N | 1
APS0111All consumers | APS0111 | All consumers | Y | N | N | 1
ARG1101All consumers | ARG1101 | All consumers | Y | N | N | 1
ASB0331All consumers | ASB0331 | All consumers | Y | N | N | 1
ASB0661All consumers | ASB0661 | All consumers | Y | N | N | 1
ASY0111All consumers | ASY0111 | All consumers | Y | N | N | 1
ATU1101All consumers | ATU1101 | All consumers | Y | N | N | 1
BAL0331All consumers | BAL0331 | All consumers | Y | N | N | 1
BDE0111All consumers | BDE0111 | All consumers | Y | N | N | 1
BLN0331All consumers | BLN0331 | All consumers | Y | N | N | 1
BOB0331All consumers | BOB0331 | All consumers | Y | N | N | 1
BOB1101All consumers | BOB1101 | All consumers | Y | N | N | 1
BPD1101All consumers | BPD1101 | All consumers | Y | N | N | 1
BPE0331All consumers | BPE0331 | All consumers | Y | N | N | 1
BPE0551All consumers | BPE0551 | All consumers | Y | N | N | 1
BPT1101All consumers | BPT1101 | All consumers | Y | N | N | 1
BRB0331All consumers | BRB0331 | All consumers | Y | N | N | 1
BRK0331All consumers | BRK0331 | All consumers | Y | N | N | 1
BRY0111All consumers | BRY0111 | All consumers | Y | N | N | 1
BRY0661All consumers | BRY0661 | All consumers | Y | N | N | 1
BWK1101All consumers | BWK1101 | All consumers | Y | N | N | 1
CBG0111All consumers | CBG0111 | All consumers | Y | N | N | 1
CLH0111All consumers | CLH0111 | All consumers | Y | N | N | 1
CML0331All consumers | CML0331 | All consumers | Y | N | N | 1
COL0111All consumers | COL0111 | All consumers | Y | N | N | 1
COL0661All consumers | COL0661 | All consumers | Y | N | N | 1
CPK0111All consumers | CPK0111 | All consumers | Y | N | N | 1
CPK0331All consumers | CPK0331 | All consumers | Y | N | N | 1
CST0331All consumers | CST0331 | All consumers | Y | N | N | 1
CUL0331All consumers | CUL0331 | All consumers | Y | N | N | 1
CUL0661All consumers | CUL0661 | All consumers | Y | N | N | 1
CYD0331All consumers | CYD0331 | All consumers | Y | N | N | 1
CYD2201All consumers | CYD2201 | All consumers | Y | N | N | 1
DOB0331All consumers | DOB0331 | All consumers | Y | N | N | 1
DVK0111All consumers | DVK0111 | All consumers | Y | N | N | 1
EDG0331All consumers | EDG0331 | All consumers | Y | N | N | 1
EDN0331All consumers | EDN0331 | All consumers | Y | N | N | 1
FHL0331All consumers | FHL0331 | All consumers | Y | N | N | 1
FKN0331All consumers | FKN0331 | All consumers | Y | N | N | 1
GFD0331All consumers | GFD0331 | All consumers | Y | N | N | 1
GIS0501All consumers | GIS0501 | All consumers | Y | N | N | 1
GLN0331All consumers | GLN0331 | All consumers | Y | N | N | 1
GLN0332All consumers | GLN0332 | All consumers | Y | N | N | 1
GOR0331All consumers | GOR0331 | All consumers | Y | N | N | 1
GYM0661All consumers | GYM0661 | All consumers | Y | N | N | 1
GYT0331All consumers | GYT0331 | All consumers | Y | N | N | 1
HAM0111All consumers | HAM0111 | All consumers | Y | N | N | 1
HAM0331All consumers | HAM0331 | All consumers | Y | N | N | 1
HAM0551All consumers | HAM0551 | All consumers | Y | N | N | 1
HAY0111All consumers | HAY0111 | All consumers | Y | N | N | 1
HAY0331All consumers | HAY0331 | All consumers | Y | N | N | 1
HEN0331All consumers | HEN0331 | All consumers | Y | N | N | 1
HEP0331All consumers | HEP0331 | All consumers | Y | N | N | 1
HIN0331All consumers | HIN0331 | All consumers | Y | N | N | 1
HKK0661All consumers | HKK0661 | All consumers | Y | N | N | 1
HLY0331All consumers | HLY0331 | All consumers | Y | N | N | 1
HOB1101All consumers | HOB1101 | All consumers | Y | N | N | 1
HOR0331All consumers | HOR0331 | All consumers | Y | N | N | 1
HOR0661All consumers | HOR0661 | All consumers | Y | N | N | 1
HTI0331All consumers | HTI0331 | All consumers | Y | N | N | 1
HUI0331All consumers | HUI0331 | All consumers | Y | N | N | 1
HWA0331All consumers | HWA0331 | All consumers | Y | N | N | 1
HWA0332All consumers | HWA0332 | All consumers | Y | N | N | 1
HWA1101All consumers | HWA1101 | All consumers | Y | N | N | 1
HWA1102All consumers | HWA1102 | All consumers | Y | N | N | 1
HWB0331All consumers | HWB0331 | All consumers | Y | N | N | 1
HWB0332All consumers | HWB0332 | All consumers | Y | N | N | 1
HWB1101All consumers | HWB1101 | All consumers | Y | N | N | 1
INV0331All consumers | INV0331 | All consumers | Y | N | N | 1
ISL0331All consumers | ISL0331 | All consumers | Y | N | N | 1
ISL0661All consumers | ISL0661 | All consumers | Y | N | N | 1
KAI0111All consumers | KAI0111 | All consumers | Y | N | N | 1
KAW0111All consumers | KAW0111 | All consumers | Y | N | N | 1
KAW0112All consumers | KAW0112 | All consumers | Y | N | N | 1
KAW0113All consumers | KAW0113 | All consumers | Y | N | N | 1
KAW1101All consumers | KAW1101 | All consumers | Y | N | N | 1
KBY0661All consumers | KBY0661 | All consumers | Y | N | N | 1
KBY0662All consumers | KBY0662 | All consumers | Y | N | N | 1
KEN0331All consumers | KEN0331 | All consumers | Y | N | N | 1
KIK0111All consumers | KIK0111 | All consumers | Y | N | N | 1
KIN0111All consumers | KIN0111 | All consumers | Y | N | N | 1
KIN0112All consumers | KIN0112 | All consumers | Y | N | N | 1
KIN0113All consumers | KIN0113 | All consumers | Y | N | N | 1
KIN0331All consumers | KIN0331 | All consumers | Y | N | N | 1
KMO0331All consumers | KMO0331 | All consumers | Y | N | N | 1
KOE1101All consumers | KOE1101 | All consumers | Y | N | N | 1
KPA1101All consumers | KPA1101 | All consumers | Y | N | N | 1
KPU0661All consumers | KPU0661 | All consumers | Y | N | N | 1
KUM0661All consumers | KUM0661 | All consumers | Y | N | N | 1
KWA0111All consumers | KWA0111 | All consumers | Y | N | N | 1
LFD1101All consumers | LFD1101 | All consumers | Y | N | N | 1
LFD1102All consumers | LFD1102 | All consumers | Y | N | N | 1
LTN0331All consumers | LTN0331 | All consumers | Y | N | N | 1
MAN2201All consumers | MAN2201 | All consumers | Y | N | N | 1
MAT1101All consumers | MAT1101 | All consumers | Y | N | N | 1
MCH0111All consumers | MCH0111 | All consumers | Y | N | N | 1
MER0331All consumers | MER0331 | All consumers | Y | N | N | 1
MGM0331All consumers | MGM0331 | All consumers | Y | N | N | 1
MHO0331All consumers | MHO0331 | All consumers | Y | N | N | 1
MKE1101All consumers | MKE1101 | All consumers | Y | N | N | 1
MLG0111All consumers | MLG0111 | All consumers | Y | N | N | 1
MLG0331All consumers | MLG0331 | All consumers | Y | N | N | 1
MLN0661All consumers | MLN0661 | All consumers | Y | N | N | 1
MLN0664All consumers | MLN0664 | All consumers | Y | N | N | 1
MNG0331All consumers | MNG0331 | All consumers | Y | N | N | 1
MNG1101All consumers | MNG1101 | All consumers | Y | N | N | 1
MNI0111All consumers | MNI0111 | All consumers | Y | N | N | 1
MOT0111All consumers | MOT0111 | All consumers | Y | N | N | 1
MPE1101All consumers | MPE1101 | All consumers | Y | N | N | 1
MPI0661All consumers | MPI0661 | All consumers | Y | N | N | 1
MST0331All consumers | MST0331 | All consumers | Y | N | N | 1
MTM0331All consumers | MTM0331 | All consumers | Y | N | N | 1
MTN0331All consumers | MTN0331 | All consumers | Y | N | N | 1
MTO0331All consumers | MTO0331 | All consumers | Y | N | N | 1
MTR0331All consumers | MTR0331 | All consumers | Y | N | N | 1
NAP2201All consumers | NAP2201 | All consumers | Y | N | N | 1
NMA0331All consumers | NMA0331 | All consumers | Y | N | N | 1
NPK0331All consumers | NPK0331 | All consumers | Y | N | N | 1
NPL0331All consumers | NPL0331 | All consumers | Y | N | N | 1
NSY0331All consumers | NSY0331 | All consumers | Y | N | N | 1
OAM0331All consumers | OAM0331 | All consumers | Y | N | N | 1
OKN0111All consumers | OKN0111 | All consumers | Y | N | N | 1
ONG0331All consumers | ONG0331 | All consumers | Y | N | N | 1
OPK0331All consumers | OPK0331 | All consumers | Y | N | N | 1
ORO1101All consumers | ORO1101 | All consumers | Y | N | N | 1
ORO1102All consumers | ORO1102 | All consumers | Y | N | N | 1
OTA0221All consumers | OTA0221 | All consumers | Y | N | N | 1
OTA1101All consumers | OTA1101 | All consumers | Y | N | N | 1
OTA1102All consumers | OTA1102 | All consumers | Y | N | N | 1
OTI0111All consumers | OTI0111 | All consumers | Y | N | N | 1
OWH0111All consumers | OWH0111 | All consumers | Y | N | N | 1
PAK0331All consumers | PAK0331 | All consumers | Y | N | N | 1
PAL0331All consumers | PAL0331 | All consumers | Y | N | N | 1
PAO1101All consumers | PAO1101 | All consumers | Y | N | N | 1
PEN0221All consumers | PEN0221 | All consumers | Y | N | N | 1
PEN0331All consumers | PEN0331 | All consumers | Y | N | N | 1
PEN1101All consumers | PEN1101 | All consumers | Y | N | N | 1
PNI0331All consumers | PNI0331 | All consumers | Y | N | N | 1
PPI2201All consumers | PPI2201 | All consumers | Y | N | N | 1
PRM0331All consumers | PRM0331 | All consumers | Y | N | N | 1
RDF0331All consumers | RDF0331 | All consumers | Y | N | N | 1
RFN1101All consumers | RFN1101 | All consumers | Y | N | N | 1
RFN1102All consumers | RFN1102 | All consumers | Y | N | N | 1
ROS0221All consumers | ROS0221 | All consumers | Y | N | N | 1
ROS1101All consumers | ROS1101 | All consumers | Y | N | N | 1
ROT0111All consumers | ROT0111 | All consumers | Y | N | N | 1
ROT0331All consumers | ROT0331 | All consumers | Y | N | N | 1
ROT1101All consumers | ROT1101 | All consumers | Y | N | N | 1
SBK0331All consumers | SBK0331 | All consumers | Y | N | N | 1
SDN0331All consumers | SDN0331 | All consumers | Y | N | N | 1
SFD0331All consumers | SFD0331 | All consumers | Y | N | N | 1
SFD2201All consumers | SFD2201 | All consumers | Y | N | N | 1
SPN0331All consumers | SPN0331 | All consumers | Y | N | N | 1
SPN0661All consumers | SPN0661 | All consumers | Y | N | N | 1
STK0331All consumers | STK0331 | All consumers | Y | N | N | 1
STU0111All consumers | STU0111 | All consumers | Y | N | N | 1
SVL0331All consumers | SVL0331 | All consumers | Y | N | N | 1
SWN2201All consumers | SWN2201 | All consumers | Y | N | N | 1
TAK0331All consumers | TAK0331 | All consumers | Y | N | N | 1
TGA0111All consumers | TGA0111 | All consumers | Y | N | N | 1
TGA0331All consumers | TGA0331 | All consumers | Y | N | N | 1
TIM0111All consumers | TIM0111 | All consumers | Y | N | N | 1
TKA0331All consumers | TKA0331 | All consumers | Y | N | N | 1
TKH0111All consumers | TKH0111 | All consumers | Y | N | N | 1
TKR0331All consumers | TKR0331 | All consumers | Y | N | N | 1
TKU0331All consumers | TKU0331 | All consumers | Y | N | N | 1
TMI0331All consumers | TMI0331 | All consumers | Y | N | N | 1
TMK0331All consumers | TMK0331 | All consumers | Y | N | N | 1
TMN0551All consumers | TMN0551 | All consumers | Y | N | N | 1
TMU0111All consumers | TMU0111 | All consumers | Y | N | N | 1
TNG0111All consumers | TNG0111 | All consumers | Y | N | N | 1
TNG0551All consumers | TNG0551 | All consumers | Y | N | N | 1
TRK0111All consumers | TRK0111 | All consumers | Y | N | N | 1
TUI1101All consumers | TUI1101 | All consumers | Y | N | N | 1
TWC2201All consumers | TWC2201 | All consumers | Y | N | N | 1
TWH0331All consumers | TWH0331 | All consumers | Y | N | N | 1
TWI2201All consumers | TWI2201 | All consumers | Y | N | N | 1
TWZ0331All consumers | TWZ0331 | All consumers | Y | N | N | 1
UHT0331All consumers | UHT0331 | All consumers | Y | N | N | 1
WAI0111All consumers | WAI0111 | All consumers | Y | N | N | 1
WDV0111All consumers | WDV0111 | All consumers | Y | N | N | 1
WDV1101All consumers | WDV1101 | All consumers | Y | N | N | 1
WEL0331All consumers | WEL0331 | All consumers | Y | N | N | 1
WGN0331All consumers | WGN0331 | All consumers | Y | N | N | 1
WHI0111All consumers | WHI0111 | All consumers | Y | N | N | 1
WHI2201All consumers | WHI2201 | All consumers | Y | N | N | 1
WHU0331All consumers | WHU0331 | All consumers | Y | N | N | 1
WIL0331All consumers | WIL0331 | All consumers | Y | N | N | 1
WIR0331All consumers | WIR0331 | All consumers | Y | N | N | 1
WKM2201All consumers | WKM2201 | All consumers | Y | N | N | 1
WKO0331All consumers | WKO0331 | All consumers | Y | N | N | 1
WPR0331All consumers | WPR0331 | All consumers | Y | N | N | 1
WPR0661All consumers | WPR0661 | All consumers | Y | N | N | 1
WPT0111All consumers | WPT0111 | All consumers | Y | N | N | 1
WPW0331All consumers | WPW0331 | All consumers | Y | N | N | 1
WRA0111All consumers | WRA0111 | All consumers | Y | N | N | 1
WRD0331All consumers | WRD0331 | All consumers | Y | N | N | 1
WRK0331All consumers | WRK0331 | All consumers | Y | N | N | 1
WTK0111All consumers | WTK0111 | All consumers | Y | N | N | 1
WTU0331All consumers | WTU0331 | All consumers | Y | N | N | 1
WVY0111All consumers | WVY0111 | All consumers | Y | N | N | 1
WWD1102All consumers | WWD1102 | All consumers | Y | N | N | 1
WWD1103All consumers | WWD1103 | All consumers | Y | N | N | 1
BWK1101 WPI0All LSI generators | BWK1101 WPI0 | All LSI generators | N | N | Y | 1
CYD0331All LSI generators | CYD0331 | All LSI generators | N | Y | N | 1
CYD2201 CYD0All LSI generators | CYD2201 CYD0 | All LSI generators | N | N | Y | 1
HWB0331 WPI0All LSI generators | HWB0331 WPI0 | All LSI generators | N | N | Y | 1
MAN2201 MAN0All LSI generators | MAN2201 MAN0 | All LSI generators | N | N | Y | 1
NMA0331All LSI generators | NMA0331 | All LSI generators | N | Y | N | 1
NSY0331 PAE0All LSI generators | NSY0331 PAE0 | All LSI generators | N | N | Y | 1
ROX1101 ROX0All LSI generators | ROX1101 ROX0 | All LSI generators | N | N | Y | 1
ROX2201 ROX0All LSI generators | ROX2201 ROX0 | All LSI generators | N | N | Y | 1
ALB0331All NI consumers | ALB0331 | All NI consumers | Y | N | N | 1
ALB1101All NI consumers | ALB1101 | All NI consumers | Y | N | N | 1
BOB0331All NI consumers | BOB0331 | All NI consumers | Y | N | N | 1
BOB1101All NI consumers | BOB1101 | All NI consumers | Y | N | N | 1
BPE0331All NI consumers | BPE0331 | All NI consumers | Y | N | N | 1
BPE0551All NI consumers | BPE0551 | All NI consumers | Y | N | N | 1
BRB0331All NI consumers | BRB0331 | All NI consumers | Y | N | N | 1
BRK0331All NI consumers | BRK0331 | All NI consumers | Y | N | N | 1
CBG0111All NI consumers | CBG0111 | All NI consumers | Y | N | N | 1
CPK0111All NI consumers | CPK0111 | All NI consumers | Y | N | N | 1
CPK0331All NI consumers | CPK0331 | All NI consumers | Y | N | N | 1
CST0331All NI consumers | CST0331 | All NI consumers | Y | N | N | 1
DVK0111All NI consumers | DVK0111 | All NI consumers | Y | N | N | 1
EDG0331All NI consumers | EDG0331 | All NI consumers | Y | N | N | 1
FHL0331All NI consumers | FHL0331 | All NI consumers | Y | N | N | 1
GFD0331All NI consumers | GFD0331 | All NI consumers | Y | N | N | 1
GIS0501All NI consumers | GIS0501 | All NI consumers | Y | N | N | 1
GLN0331All NI consumers | GLN0331 | All NI consumers | Y | N | N | 1
GLN0332All NI consumers | GLN0332 | All NI consumers | Y | N | N | 1
GYT0331All NI consumers | GYT0331 | All NI consumers | Y | N | N | 1
HAM0111All NI consumers | HAM0111 | All NI consumers | Y | N | N | 1
HAM0331All NI consumers | HAM0331 | All NI consumers | Y | N | N | 1
HAM0551All NI consumers | HAM0551 | All NI consumers | Y | N | N | 1
HAY0111All NI consumers | HAY0111 | All NI consumers | Y | N | N | 1
HAY0331All NI consumers | HAY0331 | All NI consumers | Y | N | N | 1
HEN0331All NI consumers | HEN0331 | All NI consumers | Y | N | N | 1
HEP0331All NI consumers | HEP0331 | All NI consumers | Y | N | N | 1
HIN0331All NI consumers | HIN0331 | All NI consumers | Y | N | N | 1
HLY0331All NI consumers | HLY0331 | All NI consumers | Y | N | N | 1
HTI0331All NI consumers | HTI0331 | All NI consumers | Y | N | N | 1
HOB1101All NI consumers | HOB1101 | All NI consumers | Y | N | N | 1
HUI0331All NI consumers | HUI0331 | All NI consumers | Y | N | N | 1
HWA0331All NI consumers | HWA0331 | All NI consumers | Y | N | N | 1
HWA0332All NI consumers | HWA0332 | All NI consumers | Y | N | N | 1
HWA1101All NI consumers | HWA1101 | All NI consumers | Y | N | N | 1
HWA1102All NI consumers | HWA1102 | All NI consumers | Y | N | N | 1
KAW0111All NI consumers | KAW0111 | All NI consumers | Y | N | N | 1
KAW0112All NI consumers | KAW0112 | All NI consumers | Y | N | N | 1
KAW0113All NI consumers | KAW0113 | All NI consumers | Y | N | N | 1
KAW1101All NI consumers | KAW1101 | All NI consumers | Y | N | N | 1
KEN0331All NI consumers | KEN0331 | All NI consumers | Y | N | N | 1
KIN0111All NI consumers | KIN0111 | All NI consumers | Y | N | N | 1
KIN0112All NI consumers | KIN0112 | All NI consumers | Y | N | N | 1
KIN0113All NI consumers | KIN0113 | All NI consumers | Y | N | N | 1
KIN0331All NI consumers | KIN0331 | All NI consumers | Y | N | N | 1
KMO0331All NI consumers | KMO0331 | All NI consumers | Y | N | N | 1
KOE1101All NI consumers | KOE1101 | All NI consumers | Y | N | N | 1
KPA1101All NI consumers | KPA1101 | All NI consumers | Y | N | N | 1
KPU0661All NI consumers | KPU0661 | All NI consumers | Y | N | N | 1
KWA0111All NI consumers | KWA0111 | All NI consumers | Y | N | N | 1
LFD1101All NI consumers | LFD1101 | All NI consumers | Y | N | N | 1
LFD1102All NI consumers | LFD1102 | All NI consumers | Y | N | N | 1
LTN0331All NI consumers | LTN0331 | All NI consumers | Y | N | N | 1
MAT1101All NI consumers | MAT1101 | All NI consumers | Y | N | N | 1
MER0331All NI consumers | MER0331 | All NI consumers | Y | N | N | 1
MGM0331All NI consumers | MGM0331 | All NI consumers | Y | N | N | 1
MHO0331All NI consumers | MHO0331 | All NI consumers | Y | N | N | 1
MKE1101All NI consumers | MKE1101 | All NI consumers | Y | N | N | 1
MLG0111All NI consumers | MLG0111 | All NI consumers | Y | N | N | 1
MLG0331All NI consumers | MLG0331 | All NI consumers | Y | N | N | 1
MNG0331All NI consumers | MNG0331 | All NI consumers | Y | N | N | 1
MNG1101All NI consumers | MNG1101 | All NI consumers | Y | N | N | 1
MNI0111All NI consumers | MNI0111 | All NI consumers | Y | N | N | 1
MPE1101All NI consumers | MPE1101 | All NI consumers | Y | N | N | 1
MST0331All NI consumers | MST0331 | All NI consumers | Y | N | N | 1
MTM0331All NI consumers | MTM0331 | All NI consumers | Y | N | N | 1
MTN0331All NI consumers | MTN0331 | All NI consumers | Y | N | N | 1
MTO0331All NI consumers | MTO0331 | All NI consumers | Y | N | N | 1
MTR0331All NI consumers | MTR0331 | All NI consumers | Y | N | N | 1
NAP2201All NI consumers | NAP2201 | All NI consumers | Y | N | N | 1
NPK0331All NI consumers | NPK0331 | All NI consumers | Y | N | N | 1
NPL0331All NI consumers | NPL0331 | All NI consumers | Y | N | N | 1
OKN0111All NI consumers | OKN0111 | All NI consumers | Y | N | N | 1
ONG0331All NI consumers | ONG0331 | All NI consumers | Y | N | N | 1
OPK0331All NI consumers | OPK0331 | All NI consumers | Y | N | N | 1
OTA0221All NI consumers | OTA0221 | All NI consumers | Y | N | N | 1
OTA1101All NI consumers | OTA1101 | All NI consumers | Y | N | N | 1
OTA1102All NI consumers | OTA1102 | All NI consumers | Y | N | N | 1
OWH0111All NI consumers | OWH0111 | All NI consumers | Y | N | N | 1
PAK0331All NI consumers | PAK0331 | All NI consumers | Y | N | N | 1
PAO1101All NI consumers | PAO1101 | All NI consumers | Y | N | N | 1
PEN0221All NI consumers | PEN0221 | All NI consumers | Y | N | N | 1
PEN0331All NI consumers | PEN0331 | All NI consumers | Y | N | N | 1
PEN1101All NI consumers | PEN1101 | All NI consumers | Y | N | N | 1
PNI0331All NI consumers | PNI0331 | All NI consumers | Y | N | N | 1
PPI2201All NI consumers | PPI2201 | All NI consumers | Y | N | N | 1
PRM0331All NI consumers | PRM0331 | All NI consumers | Y | N | N | 1
RDF0331All NI consumers | RDF0331 | All NI consumers | Y | N | N | 1
ROS0221All NI consumers | ROS0221 | All NI consumers | Y | N | N | 1
ROS1101All NI consumers | ROS1101 | All NI consumers | Y | N | N | 1
ROT0111All NI consumers | ROT0111 | All NI consumers | Y | N | N | 1
ROT0331All NI consumers | ROT0331 | All NI consumers | Y | N | N | 1
ROT1101All NI consumers | ROT1101 | All NI consumers | Y | N | N | 1
SFD0331All NI consumers | SFD0331 | All NI consumers | Y | N | N | 1
SFD2201All NI consumers | SFD2201 | All NI consumers | Y | N | N | 1
SVL0331All NI consumers | SVL0331 | All NI consumers | Y | N | N | 1
SWN2201All NI consumers | SWN2201 | All NI consumers | Y | N | N | 1
TAK0331All NI consumers | TAK0331 | All NI consumers | Y | N | N | 1
TGA0111All NI consumers | TGA0111 | All NI consumers | Y | N | N | 1
TGA0331All NI consumers | TGA0331 | All NI consumers | Y | N | N | 1
TKH0111All NI consumers | TKH0111 | All NI consumers | Y | N | N | 1
TKR0331All NI consumers | TKR0331 | All NI consumers | Y | N | N | 1
TKU0331All NI consumers | TKU0331 | All NI consumers | Y | N | N | 1
TMI0331All NI consumers | TMI0331 | All NI consumers | Y | N | N | 1
TMN0551All NI consumers | TMN0551 | All NI consumers | Y | N | N | 1
TMU0111All NI consumers | TMU0111 | All NI consumers | Y | N | N | 1
TNG0111All NI consumers | TNG0111 | All NI consumers | Y | N | N | 1
TNG0551All NI consumers | TNG0551 | All NI consumers | Y | N | N | 1
TRK0111All NI consumers | TRK0111 | All NI consumers | Y | N | N | 1
TUI1101All NI consumers | TUI1101 | All NI consumers | Y | N | N | 1
TWC2201All NI consumers | TWC2201 | All NI consumers | Y | N | N | 1
TWH0331All NI consumers | TWH0331 | All NI consumers | Y | N | N | 1
UHT0331All NI consumers | UHT0331 | All NI consumers | Y | N | N | 1
WAI0111All NI consumers | WAI0111 | All NI consumers | Y | N | N | 1
WDV0111All NI consumers | WDV0111 | All NI consumers | Y | N | N | 1
WDV1101All NI consumers | WDV1101 | All NI consumers | Y | N | N | 1
WEL0331All NI consumers | WEL0331 | All NI consumers | Y | N | N | 1
WGN0331All NI consumers | WGN0331 | All NI consumers | Y | N | N | 1
WHI0111All NI consumers | WHI0111 | All NI consumers | Y | N | N | 1
WHI2201All NI consumers | WHI2201 | All NI consumers | Y | N | N | 1
WHU0331All NI consumers | WHU0331 | All NI consumers | Y | N | N | 1
WIL0331All NI consumers | WIL0331 | All NI consumers | Y | N | N | 1
WIR0331All NI consumers | WIR0331 | All NI consumers | Y | N | N | 1
WKM2201All NI consumers | WKM2201 | All NI consumers | Y | N | N | 1
WKO0331All NI consumers | WKO0331 | All NI consumers | Y | N | N | 1
WPW0331All NI consumers | WPW0331 | All NI consumers | Y | N | N | 1
WRA0111All NI consumers | WRA0111 | All NI consumers | Y | N | N | 1
WRD0331All NI consumers | WRD0331 | All NI consumers | Y | N | N | 1
WRK0331All NI consumers | WRK0331 | All NI consumers | Y | N | N | 1
WTU0331All NI consumers | WTU0331 | All NI consumers | Y | N | N | 1
WVY0111All NI consumers | WVY0111 | All NI consumers | Y | N | N | 1
WWD1102All NI consumers | WWD1102 | All NI consumers | Y | N | N | 1
WWD1103All NI consumers | WWD1103 | All NI consumers | Y | N | N | 1
ARA2201 ARA0All NI generators | ARA2201 ARA0 | All NI generators | N | N | Y | 1
ARI1101 ARI0All NI generators | ARI1101 ARI0 | All NI generators | N | N | Y | 1
ARI1102 ARI0All NI generators | ARI1102 ARI0 | All NI generators | N | N | Y | 1
ATI2201 ATI0All NI generators | ATI2201 ATI0 | All NI generators | N | N | Y | 1
GLN0332 GLN0All NI generators | GLN0332 GLN0 | All NI generators | N | N | Y | 1
HLY2201 HLY1All NI generators | HLY2201 HLY1 | All NI generators | N | N | Y | 1
HLY2201 HLY2All NI generators | HLY2201 HLY2 | All NI generators | N | N | Y | 1
HLY2201 HLY5All NI generators | HLY2201 HLY5 | All NI generators | N | N | Y | 1
HLY2201 HLY6All NI generators | HLY2201 HLY6 | All NI generators | N | N | Y | 1
HWA1101 PTA1All NI generators | HWA1101 PTA1 | All NI generators | N | N | Y | 1
HWA1101 PTA2All NI generators | HWA1101 PTA2 | All NI generators | N | N | Y | 1
HWA1101 PTA3All NI generators | HWA1101 PTA3 | All NI generators | N | N | Y | 1
HWA1102 WAA0All NI generators | HWA1102 WAA0 | All NI generators | N | N | Y | 1
HWA1102 WAA1All NI generators | HWA1102 WAA1 | All NI generators | N | N | Y | 1
KAW0112 ONU0All NI generators | KAW0112 ONU0 | All NI generators | N | N | Y | 1
KAW1101 KAG0All NI generators | KAW1101 KAG0 | All NI generators | N | N | Y | 1
KIN0112 KIN0All NI generators | KIN0112 KIN0 | All NI generators | N | N | Y | 1
KOE1101All NI generators | KOE1101 | All NI generators | N | Y | N | 1
KPA1101 KPI1All NI generators | KPA1101 KPI1 | All NI generators | N | N | Y | 1
KPO1101 KPO0All NI generators | KPO1101 KPO0 | All NI generators | N | N | Y | 1
LTN0331All NI generators | LTN0331 | All NI generators | N | Y | N | 1
MAT1101All NI generators | MAT1101 | All NI generators | N | Y | N | 1
MAT1101 ANI0All NI generators | MAT1101 ANI0 | All NI generators | N | N | Y | 1
MAT1101 MAT0All NI generators | MAT1101 MAT0 | All NI generators | N | N | Y | 1
MAT1102 MAT0All NI generators | MAT1102 MAT0 | All NI generators | N | N | Y | 1
MHO0331 MHO0All NI generators | MHO0331 MHO0 | All NI generators | N | N | Y | 1
MKE1101 MKE1All NI generators | MKE1101 MKE1 | All NI generators | N | N | Y | 1
MTI2201 MTI0All NI generators | MTI2201 MTI0 | All NI generators | N | N | Y | 1
NAP2201 NAP0All NI generators | NAP2201 NAP0 | All NI generators | N | N | Y | 1
NAP2202 NTM0All NI generators | NAP2202 NTM0 | All NI generators | N | N | Y | 1
OHK2201 OHK0All NI generators | OHK2201 OHK0 | All NI generators | N | N | Y | 1
OKI2201 OKI0All NI generators | OKI2201 OKI0 | All NI generators | N | N | Y | 1
OTA2202 OTC0All NI generators | OTA2202 OTC0 | All NI generators | N | N | Y | 1
PPI2201 PPI0All NI generators | PPI2201 PPI0 | All NI generators | N | N | Y | 1
ROT1101 WHE0All NI generators | ROT1101 WHE0 | All NI generators | N | N | Y | 1
RPO2201 RPO0All NI generators | RPO2201 RPO0 | All NI generators | N | N | Y | 1
SFD2201 SFD21All NI generators | SFD2201 SFD21 | All NI generators | N | N | Y | 1
SFD2201 SFD22All NI generators | SFD2201 SFD22 | All NI generators | N | N | Y | 1
SFD2201 SPL0All NI generators | SFD2201 SPL0 | All NI generators | N | N | Y | 1
SWN2201 SWN0All NI generators | SWN2201 SWN0 | All NI generators | N | N | Y | 1
SWN2201 SWN5All NI generators | SWN2201 SWN5 | All NI generators | N | N | Y | 1
TGA0331 KMI0All NI generators | TGA0331 KMI0 | All NI generators | N | N | Y | 1
THI2201 THI1All NI generators | THI2201 THI1 | All NI generators | N | N | Y | 1
THI2201 THI2All NI generators | THI2201 THI2 | All NI generators | N | N | Y | 1
TKU2201 TKU0All NI generators | TKU2201 TKU0 | All NI generators | N | N | Y | 1
TUI1101 KTW0All NI generators | TUI1101 KTW0 | All NI generators | N | N | Y | 1
TUI1101 PRI0All NI generators | TUI1101 PRI0 | All NI generators | N | N | Y | 1
TUI1101 TUI0All NI generators | TUI1101 TUI0 | All NI generators | N | N | Y | 1
TWC2201All NI generators | TWC2201 | All NI generators | N | Y | N | 1
TWH0331All NI generators | TWH0331 | All NI generators | N | Y | N | 1
TWH0331 TRC1All NI generators | TWH0331 TRC1 | All NI generators | N | N | Y | 1
WDV1101All NI generators | WDV1101 | All NI generators | N | Y | N | 1
WHI2201 WHI0All NI generators | WHI2201 WHI0 | All NI generators | N | N | Y | 1
WKM2201 MOK0All NI generators | WKM2201 MOK0 | All NI generators | N | N | Y | 1
WKM2201 WKM0All NI generators | WKM2201 WKM0 | All NI generators | N | N | Y | 1
WPA2201 WPA0All NI generators | WPA2201 WPA0 | All NI generators | N | N | Y | 1
WRK0331 RKA0All NI generators | WRK0331 RKA0 | All NI generators | N | N | Y | 1
WRK0331 TAA0All NI generators | WRK0331 TAA0 | All NI generators | N | N | Y | 1
WRK2201 WRK0All NI generators | WRK2201 WRK0 | All NI generators | N | N | Y | 1
WWD1102All NI generators | WWD1102 | All NI generators | N | Y | N | 1
WWD1103All NI generators | WWD1103 | All NI generators | N | Y | N | 1
ABY0111All SI consumers | ABY0111 | All SI consumers | Y | N | N | 1
ADD0111All SI consumers | ADD0111 | All SI consumers | Y | N | N | 1
ADD0661All SI consumers | ADD0661 | All SI consumers | Y | N | N | 1
APS0111All SI consumers | APS0111 | All SI consumers | Y | N | N | 1
ARG1101All SI consumers | ARG1101 | All SI consumers | Y | N | N | 1
ASB0331All SI consumers | ASB0331 | All SI consumers | Y | N | N | 1
ASB0661All SI consumers | ASB0661 | All SI consumers | Y | N | N | 1
ASY0111All SI consumers | ASY0111 | All SI consumers | Y | N | N | 1
ATU1101All SI consumers | ATU1101 | All SI consumers | Y | N | N | 1
BAL0331All SI consumers | BAL0331 | All SI consumers | Y | N | N | 1
BDE0111All SI consumers | BDE0111 | All SI consumers | Y | N | N | 1
BLN0331All SI consumers | BLN0331 | All SI consumers | Y | N | N | 1
BPD1101All SI consumers | BPD1101 | All SI consumers | Y | N | N | 1
BPT1101All SI consumers | BPT1101 | All SI consumers | Y | N | N | 1
BRY0111All SI consumers | BRY0111 | All SI consumers | Y | N | N | 1
BRY0661All SI consumers | BRY0661 | All SI consumers | Y | N | N | 1
BWK1101All SI consumers | BWK1101 | All SI consumers | Y | N | N | 1
CLH0111All SI consumers | CLH0111 | All SI consumers | Y | N | N | 1
CML0331All SI consumers | CML0331 | All SI consumers | Y | N | N | 1
COL0111All SI consumers | COL0111 | All SI consumers | Y | N | N | 1
COL0661All SI consumers | COL0661 | All SI consumers | Y | N | N | 1
CUL0331All SI consumers | CUL0331 | All SI consumers | Y | N | N | 1
CUL0661All SI consumers | CUL0661 | All SI consumers | Y | N | N | 1
CYD0331All SI consumers | CYD0331 | All SI consumers | Y | N | N | 1
CYD2201All SI consumers | CYD2201 | All SI consumers | Y | N | N | 1
DOB0331All SI consumers | DOB0331 | All SI consumers | Y | N | N | 1
EDN0331All SI consumers | EDN0331 | All SI consumers | Y | N | N | 1
FKN0331All SI consumers | FKN0331 | All SI consumers | Y | N | N | 1
GOR0331All SI consumers | GOR0331 | All SI consumers | Y | N | N | 1
GYM0661All SI consumers | GYM0661 | All SI consumers | Y | N | N | 1
HKK0661All SI consumers | HKK0661 | All SI consumers | Y | N | N | 1
HOR0331All SI consumers | HOR0331 | All SI consumers | Y | N | N | 1
HOR0661All SI consumers | HOR0661 | All SI consumers | Y | N | N | 1
HWB0331All SI consumers | HWB0331 | All SI consumers | Y | N | N | 1
HWB0332All SI consumers | HWB0332 | All SI consumers | Y | N | N | 1
HWB1101All SI consumers | HWB1101 | All SI consumers | Y | N | N | 1
INV0331All SI consumers | INV0331 | All SI consumers | Y | N | N | 1
ISL0331All SI consumers | ISL0331 | All SI consumers | Y | N | N | 1
ISL0661All SI consumers | ISL0661 | All SI consumers | Y | N | N | 1
KAI0111All SI consumers | KAI0111 | All SI consumers | Y | N | N | 1
KBY0661All SI consumers | KBY0661 | All SI consumers | Y | N | N | 1
KBY0662All SI consumers | KBY0662 | All SI consumers | Y | N | N | 1
KIK0111All SI consumers | KIK0111 | All SI consumers | Y | N | N | 1
KUM0661All SI consumers | KUM0661 | All SI consumers | Y | N | N | 1
MAN2201All SI consumers | MAN2201 | All SI consumers | Y | N | N | 1
MCH0111All SI consumers | MCH0111 | All SI consumers | Y | N | N | 1
MLN0661All SI consumers | MLN0661 | All SI consumers | Y | N | N | 1
MLN0664All SI consumers | MLN0664 | All SI consumers | Y | N | N | 1
MOT0111All SI consumers | MOT0111 | All SI consumers | Y | N | N | 1
MPI0661All SI consumers | MPI0661 | All SI consumers | Y | N | N | 1
NMA0331All SI consumers | NMA0331 | All SI consumers | Y | N | N | 1
NSY0331All SI consumers | NSY0331 | All SI consumers | Y | N | N | 1
OAM0331All SI consumers | OAM0331 | All SI consumers | Y | N | N | 1
ORO1101All SI consumers | ORO1101 | All SI consumers | Y | N | N | 1
ORO1102All SI consumers | ORO1102 | All SI consumers | Y | N | N | 1
OTI0111All SI consumers | OTI0111 | All SI consumers | Y | N | N | 1
PAL0331All SI consumers | PAL0331 | All SI consumers | Y | N | N | 1
RFN1101All SI consumers | RFN1101 | All SI consumers | Y | N | N | 1
RFN1102All SI consumers | RFN1102 | All SI consumers | Y | N | N | 1
SBK0331All SI consumers | SBK0331 | All SI consumers | Y | N | N | 1
SDN0331All SI consumers | SDN0331 | All SI consumers | Y | N | N | 1
SPN0331All SI consumers | SPN0331 | All SI consumers | Y | N | N | 1
SPN0661All SI consumers | SPN0661 | All SI consumers | Y | N | N | 1
STK0331All SI consumers | STK0331 | All SI consumers | Y | N | N | 1
STU0111All SI consumers | STU0111 | All SI consumers | Y | N | N | 1
TIM0111All SI consumers | TIM0111 | All SI consumers | Y | N | N | 1
TKA0331All SI consumers | TKA0331 | All SI consumers | Y | N | N | 1
TMK0331All SI consumers | TMK0331 | All SI consumers | Y | N | N | 1
TWI2201All SI consumers | TWI2201 | All SI consumers | Y | N | N | 1
TWZ0331All SI consumers | TWZ0331 | All SI consumers | Y | N | N | 1
WPR0331All SI consumers | WPR0331 | All SI consumers | Y | N | N | 1
WPR0661All SI consumers | WPR0661 | All SI consumers | Y | N | N | 1
WPT0111All SI consumers | WPT0111 | All SI consumers | Y | N | N | 1
WTK0111All SI consumers | WTK0111 | All SI consumers | Y | N | N | 1
ARG1101 BRR0All SI generators | ARG1101 BRR0 | All SI generators | N | N | Y | 1
ASB0661 HBK0All SI generators | ASB0661 HBK0 | All SI generators | N | N | Y | 1
AVI2201 AVI0All SI generators | AVI2201 AVI0 | All SI generators | N | N | Y | 1
BEN0162 BEN0All SI generators | BEN0162 BEN0 | All SI generators | N | N | Y | 1
BEN0163 BEN0All SI generators | BEN0163 BEN0 | All SI generators | N | N | Y | 1
BEN2202 BEN0All SI generators | BEN2202 BEN0 | All SI generators | N | N | Y | 1
BWK1101 WPI0All SI generators | BWK1101 WPI0 | All SI generators | N | N | Y | 1
COB0661 COB0All SI generators | COB0661 COB0 | All SI generators | N | N | Y | 1
COL0661 COL0All SI generators | COL0661 COL0 | All SI generators | N | N | Y | 1
CYD0331All SI generators | CYD0331 | All SI generators | N | Y | N | 1
CYD2201 CYD0All SI generators | CYD2201 CYD0 | All SI generators | N | N | Y | 1
HWB0331 WPI0All SI generators | HWB0331 WPI0 | All SI generators | N | N | Y | 1
KUM0661All SI generators | KUM0661 | All SI generators | N | Y | N | 1
KUM0661 KUM0All SI generators | KUM0661 KUM0 | All SI generators | N | N | Y | 1
MAN2201 MAN0All SI generators | MAN2201 MAN0 | All SI generators | N | N | Y | 1
NMA0331All SI generators | NMA0331 | All SI generators | N | Y | N | 1
NSY0331 PAE0All SI generators | NSY0331 PAE0 | All SI generators | N | N | Y | 1
OHA2201 OHA0All SI generators | OHA2201 OHA0 | All SI generators | N | N | Y | 1
OHB2201 OHB0All SI generators | OHB2201 OHB0 | All SI generators | N | N | Y | 1
OHC2201 OHC0All SI generators | OHC2201 OHC0 | All SI generators | N | N | Y | 1
ROX1101 ROX0All SI generators | ROX1101 ROX0 | All SI generators | N | N | Y | 1
ROX2201 ROX0All SI generators | ROX2201 ROX0 | All SI generators | N | N | Y | 1
TKA0111 TKA0All SI generators | TKA0111 TKA0 | All SI generators | N | N | Y | 1
TKA0111 TKA1All SI generators | TKA0111 TKA1 | All SI generators | N | N | Y | 1
TKB2201 TKB0All SI generators | TKB2201 TKB0 | All SI generators | N | N | Y | 1
TKB2201 TKB1All SI generators | TKB2201 TKB1 | All SI generators | N | N | Y | 1
WTK0111 WTK0All SI generators | WTK0111 WTK0 | All SI generators | N | N | Y | 1
ARA2201 ARA0CNI geothermals + Waikato hydro from Atiamuri + BOP generators | ARA2201 ARA0 | CNI geothermals + Waikato hydro from Atiamuri + BOP generators | N | N | Y | 1
ATI2201 ATI0CNI geothermals + Waikato hydro from Atiamuri + BOP generators | ATI2201 ATI0 | CNI geothermals + Waikato hydro from Atiamuri + BOP generators | N | N | Y | 1
KAW0112 ONU0CNI geothermals + Waikato hydro from Atiamuri + BOP generators | KAW0112 ONU0 | CNI geothermals + Waikato hydro from Atiamuri + BOP generators | N | N | Y | 1
KAW1101 KAG0CNI geothermals + Waikato hydro from Atiamuri + BOP generators | KAW1101 KAG0 | CNI geothermals + Waikato hydro from Atiamuri + BOP generators | N | N | Y | 1
MAT1101CNI geothermals + Waikato hydro from Atiamuri + BOP generators | MAT1101 | CNI geothermals + Waikato hydro from Atiamuri + BOP generators | N | Y | N | 1
MAT1101 ANI0CNI geothermals + Waikato hydro from Atiamuri + BOP generators | MAT1101 ANI0 | CNI geothermals + Waikato hydro from Atiamuri + BOP generators | N | N | Y | 1
MAT1101 MAT0CNI geothermals + Waikato hydro from Atiamuri + BOP generators | MAT1101 MAT0 | CNI geothermals + Waikato hydro from Atiamuri + BOP generators | N | N | Y | 1
MAT1102 MAT0CNI geothermals + Waikato hydro from Atiamuri + BOP generators | MAT1102 MAT0 | CNI geothermals + Waikato hydro from Atiamuri + BOP generators | N | N | Y | 1
NAP2201 NAP0CNI geothermals + Waikato hydro from Atiamuri + BOP generators | NAP2201 NAP0 | CNI geothermals + Waikato hydro from Atiamuri + BOP generators | N | N | Y | 1
NAP2202 NTM0CNI geothermals + Waikato hydro from Atiamuri + BOP generators | NAP2202 NTM0 | CNI geothermals + Waikato hydro from Atiamuri + BOP generators | N | N | Y | 1
OHK2201 OHK0CNI geothermals + Waikato hydro from Atiamuri + BOP generators | OHK2201 OHK0 | CNI geothermals + Waikato hydro from Atiamuri + BOP generators | N | N | Y | 1
OKI2201 OKI0CNI geothermals + Waikato hydro from Atiamuri + BOP generators | OKI2201 OKI0 | CNI geothermals + Waikato hydro from Atiamuri + BOP generators | N | N | Y | 1
PPI2201 PPI0CNI geothermals + Waikato hydro from Atiamuri + BOP generators | PPI2201 PPI0 | CNI geothermals + Waikato hydro from Atiamuri + BOP generators | N | N | Y | 1
ROT1101 WHE0CNI geothermals + Waikato hydro from Atiamuri + BOP generators | ROT1101 WHE0 | CNI geothermals + Waikato hydro from Atiamuri + BOP generators | N | N | Y | 1
TGA0331 KMI0CNI geothermals + Waikato hydro from Atiamuri + BOP generators | TGA0331 KMI0 | CNI geothermals + Waikato hydro from Atiamuri + BOP generators | N | N | Y | 1
THI2201 THI1CNI geothermals + Waikato hydro from Atiamuri + BOP generators | THI2201 THI1 | CNI geothermals + Waikato hydro from Atiamuri + BOP generators | N | N | Y | 1
THI2201 THI2CNI geothermals + Waikato hydro from Atiamuri + BOP generators | THI2201 THI2 | CNI geothermals + Waikato hydro from Atiamuri + BOP generators | N | N | Y | 1
WKM2201 MOK0CNI geothermals + Waikato hydro from Atiamuri + BOP generators | WKM2201 MOK0 | CNI geothermals + Waikato hydro from Atiamuri + BOP generators | N | N | Y | 1
WRK0331 RKA0CNI geothermals + Waikato hydro from Atiamuri + BOP generators | WRK0331 RKA0 | CNI geothermals + Waikato hydro from Atiamuri + BOP generators | N | N | Y | 1
WRK0331 TAA0CNI geothermals + Waikato hydro from Atiamuri + BOP generators | WRK0331 TAA0 | CNI geothermals + Waikato hydro from Atiamuri + BOP generators | N | N | Y | 1
WRK2201 WRK0CNI geothermals + Waikato hydro from Atiamuri + BOP generators | WRK2201 WRK0 | CNI geothermals + Waikato hydro from Atiamuri + BOP generators | N | N | Y | 1
ALB0331Loads north of WKM | ALB0331 | Loads north of WKM | Y | N | N | 1
ALB1101Loads north of WKM | ALB1101 | Loads north of WKM | Y | N | N | 1
BOB0331Loads north of WKM | BOB0331 | Loads north of WKM | Y | N | N | 1
BOB1101Loads north of WKM | BOB1101 | Loads north of WKM | Y | N | N | 1
BRB0331Loads north of WKM | BRB0331 | Loads north of WKM | Y | N | N | 1
CBG0111Loads north of WKM | CBG0111 | Loads north of WKM | Y | N | N | 1
EDG0331Loads north of WKM | EDG0331 | Loads north of WKM | Y | N | N | 1
FHL0331Loads north of WKM | FHL0331 | Loads north of WKM | Y | N | N | 1
GIS0501Loads north of WKM | GIS0501 | Loads north of WKM | Y | N | N | 1
GLN0331Loads north of WKM | GLN0331 | Loads north of WKM | Y | N | N | 1
GLN0332Loads north of WKM | GLN0332 | Loads north of WKM | Y | N | N | 1
HAM0111Loads north of WKM | HAM0111 | Loads north of WKM | Y | N | N | 1
HAM0331Loads north of WKM | HAM0331 | Loads north of WKM | Y | N | N | 1
HAM0551Loads north of WKM | HAM0551 | Loads north of WKM | Y | N | N | 1
HEN0331Loads north of WKM | HEN0331 | Loads north of WKM | Y | N | N | 1
HEP0331Loads north of WKM | HEP0331 | Loads north of WKM | Y | N | N | 1
HIN0331Loads north of WKM | HIN0331 | Loads north of WKM | Y | N | N | 1
HLY0331Loads north of WKM | HLY0331 | Loads north of WKM | Y | N | N | 1
HTI0331Loads north of WKM | HTI0331 | Loads north of WKM | Y | N | N | 1
HOB1101Loads north of WKM | HOB1101 | Loads north of WKM | Y | N | N | 1
KAW0111Loads north of WKM | KAW0111 | Loads north of WKM | Y | N | N | 1
KAW0112Loads north of WKM | KAW0112 | Loads north of WKM | Y | N | N | 1
KAW0113Loads north of WKM | KAW0113 | Loads north of WKM | Y | N | N | 1
KAW1101Loads north of WKM | KAW1101 | Loads north of WKM | Y | N | N | 1
KEN0331Loads north of WKM | KEN0331 | Loads north of WKM | Y | N | N | 1
KIN0111Loads north of WKM | KIN0111 | Loads north of WKM | Y | N | N | 1
KIN0112Loads north of WKM | KIN0112 | Loads north of WKM | Y | N | N | 1
KIN0113Loads north of WKM | KIN0113 | Loads north of WKM | Y | N | N | 1
KIN0331Loads north of WKM | KIN0331 | Loads north of WKM | Y | N | N | 1
KMO0331Loads north of WKM | KMO0331 | Loads north of WKM | Y | N | N | 1
KOE1101Loads north of WKM | KOE1101 | Loads north of WKM | Y | N | N | 1
KPU0661Loads north of WKM | KPU0661 | Loads north of WKM | Y | N | N | 1
LFD1101Loads north of WKM | LFD1101 | Loads north of WKM | Y | N | N | 1
LFD1102Loads north of WKM | LFD1102 | Loads north of WKM | Y | N | N | 1
MAT1101Loads north of WKM | MAT1101 | Loads north of WKM | Y | N | N | 1
MER0331Loads north of WKM | MER0331 | Loads north of WKM | Y | N | N | 1
MNG0331Loads north of WKM | MNG0331 | Loads north of WKM | Y | N | N | 1
MNG1101Loads north of WKM | MNG1101 | Loads north of WKM | Y | N | N | 1
MPE1101Loads north of WKM | MPE1101 | Loads north of WKM | Y | N | N | 1
MTM0331Loads north of WKM | MTM0331 | Loads north of WKM | Y | N | N | 1
MTO0331Loads north of WKM | MTO0331 | Loads north of WKM | Y | N | N | 1
OTA0221Loads north of WKM | OTA0221 | Loads north of WKM | Y | N | N | 1
OTA1101Loads north of WKM | OTA1101 | Loads north of WKM | Y | N | N | 1
OTA1102Loads north of WKM | OTA1102 | Loads north of WKM | Y | N | N | 1
OWH0111Loads north of WKM | OWH0111 | Loads north of WKM | Y | N | N | 1
PAK0331Loads north of WKM | PAK0331 | Loads north of WKM | Y | N | N | 1
PEN0221Loads north of WKM | PEN0221 | Loads north of WKM | Y | N | N | 1
PEN0331Loads north of WKM | PEN0331 | Loads north of WKM | Y | N | N | 1
PEN1101Loads north of WKM | PEN1101 | Loads north of WKM | Y | N | N | 1
PPI2201Loads north of WKM | PPI2201 | Loads north of WKM | Y | N | N | 1
RDF0331Loads north of WKM | RDF0331 | Loads north of WKM | Y | N | N | 1
ROS0221Loads north of WKM | ROS0221 | Loads north of WKM | Y | N | N | 1
ROS1101Loads north of WKM | ROS1101 | Loads north of WKM | Y | N | N | 1
ROT0111Loads north of WKM | ROT0111 | Loads north of WKM | Y | N | N | 1
ROT0331Loads north of WKM | ROT0331 | Loads north of WKM | Y | N | N | 1
ROT1101Loads north of WKM | ROT1101 | Loads north of WKM | Y | N | N | 1
SVL0331Loads north of WKM | SVL0331 | Loads north of WKM | Y | N | N | 1
SWN2201Loads north of WKM | SWN2201 | Loads north of WKM | Y | N | N | 1
TAK0331Loads north of WKM | TAK0331 | Loads north of WKM | Y | N | N | 1
TGA0111Loads north of WKM | TGA0111 | Loads north of WKM | Y | N | N | 1
TGA0331Loads north of WKM | TGA0331 | Loads north of WKM | Y | N | N | 1
TKH0111Loads north of WKM | TKH0111 | Loads north of WKM | Y | N | N | 1
TMI0331Loads north of WKM | TMI0331 | Loads north of WKM | Y | N | N | 1
TMU0111Loads north of WKM | TMU0111 | Loads north of WKM | Y | N | N | 1
TRK0111Loads north of WKM | TRK0111 | Loads north of WKM | Y | N | N | 1
TUI1101Loads north of WKM | TUI1101 | Loads north of WKM | Y | N | N | 1
TWH0331Loads north of WKM | TWH0331 | Loads north of WKM | Y | N | N | 1
WAI0111Loads north of WKM | WAI0111 | Loads north of WKM | Y | N | N | 1
WEL0331Loads north of WKM | WEL0331 | Loads north of WKM | Y | N | N | 1
WHI0111Loads north of WKM | WHI0111 | Loads north of WKM | Y | N | N | 1
WHI2201Loads north of WKM | WHI2201 | Loads north of WKM | Y | N | N | 1
WHU0331Loads north of WKM | WHU0331 | Loads north of WKM | Y | N | N | 1
WIR0331Loads north of WKM | WIR0331 | Loads north of WKM | Y | N | N | 1
WKO0331Loads north of WKM | WKO0331 | Loads north of WKM | Y | N | N | 1
WRA0111Loads north of WKM | WRA0111 | Loads north of WKM | Y | N | N | 1
WRD0331Loads north of WKM | WRD0331 | Loads north of WKM | Y | N | N | 1
WTU0331Loads north of WKM | WTU0331 | Loads north of WKM | Y | N | N | 1
CST0331Taranaki loads | CST0331 | Taranaki loads | Y | N | N | 1
HUI0331Taranaki loads | HUI0331 | Taranaki loads | Y | N | N | 1
HWA0331Taranaki loads | HWA0331 | Taranaki loads | Y | N | N | 1
HWA0332Taranaki loads | HWA0332 | Taranaki loads | Y | N | N | 1
HWA1101Taranaki loads | HWA1101 | Taranaki loads | Y | N | N | 1
HWA1102Taranaki loads | HWA1102 | Taranaki loads | Y | N | N | 1
KPA1101Taranaki loads | KPA1101 | Taranaki loads | Y | N | N | 1
MKE1101Taranaki loads | MKE1101 | Taranaki loads | Y | N | N | 1
MNI0111Taranaki loads | MNI0111 | Taranaki loads | Y | N | N | 1
NPL0331Taranaki loads | NPL0331 | Taranaki loads | Y | N | N | 1
OPK0331Taranaki loads | OPK0331 | Taranaki loads | Y | N | N | 1
SFD0331Taranaki loads | SFD0331 | Taranaki loads | Y | N | N | 1
SFD2201Taranaki loads | SFD2201 | Taranaki loads | Y | N | N | 1
TMN0551Taranaki loads | TMN0551 | Taranaki loads | Y | N | N | 1
WVY0111Taranaki loads | WVY0111 | Taranaki loads | Y | N | N | 1
CPK0111Wellington loads | CPK0111 | Wellington loads | Y | N | N | 1
CPK0331Wellington loads | CPK0331 | Wellington loads | Y | N | N | 1
GFD0331Wellington loads | GFD0331 | Wellington loads | Y | N | N | 1
GYT0331Wellington loads | GYT0331 | Wellington loads | Y | N | N | 1
HAY0111Wellington loads | HAY0111 | Wellington loads | Y | N | N | 1
HAY0331Wellington loads | HAY0331 | Wellington loads | Y | N | N | 1
KWA0111Wellington loads | KWA0111 | Wellington loads | Y | N | N | 1
MLG0111Wellington loads | MLG0111 | Wellington loads | Y | N | N | 1
MLG0331Wellington loads | MLG0331 | Wellington loads | Y | N | N | 1
MST0331Wellington loads | MST0331 | Wellington loads | Y | N | N | 1
PNI0331Wellington loads | PNI0331 | Wellington loads | Y | N | N | 1
PRM0331Wellington loads | PRM0331 | Wellington loads | Y | N | N | 1
TKR0331Wellington loads | TKR0331 | Wellington loads | Y | N | N | 1
UHT0331Wellington loads | UHT0331 | Wellington loads | Y | N | N | 1
WIL0331Wellington loads | WIL0331 | Wellington loads | Y | N | N | 1
WWD1102Wellington loads | WWD1102 | Wellington loads | Y | N | N | 1
WWD1103Wellington loads | WWD1103 | Wellington loads | Y | N | N | 1
ADD0661SI loads Christchurch and north | ADD0661 | SI loads Christchurch and north | Y | N | N | 1
APS0111SI loads Christchurch and north | APS0111 | SI loads Christchurch and north | Y | N | N | 1
ARG1101SI loads Christchurch and north | ARG1101 | SI loads Christchurch and north | Y | N | N | 1
ASY0111SI loads Christchurch and north | ASY0111 | SI loads Christchurch and north | Y | N | N | 1
ATU1101SI loads Christchurch and north | ATU1101 | SI loads Christchurch and north | Y | N | N | 1
BLN0331SI loads Christchurch and north | BLN0331 | SI loads Christchurch and north | Y | N | N | 1
BRY0111SI loads Christchurch and north | BRY0111 | SI loads Christchurch and north | Y | N | N | 1
BRY0661SI loads Christchurch and north | BRY0661 | SI loads Christchurch and north | Y | N | N | 1
CLH0111SI loads Christchurch and north | CLH0111 | SI loads Christchurch and north | Y | N | N | 1
COL0111SI loads Christchurch and north | COL0111 | SI loads Christchurch and north | Y | N | N | 1
COL0661SI loads Christchurch and north | COL0661 | SI loads Christchurch and north | Y | N | N | 1
CUL0331SI loads Christchurch and north | CUL0331 | SI loads Christchurch and north | Y | N | N | 1
CUL0661SI loads Christchurch and north | CUL0661 | SI loads Christchurch and north | Y | N | N | 1
DOB0331SI loads Christchurch and north | DOB0331 | SI loads Christchurch and north | Y | N | N | 1
GYM0661SI loads Christchurch and north | GYM0661 | SI loads Christchurch and north | Y | N | N | 1
HKK0661SI loads Christchurch and north | HKK0661 | SI loads Christchurch and north | Y | N | N | 1
HOR0331SI loads Christchurch and north | HOR0331 | SI loads Christchurch and north | Y | N | N | 1
HOR0661SI loads Christchurch and north | HOR0661 | SI loads Christchurch and north | Y | N | N | 1
ISL0331SI loads Christchurch and north | ISL0331 | SI loads Christchurch and north | Y | N | N | 1
ISL0661SI loads Christchurch and north | ISL0661 | SI loads Christchurch and north | Y | N | N | 1
KAI0111SI loads Christchurch and north | KAI0111 | SI loads Christchurch and north | Y | N | N | 1
KBY0661SI loads Christchurch and north | KBY0661 | SI loads Christchurch and north | Y | N | N | 1
KBY0662SI loads Christchurch and north | KBY0662 | SI loads Christchurch and north | Y | N | N | 1
KIK0111SI loads Christchurch and north | KIK0111 | SI loads Christchurch and north | Y | N | N | 1
KUM0661SI loads Christchurch and north | KUM0661 | SI loads Christchurch and north | Y | N | N | 1
MCH0111SI loads Christchurch and north | MCH0111 | SI loads Christchurch and north | Y | N | N | 1
MLN0661SI loads Christchurch and north | MLN0661 | SI loads Christchurch and north | Y | N | N | 1
MLN0664SI loads Christchurch and north | MLN0664 | SI loads Christchurch and north | Y | N | N | 1
MOT0111SI loads Christchurch and north | MOT0111 | SI loads Christchurch and north | Y | N | N | 1
MPI0661SI loads Christchurch and north | MPI0661 | SI loads Christchurch and north | Y | N | N | 1
ORO1101SI loads Christchurch and north | ORO1101 | SI loads Christchurch and north | Y | N | N | 1
ORO1102SI loads Christchurch and north | ORO1102 | SI loads Christchurch and north | Y | N | N | 1
OTI0111SI loads Christchurch and north | OTI0111 | SI loads Christchurch and north | Y | N | N | 1
RFN1101SI loads Christchurch and north | RFN1101 | SI loads Christchurch and north | Y | N | N | 1
RFN1102SI loads Christchurch and north | RFN1102 | SI loads Christchurch and north | Y | N | N | 1
SBK0331SI loads Christchurch and north | SBK0331 | SI loads Christchurch and north | Y | N | N | 1
SPN0331SI loads Christchurch and north | SPN0331 | SI loads Christchurch and north | Y | N | N | 1
SPN0661SI loads Christchurch and north | SPN0661 | SI loads Christchurch and north | Y | N | N | 1
STK0331SI loads Christchurch and north | STK0331 | SI loads Christchurch and north | Y | N | N | 1
WPR0331SI loads Christchurch and north | WPR0331 | SI loads Christchurch and north | Y | N | N | 1
WPR0661SI loads Christchurch and north | WPR0661 | SI loads Christchurch and north | Y | N | N | 1
WPT0111SI loads Christchurch and north | WPT0111 | SI loads Christchurch and north | Y | N | N | 1
ABY0111SI loads Studholme and north | ABY0111 | SI loads Studholme and north | Y | N | N | 1
ADD0111SI loads Studholme and north | ADD0111 | SI loads Studholme and north | Y | N | N | 1
ADD0661SI loads Studholme and north | ADD0661 | SI loads Studholme and north | Y | N | N | 1
APS0111SI loads Studholme and north | APS0111 | SI loads Studholme and north | Y | N | N | 1
ARG1101SI loads Studholme and north | ARG1101 | SI loads Studholme and north | Y | N | N | 1
ASB0331SI loads Studholme and north | ASB0331 | SI loads Studholme and north | Y | N | N | 1
ASB0661SI loads Studholme and north | ASB0661 | SI loads Studholme and north | Y | N | N | 1
ASY0111SI loads Studholme and north | ASY0111 | SI loads Studholme and north | Y | N | N | 1
ATU1101SI loads Studholme and north | ATU1101 | SI loads Studholme and north | Y | N | N | 1
BLN0331SI loads Studholme and north | BLN0331 | SI loads Studholme and north | Y | N | N | 1
BRY0111SI loads Studholme and north | BRY0111 | SI loads Studholme and north | Y | N | N | 1
BRY0661SI loads Studholme and north | BRY0661 | SI loads Studholme and north | Y | N | N | 1
CLH0111SI loads Studholme and north | CLH0111 | SI loads Studholme and north | Y | N | N | 1
COL0111SI loads Studholme and north | COL0111 | SI loads Studholme and north | Y | N | N | 1
COL0661SI loads Studholme and north | COL0661 | SI loads Studholme and north | Y | N | N | 1
CUL0331SI loads Studholme and north | CUL0331 | SI loads Studholme and north | Y | N | N | 1
CUL0661SI loads Studholme and north | CUL0661 | SI loads Studholme and north | Y | N | N | 1
DOB0331SI loads Studholme and north | DOB0331 | SI loads Studholme and north | Y | N | N | 1
GYM0661SI loads Studholme and north | GYM0661 | SI loads Studholme and north | Y | N | N | 1
HKK0661SI loads Studholme and north | HKK0661 | SI loads Studholme and north | Y | N | N | 1
HOR0331SI loads Studholme and north | HOR0331 | SI loads Studholme and north | Y | N | N | 1
HOR0661SI loads Studholme and north | HOR0661 | SI loads Studholme and north | Y | N | N | 1
ISL0331SI loads Studholme and north | ISL0331 | SI loads Studholme and north | Y | N | N | 1
ISL0661SI loads Studholme and north | ISL0661 | SI loads Studholme and north | Y | N | N | 1
KAI0111SI loads Studholme and north | KAI0111 | SI loads Studholme and north | Y | N | N | 1
KBY0661SI loads Studholme and north | KBY0661 | SI loads Studholme and north | Y | N | N | 1
KBY0662SI loads Studholme and north | KBY0662 | SI loads Studholme and north | Y | N | N | 1
KIK0111SI loads Studholme and north | KIK0111 | SI loads Studholme and north | Y | N | N | 1
KUM0661SI loads Studholme and north | KUM0661 | SI loads Studholme and north | Y | N | N | 1
MCH0111SI loads Studholme and north | MCH0111 | SI loads Studholme and north | Y | N | N | 1
MLN0661SI loads Studholme and north | MLN0661 | SI loads Studholme and north | Y | N | N | 1
MLN0664SI loads Studholme and north | MLN0664 | SI loads Studholme and north | Y | N | N | 1
MOT0111SI loads Studholme and north | MOT0111 | SI loads Studholme and north | Y | N | N | 1
MPI0661SI loads Studholme and north | MPI0661 | SI loads Studholme and north | Y | N | N | 1
ORO1101SI loads Studholme and north | ORO1101 | SI loads Studholme and north | Y | N | N | 1
ORO1102SI loads Studholme and north | ORO1102 | SI loads Studholme and north | Y | N | N | 1
OTI0111SI loads Studholme and north | OTI0111 | SI loads Studholme and north | Y | N | N | 1
RFN1101SI loads Studholme and north | RFN1101 | SI loads Studholme and north | Y | N | N | 1
RFN1102SI loads Studholme and north | RFN1102 | SI loads Studholme and north | Y | N | N | 1
SBK0331SI loads Studholme and north | SBK0331 | SI loads Studholme and north | Y | N | N | 1
SPN0331SI loads Studholme and north | SPN0331 | SI loads Studholme and north | Y | N | N | 1
SPN0661SI loads Studholme and north | SPN0661 | SI loads Studholme and north | Y | N | N | 1
STK0331SI loads Studholme and north | STK0331 | SI loads Studholme and north | Y | N | N | 1
STU0111SI loads Studholme and north | STU0111 | SI loads Studholme and north | Y | N | N | 1
TIM0111SI loads Studholme and north | TIM0111 | SI loads Studholme and north | Y | N | N | 1
TKA0331SI loads Studholme and north | TKA0331 | SI loads Studholme and north | Y | N | N | 1
TMK0331SI loads Studholme and north | TMK0331 | SI loads Studholme and north | Y | N | N | 1
WPR0331SI loads Studholme and north | WPR0331 | SI loads Studholme and north | Y | N | N | 1
WPR0661SI loads Studholme and north | WPR0661 | SI loads Studholme and north | Y | N | N | 1
WPT0111SI loads Studholme and north | WPT0111 | SI loads Studholme and north | Y | N | N | 1
NSY0331Naseby | NSY0331 | Naseby | Y | N | N | 1
MAN2201 MAN0Manapouri | MAN2201 MAN0 | Manapouri | N | N | Y | 1
TKA0111 TKA0Tekapo B | TKA0111 TKA0 | Tekapo B | N | N | Y | 1
TKA0111 TKA1Tekapo B | TKA0111 TKA1 | Tekapo B | N | N | Y | 1
TKB2201 TKB0Tekapo B | TKB2201 TKB0 | Tekapo B | N | N | Y | 1
TKB2201 TKB1Tekapo B | TKB2201 TKB1 | Tekapo B | N | N | Y | 1
SFD2201 SPL0TCC | SFD2201 SPL0 | TCC | N | N | Y | 1
HLY2201 HLY1Huntly | HLY2201 HLY1 | Huntly | N | N | Y | 1
HLY2201 HLY2Huntly | HLY2201 HLY2 | Huntly | N | N | Y | 1
HLY2201 HLY5Huntly | HLY2201 HLY5 | Huntly | N | N | Y | 1
HLY2201 HLY6Huntly | HLY2201 HLY6 | Huntly | N | N | Y | 1
WDV0111Load at Woodville | WDV0111 | Load at Woodville | Y | N | N | 1
WDV1101Load at Woodville | WDV1101 | Load at Woodville | Y | N | N | 1
BLN0331Blenheim load | BLN0331 | Blenheim load | Y | N | N | 1
CUL0331Culverden | CUL0331 | Culverden | Y | N | N | 1
CUL0661Culverden | CUL0661 | Culverden | Y | N | N | 1
APS0111Otira and Arthurs Pass | APS0111 | Otira and Arthurs Pass | Y | N | N | 1
OTI0111Otira and Arthurs Pass | OTI0111 | Otira and Arthurs Pass | Y | N | N | 1
BPE0331Load at Bunnythorpe | BPE0331 | Load at Bunnythorpe | Y | N | N | 1
BPE0551Load at Bunnythorpe | BPE0551 | Load at Bunnythorpe | Y | N | N | 1
GFD0331Load at Haywards Melling Gracefield | GFD0331 | Load at Haywards Melling Gracefield | Y | N | N | 1
HAY0111Load at Haywards Melling Gracefield | HAY0111 | Load at Haywards Melling Gracefield | Y | N | N | 1
HAY0331Load at Haywards Melling Gracefield | HAY0331 | Load at Haywards Melling Gracefield | Y | N | N | 1
MLG0111Load at Haywards Melling Gracefield | MLG0111 | Load at Haywards Melling Gracefield | Y | N | N | 1
MLG0331Load at Haywards Melling Gracefield | MLG0331 | Load at Haywards Melling Gracefield | Y | N | N | 1
PRM0331Paraparaumu | PRM0331 | Paraparaumu | Y | N | N | 1
BOB0331Loads at Wiri Bombay | BOB0331 | Loads at Wiri Bombay | Y | N | N | 1
BOB1101Loads at Wiri Bombay | BOB1101 | Loads at Wiri Bombay | Y | N | N | 1
WIR0331Loads at Wiri Bombay | WIR0331 | Loads at Wiri Bombay | Y | N | N | 1
KMO0331Loads at Tauranga Mt Maunganui Kaitemako | KMO0331 | Loads at Tauranga Mt Maunganui Kaitemako | Y | N | N | 1
MTM0331Loads at Tauranga Mt Maunganui Kaitemako | MTM0331 | Loads at Tauranga Mt Maunganui Kaitemako | Y | N | N | 1
TGA0111Loads at Tauranga Mt Maunganui Kaitemako | TGA0111 | Loads at Tauranga Mt Maunganui Kaitemako | Y | N | N | 1
TGA0331Loads at Tauranga Mt Maunganui Kaitemako | TGA0331 | Loads at Tauranga Mt Maunganui Kaitemako | Y | N | N | 1
GLN0331Loads at Takanini Drury Glenbrook | GLN0331 | Loads at Takanini Drury Glenbrook | Y | N | N | 1
GLN0332Loads at Takanini Drury Glenbrook | GLN0332 | Loads at Takanini Drury Glenbrook | Y | N | N | 1
TAK0331Loads at Takanini Drury Glenbrook | TAK0331 | Loads at Takanini Drury Glenbrook | Y | N | N | 1
CPK0111Loads Wilton Central Park Kaiwharawhara | CPK0111 | Loads Wilton Central Park Kaiwharawhara | Y | N | N | 1
CPK0331Loads Wilton Central Park Kaiwharawhara | CPK0331 | Loads Wilton Central Park Kaiwharawhara | Y | N | N | 1
KWA0111Loads Wilton Central Park Kaiwharawhara | KWA0111 | Loads Wilton Central Park Kaiwharawhara | Y | N | N | 1
WIL0331Loads Wilton Central Park Kaiwharawhara | WIL0331 | Loads Wilton Central Park Kaiwharawhara | Y | N | N | 1
APS0111West Coast load | APS0111 | West Coast load | Y | N | N | 1
ATU1101West Coast load | ATU1101 | West Coast load | Y | N | N | 1
CLH0111West Coast load | CLH0111 | West Coast load | Y | N | N | 1
DOB0331West Coast load | DOB0331 | West Coast load | Y | N | N | 1
GYM0661West Coast load | GYM0661 | West Coast load | Y | N | N | 1
HKK0661West Coast load | HKK0661 | West Coast load | Y | N | N | 1
KUM0661West Coast load | KUM0661 | West Coast load | Y | N | N | 1
MCH0111West Coast load | MCH0111 | West Coast load | Y | N | N | 1
ORO1101West Coast load | ORO1101 | West Coast load | Y | N | N | 1
ORO1102West Coast load | ORO1102 | West Coast load | Y | N | N | 1
OTI0111West Coast load | OTI0111 | West Coast load | Y | N | N | 1
RFN1101West Coast load | RFN1101 | West Coast load | Y | N | N | 1
RFN1102West Coast load | RFN1102 | West Coast load | Y | N | N | 1
WPT0111West Coast load | WPT0111 | West Coast load | Y | N | N | 1
APS0111Loads in Nelson-Marlborough and West Coast | APS0111 | Loads in Nelson-Marlborough and West Coast | Y | N | N | 1
ATU1101Loads in Nelson-Marlborough and West Coast | ATU1101 | Loads in Nelson-Marlborough and West Coast | Y | N | N | 1
CLH0111Loads in Nelson-Marlborough and West Coast | CLH0111 | Loads in Nelson-Marlborough and West Coast | Y | N | N | 1
DOB0331Loads in Nelson-Marlborough and West Coast | DOB0331 | Loads in Nelson-Marlborough and West Coast | Y | N | N | 1
GYM0661Loads in Nelson-Marlborough and West Coast | GYM0661 | Loads in Nelson-Marlborough and West Coast | Y | N | N | 1
HKK0661Loads in Nelson-Marlborough and West Coast | HKK0661 | Loads in Nelson-Marlborough and West Coast | Y | N | N | 1
KUM0661Loads in Nelson-Marlborough and West Coast | KUM0661 | Loads in Nelson-Marlborough and West Coast | Y | N | N | 1
MCH0111Loads in Nelson-Marlborough and West Coast | MCH0111 | Loads in Nelson-Marlborough and West Coast | Y | N | N | 1
ORO1101Loads in Nelson-Marlborough and West Coast | ORO1101 | Loads in Nelson-Marlborough and West Coast | Y | N | N | 1
ORO1102Loads in Nelson-Marlborough and West Coast | ORO1102 | Loads in Nelson-Marlborough and West Coast | Y | N | N | 1
OTI0111Loads in Nelson-Marlborough and West Coast | OTI0111 | Loads in Nelson-Marlborough and West Coast | Y | N | N | 1
RFN1101Loads in Nelson-Marlborough and West Coast | RFN1101 | Loads in Nelson-Marlborough and West Coast | Y | N | N | 1
RFN1102Loads in Nelson-Marlborough and West Coast | RFN1102 | Loads in Nelson-Marlborough and West Coast | Y | N | N | 1
WPT0111Loads in Nelson-Marlborough and West Coast | WPT0111 | Loads in Nelson-Marlborough and West Coast | Y | N | N | 1
ARG1101Loads in Nelson-Marlborough and West Coast | ARG1101 | Loads in Nelson-Marlborough and West Coast | Y | N | N | 1
BLN0331Loads in Nelson-Marlborough and West Coast | BLN0331 | Loads in Nelson-Marlborough and West Coast | Y | N | N | 1
KIK0111Loads in Nelson-Marlborough and West Coast | KIK0111 | Loads in Nelson-Marlborough and West Coast | Y | N | N | 1
MOT0111Loads in Nelson-Marlborough and West Coast | MOT0111 | Loads in Nelson-Marlborough and West Coast | Y | N | N | 1
MPI0661Loads in Nelson-Marlborough and West Coast | MPI0661 | Loads in Nelson-Marlborough and West Coast | Y | N | N | 1
STK0331Loads in Nelson-Marlborough and West Coast | STK0331 | Loads in Nelson-Marlborough and West Coast | Y | N | N | 1
BAL0331Loads at Balclutha Berwick Waipori | BAL0331 | Loads at Balclutha Berwick Waipori | Y | N | N | 1
BWK1101Loads at Balclutha Berwick Waipori | BWK1101 | Loads at Balclutha Berwick Waipori | Y | N | N | 1
HWA0331Load at Waverley Hawera and Whareroa | HWA0331 | Load at Waverley Hawera and Whareroa | Y | N | N | 1
HWA0332Load at Waverley Hawera and Whareroa | HWA0332 | Load at Waverley Hawera and Whareroa | Y | N | N | 1
HWA1101Load at Waverley Hawera and Whareroa | HWA1101 | Load at Waverley Hawera and Whareroa | Y | N | N | 1
HWA1102Load at Waverley Hawera and Whareroa | HWA1102 | Load at Waverley Hawera and Whareroa | Y | N | N | 1
WVY0111Load at Waverley Hawera and Whareroa | WVY0111 | Load at Waverley Hawera and Whareroa | Y | N | N | 1
RDF0331Load at Redclyffe Whakatu | RDF0331 | Load at Redclyffe Whakatu | Y | N | N | 1
WTU0331Load at Redclyffe Whakatu | WTU0331 | Load at Redclyffe Whakatu | Y | N | N | 1
EDG0331Bay of Plenty load | EDG0331 | Bay of Plenty load | Y | N | N | 1
KAW0111Bay of Plenty load | KAW0111 | Bay of Plenty load | Y | N | N | 1
KAW0112Bay of Plenty load | KAW0112 | Bay of Plenty load | Y | N | N | 1
KAW0113Bay of Plenty load | KAW0113 | Bay of Plenty load | Y | N | N | 1
KAW1101Bay of Plenty load | KAW1101 | Bay of Plenty load | Y | N | N | 1
KMO0331Bay of Plenty load | KMO0331 | Bay of Plenty load | Y | N | N | 1
MAT1101Bay of Plenty load | MAT1101 | Bay of Plenty load | Y | N | N | 1
MTM0331Bay of Plenty load | MTM0331 | Bay of Plenty load | Y | N | N | 1
OWH0111Bay of Plenty load | OWH0111 | Bay of Plenty load | Y | N | N | 1
ROT0111Bay of Plenty load | ROT0111 | Bay of Plenty load | Y | N | N | 1
ROT0331Bay of Plenty load | ROT0331 | Bay of Plenty load | Y | N | N | 1
ROT1101Bay of Plenty load | ROT1101 | Bay of Plenty load | Y | N | N | 1
TGA0111Bay of Plenty load | TGA0111 | Bay of Plenty load | Y | N | N | 1
TGA0331Bay of Plenty load | TGA0331 | Bay of Plenty load | Y | N | N | 1
TKH0111Bay of Plenty load | TKH0111 | Bay of Plenty load | Y | N | N | 1
TMI0331Bay of Plenty load | TMI0331 | Bay of Plenty load | Y | N | N | 1
TRK0111Bay of Plenty load | TRK0111 | Bay of Plenty load | Y | N | N | 1
WAI0111Bay of Plenty load | WAI0111 | Bay of Plenty load | Y | N | N | 1
BAL0331Load at Tiwai and Invercargill and in the Southland 110kV network | BAL0331 | Load at Tiwai and Invercargill and in the Southland 110kV network | Y | N | N | 1
BDE0111Load at Tiwai and Invercargill and in the Southland 110kV network | BDE0111 | Load at Tiwai and Invercargill and in the Southland 110kV network | Y | N | N | 1
BWK1101Load at Tiwai and Invercargill and in the Southland 110kV network | BWK1101 | Load at Tiwai and Invercargill and in the Southland 110kV network | Y | N | N | 1
EDN0331Load at Tiwai and Invercargill and in the Southland 110kV network | EDN0331 | Load at Tiwai and Invercargill and in the Southland 110kV network | Y | N | N | 1
GOR0331Load at Tiwai and Invercargill and in the Southland 110kV network | GOR0331 | Load at Tiwai and Invercargill and in the Southland 110kV network | Y | N | N | 1
INV0331Load at Tiwai and Invercargill and in the Southland 110kV network | INV0331 | Load at Tiwai and Invercargill and in the Southland 110kV network | Y | N | N | 1
TWI2201Load at Tiwai and Invercargill and in the Southland 110kV network | TWI2201 | Load at Tiwai and Invercargill and in the Southland 110kV network | Y | N | N | 1
KOE1101Loads Bombay and north | KOE1101 | Loads Bombay and north | Y | N | N | 1
KEN0331Loads Bombay and north | KEN0331 | Loads Bombay and north | Y | N | N | 1
MPE1101Loads Bombay and north | MPE1101 | Loads Bombay and north | Y | N | N | 1
BRB0331Loads Bombay and north | BRB0331 | Loads Bombay and north | Y | N | N | 1
MTO0331Loads Bombay and north | MTO0331 | Loads Bombay and north | Y | N | N | 1
WEL0331Loads Bombay and north | WEL0331 | Loads Bombay and north | Y | N | N | 1
SVL0331Loads Bombay and north | SVL0331 | Loads Bombay and north | Y | N | N | 1
ALB0331Loads Bombay and north | ALB0331 | Loads Bombay and north | Y | N | N | 1
ALB1101Loads Bombay and north | ALB1101 | Loads Bombay and north | Y | N | N | 1
WRD0331Loads Bombay and north | WRD0331 | Loads Bombay and north | Y | N | N | 1
HEN0331Loads Bombay and north | HEN0331 | Loads Bombay and north | Y | N | N | 1
HEP0331Loads Bombay and north | HEP0331 | Loads Bombay and north | Y | N | N | 1
HOB1101Loads Bombay and north | HOB1101 | Loads Bombay and north | Y | N | N | 1
ROS0221Loads Bombay and north | ROS0221 | Loads Bombay and north | Y | N | N | 1
ROS1101Loads Bombay and north | ROS1101 | Loads Bombay and north | Y | N | N | 1
PEN0221Loads Bombay and north | PEN0221 | Loads Bombay and north | Y | N | N | 1
PEN0331Loads Bombay and north | PEN0331 | Loads Bombay and north | Y | N | N | 1
PEN1101Loads Bombay and north | PEN1101 | Loads Bombay and north | Y | N | N | 1
SWN2201Loads Bombay and north | SWN2201 | Loads Bombay and north | Y | N | N | 1
MNG0331Loads Bombay and north | MNG0331 | Loads Bombay and north | Y | N | N | 1
MNG1101Loads Bombay and north | MNG1101 | Loads Bombay and north | Y | N | N | 1
PAK0331Loads Bombay and north | PAK0331 | Loads Bombay and north | Y | N | N | 1
OTA0221Loads Bombay and north | OTA0221 | Loads Bombay and north | Y | N | N | 1
OTA1101Loads Bombay and north | OTA1101 | Loads Bombay and north | Y | N | N | 1
OTA1102Loads Bombay and north | OTA1102 | Loads Bombay and north | Y | N | N | 1
WIR0331Loads Bombay and north | WIR0331 | Loads Bombay and north | Y | N | N | 1
TAK0331Loads Bombay and north | TAK0331 | Loads Bombay and north | Y | N | N | 1
GLN0331Loads Bombay and north | GLN0331 | Loads Bombay and north | Y | N | N | 1
GLN0332Loads Bombay and north | GLN0332 | Loads Bombay and north | Y | N | N | 1
BOB0331Loads Bombay and north | BOB0331 | Loads Bombay and north | Y | N | N | 1
BOB1101Loads Bombay and north | BOB1101 | Loads Bombay and north | Y | N | N | 1
MER0331Loads Bombay and north | MER0331 | Loads Bombay and north | Y | N | N | 1
KOE1101Loads Pakuranga and north | KOE1101 | Loads Pakuranga and north | Y | N | N | 1
KEN0331Loads Pakuranga and north | KEN0331 | Loads Pakuranga and north | Y | N | N | 1
MPE1101Loads Pakuranga and north | MPE1101 | Loads Pakuranga and north | Y | N | N | 1
BRB0331Loads Pakuranga and north | BRB0331 | Loads Pakuranga and north | Y | N | N | 1
MTO0331Loads Pakuranga and north | MTO0331 | Loads Pakuranga and north | Y | N | N | 1
WEL0331Loads Pakuranga and north | WEL0331 | Loads Pakuranga and north | Y | N | N | 1
SVL0331Loads Pakuranga and north | SVL0331 | Loads Pakuranga and north | Y | N | N | 1
ALB0331Loads Pakuranga and north | ALB0331 | Loads Pakuranga and north | Y | N | N | 1
ALB1101Loads Pakuranga and north | ALB1101 | Loads Pakuranga and north | Y | N | N | 1
WRD0331Loads Pakuranga and north | WRD0331 | Loads Pakuranga and north | Y | N | N | 1
HEN0331Loads Pakuranga and north | HEN0331 | Loads Pakuranga and north | Y | N | N | 1
HEP0331Loads Pakuranga and north | HEP0331 | Loads Pakuranga and north | Y | N | N | 1
HOB1101Loads Pakuranga and north | HOB1101 | Loads Pakuranga and north | Y | N | N | 1
ROS0221Loads Pakuranga and north | ROS0221 | Loads Pakuranga and north | Y | N | N | 1
ROS1101Loads Pakuranga and north | ROS1101 | Loads Pakuranga and north | Y | N | N | 1
PEN0221Loads Pakuranga and north | PEN0221 | Loads Pakuranga and north | Y | N | N | 1
PEN0331Loads Pakuranga and north | PEN0331 | Loads Pakuranga and north | Y | N | N | 1
PEN1101Loads Pakuranga and north | PEN1101 | Loads Pakuranga and north | Y | N | N | 1
SWN2201Loads Pakuranga and north | SWN2201 | Loads Pakuranga and north | Y | N | N | 1
MNG0331Loads Pakuranga and north | MNG0331 | Loads Pakuranga and north | Y | N | N | 1
MNG1101Loads Pakuranga and north | MNG1101 | Loads Pakuranga and north | Y | N | N | 1
PAK0331Loads Pakuranga and north | PAK0331 | Loads Pakuranga and north | Y | N | N | 1
KOE1101Loads Penrose and north | KOE1101 | Loads Penrose and north | Y | N | N | 1
KEN0331Loads Penrose and north | KEN0331 | Loads Penrose and north | Y | N | N | 1
MPE1101Loads Penrose and north | MPE1101 | Loads Penrose and north | Y | N | N | 1
BRB0331Loads Penrose and north | BRB0331 | Loads Penrose and north | Y | N | N | 1
MTO0331Loads Penrose and north | MTO0331 | Loads Penrose and north | Y | N | N | 1
WEL0331Loads Penrose and north | WEL0331 | Loads Penrose and north | Y | N | N | 1
SVL0331Loads Penrose and north | SVL0331 | Loads Penrose and north | Y | N | N | 1
ALB0331Loads Penrose and north | ALB0331 | Loads Penrose and north | Y | N | N | 1
ALB1101Loads Penrose and north | ALB1101 | Loads Penrose and north | Y | N | N | 1
WRD0331Loads Penrose and north | WRD0331 | Loads Penrose and north | Y | N | N | 1
HEN0331Loads Penrose and north | HEN0331 | Loads Penrose and north | Y | N | N | 1
HEP0331Loads Penrose and north | HEP0331 | Loads Penrose and north | Y | N | N | 1
HOB1101Loads Penrose and north | HOB1101 | Loads Penrose and north | Y | N | N | 1
ROS0221Loads Penrose and north | ROS0221 | Loads Penrose and north | Y | N | N | 1
ROS1101Loads Penrose and north | ROS1101 | Loads Penrose and north | Y | N | N | 1
PEN0221Loads Penrose and north | PEN0221 | Loads Penrose and north | Y | N | N | 1
PEN0331Loads Penrose and north | PEN0331 | Loads Penrose and north | Y | N | N | 1
PEN1101Loads Penrose and north | PEN1101 | Loads Penrose and north | Y | N | N | 1
KOE1101Loads Henderson and north | KOE1101 | Loads Henderson and north | Y | N | N | 1
KEN0331Loads Henderson and north | KEN0331 | Loads Henderson and north | Y | N | N | 1
MPE1101Loads Henderson and north | MPE1101 | Loads Henderson and north | Y | N | N | 1
BRB0331Loads Henderson and north | BRB0331 | Loads Henderson and north | Y | N | N | 1
MTO0331Loads Henderson and north | MTO0331 | Loads Henderson and north | Y | N | N | 1
WEL0331Loads Henderson and north | WEL0331 | Loads Henderson and north | Y | N | N | 1
SVL0331Loads Henderson and north | SVL0331 | Loads Henderson and north | Y | N | N | 1
ALB0331Loads Henderson and north | ALB0331 | Loads Henderson and north | Y | N | N | 1
ALB1101Loads Henderson and north | ALB1101 | Loads Henderson and north | Y | N | N | 1
WRD0331Loads Henderson and north | WRD0331 | Loads Henderson and north | Y | N | N | 1
HEN0331Loads Henderson and north | HEN0331 | Loads Henderson and north | Y | N | N | 1
HEP0331Loads Henderson and north | HEP0331 | Loads Henderson and north | Y | N | N | 1
KOE1101Loads Hepburn and north | KOE1101 | Loads Hepburn and north | Y | N | N | 1
KEN0331Loads Hepburn and north | KEN0331 | Loads Hepburn and north | Y | N | N | 1
MPE1101Loads Hepburn and north | MPE1101 | Loads Hepburn and north | Y | N | N | 1
BRB0331Loads Hepburn and north | BRB0331 | Loads Hepburn and north | Y | N | N | 1
MTO0331Loads Hepburn and north | MTO0331 | Loads Hepburn and north | Y | N | N | 1
WEL0331Loads Hepburn and north | WEL0331 | Loads Hepburn and north | Y | N | N | 1
SVL0331Loads Hepburn and north | SVL0331 | Loads Hepburn and north | Y | N | N | 1
ALB0331Loads Hepburn and north | ALB0331 | Loads Hepburn and north | Y | N | N | 1
ALB1101Loads Hepburn and north | ALB1101 | Loads Hepburn and north | Y | N | N | 1
WRD0331Loads Hepburn and north | WRD0331 | Loads Hepburn and north | Y | N | N | 1
HEN0331Loads Hepburn and north | HEN0331 | Loads Hepburn and north | Y | N | N | 1
KOE1101Loads Albany and north | KOE1101 | Loads Albany and north | Y | N | N | 1
KEN0331Loads Albany and north | KEN0331 | Loads Albany and north | Y | N | N | 1
MPE1101Loads Albany and north | MPE1101 | Loads Albany and north | Y | N | N | 1
BRB0331Loads Albany and north | BRB0331 | Loads Albany and north | Y | N | N | 1
MTO0331Loads Albany and north | MTO0331 | Loads Albany and north | Y | N | N | 1
WEL0331Loads Albany and north | WEL0331 | Loads Albany and north | Y | N | N | 1
SVL0331Loads Albany and north | SVL0331 | Loads Albany and north | Y | N | N | 1
ALB0331Loads Albany and north | ALB0331 | Loads Albany and north | Y | N | N | 1
ALB1101Loads Albany and north | ALB1101 | Loads Albany and north | Y | N | N | 1
KOE1101Loads Marsden and north | KOE1101 | Loads Marsden and north | Y | N | N | 1
KEN0331Loads Marsden and north | KEN0331 | Loads Marsden and north | Y | N | N | 1
MPE1101Loads Marsden and north | MPE1101 | Loads Marsden and north | Y | N | N | 1
BRB0331Loads Marsden and north | BRB0331 | Loads Marsden and north | Y | N | N | 1
HWA1101 PTA1Taranaki generation | HWA1101 PTA1 | Taranaki generation | N | N | Y | 1
HWA1101 PTA2Taranaki generation | HWA1101 PTA2 | Taranaki generation | N | N | Y | 1
HWA1101 PTA3Taranaki generation | HWA1101 PTA3 | Taranaki generation | N | N | Y | 1
HWA1102 WAA0Taranaki generation | HWA1102 WAA0 | Taranaki generation | N | N | Y | 1
HWA1102 WAA1Taranaki generation | HWA1102 WAA1 | Taranaki generation | N | N | Y | 1
KPA1101 KPI1Taranaki generation | KPA1101 KPI1 | Taranaki generation | N | N | Y | 1
MKE1101 MKE1Taranaki generation | MKE1101 MKE1 | Taranaki generation | N | N | Y | 1
SFD2201 SFD21Taranaki generation | SFD2201 SFD21 | Taranaki generation | N | N | Y | 1
SFD2201 SFD22Taranaki generation | SFD2201 SFD22 | Taranaki generation | N | N | Y | 1
SFD2201 SPL0Taranaki generation | SFD2201 SPL0 | Taranaki generation | N | N | Y | 1
WDV1101Te Apiti | WDV1101 | Te Apiti | N | Y | N | 1
WWD1102West Wind | WWD1102 | West Wind | N | Y | N | 1
WWD1103West Wind | WWD1103 | West Wind | N | Y | N | 1
BWK1101 WPI0Waipori | BWK1101 WPI0 | Waipori | N | N | Y | 1
HWA1101 PTA1Generation at Waverley Hawera and Whareroa | HWA1101 PTA1 | Generation at Waverley Hawera and Whareroa | N | N | Y | 1
HWA1101 PTA2Generation at Waverley Hawera and Whareroa | HWA1101 PTA2 | Generation at Waverley Hawera and Whareroa | N | N | Y | 1
HWA1101 PTA3Generation at Waverley Hawera and Whareroa | HWA1101 PTA3 | Generation at Waverley Hawera and Whareroa | N | N | Y | 1
HWA1102 WAA0Generation at Waverley Hawera and Whareroa | HWA1102 WAA0 | Generation at Waverley Hawera and Whareroa | N | N | Y | 1
HWA1102 WAA1Generation at Waverley Hawera and Whareroa | HWA1102 WAA1 | Generation at Waverley Hawera and Whareroa | N | N | Y | 1
KAW0112 ONU0Generation at Atiamuri Ohakuri and in the Bay of Plenty | KAW0112 ONU0 | Generation at Atiamuri Ohakuri and in the Bay of Plenty | N | N | Y | 1
KAW1101 KAG0Generation at Atiamuri Ohakuri and in the Bay of Plenty | KAW1101 KAG0 | Generation at Atiamuri Ohakuri and in the Bay of Plenty | N | N | Y | 1
MAT1101Generation at Atiamuri Ohakuri and in the Bay of Plenty | MAT1101 | Generation at Atiamuri Ohakuri and in the Bay of Plenty | N | Y | N | 1
MAT1101 ANI0Generation at Atiamuri Ohakuri and in the Bay of Plenty | MAT1101 ANI0 | Generation at Atiamuri Ohakuri and in the Bay of Plenty | N | N | Y | 1
MAT1101 MAT0Generation at Atiamuri Ohakuri and in the Bay of Plenty | MAT1101 MAT0 | Generation at Atiamuri Ohakuri and in the Bay of Plenty | N | N | Y | 1
MAT1102 MAT0Generation at Atiamuri Ohakuri and in the Bay of Plenty | MAT1102 MAT0 | Generation at Atiamuri Ohakuri and in the Bay of Plenty | N | N | Y | 1
ROT1101 WHE0Generation at Atiamuri Ohakuri and in the Bay of Plenty | ROT1101 WHE0 | Generation at Atiamuri Ohakuri and in the Bay of Plenty | N | N | Y | 1
TGA0331 KMI0Generation at Atiamuri Ohakuri and in the Bay of Plenty | TGA0331 KMI0 | Generation at Atiamuri Ohakuri and in the Bay of Plenty | N | N | Y | 1
ATI2201 ATI0Generation at Atiamuri Ohakuri and in the Bay of Plenty | ATI2201 ATI0 | Generation at Atiamuri Ohakuri and in the Bay of Plenty | N | N | Y | 1
OHK2201 OHK0Generation at Atiamuri Ohakuri and in the Bay of Plenty | OHK2201 OHK0 | Generation at Atiamuri Ohakuri and in the Bay of Plenty | N | N | Y | 1
RPO2201 RPO0Rangipo | RPO2201 RPO0 | Rangipo | N | N | Y | 1
TKU2201 TKU0Tokaanu | TKU2201 TKU0 | Tokaanu | N | N | Y | 1
GOR0331Gore | GOR0331 | Gore | Y | N | N | 1
TNG0111Tangiwai | TNG0111 | Tangiwai | Y | N | N | 1
TNG0551Tangiwai | TNG0551 | Tangiwai | Y | N | N | 1
MTM0331Load at Tarukenga Rotorua Mt Maunganui Tauranga | MTM0331 | Load at Tarukenga Rotorua Mt Maunganui Tauranga | Y | N | N | 1
ROT0331Load at Tarukenga Rotorua Mt Maunganui Tauranga | ROT0331 | Load at Tarukenga Rotorua Mt Maunganui Tauranga | Y | N | N | 1
ROT1101Load at Tarukenga Rotorua Mt Maunganui Tauranga | ROT1101 | Load at Tarukenga Rotorua Mt Maunganui Tauranga | Y | N | N | 1
TGA0111Load at Tarukenga Rotorua Mt Maunganui Tauranga | TGA0111 | Load at Tarukenga Rotorua Mt Maunganui Tauranga | Y | N | N | 1
TGA0331Load at Tarukenga Rotorua Mt Maunganui Tauranga | TGA0331 | Load at Tarukenga Rotorua Mt Maunganui Tauranga | Y | N | N | 1
TRK0111Load at Tarukenga Rotorua Mt Maunganui Tauranga | TRK0111 | Load at Tarukenga Rotorua Mt Maunganui Tauranga | Y | N | N | 1
HWB0331Dunedin loads | HWB0331 | Dunedin loads | Y | N | N | 1
HWB0332Dunedin loads | HWB0332 | Dunedin loads | Y | N | N | 1
HWB1101Dunedin loads | HWB1101 | Dunedin loads | Y | N | N | 1
SDN0331Dunedin loads | SDN0331 | Dunedin loads | Y | N | N | 1
BAL0331Southland loads | BAL0331 | Southland loads | Y | N | N | 1
BDE0111Southland loads | BDE0111 | Southland loads | Y | N | N | 1
BWK1101Southland loads | BWK1101 | Southland loads | Y | N | N | 1
EDN0331Southland loads | EDN0331 | Southland loads | Y | N | N | 1
GOR0331Southland loads | GOR0331 | Southland loads | Y | N | N | 1
INV0331Southland loads | INV0331 | Southland loads | Y | N | N | 1
TWI2201Southland loads | TWI2201 | Southland loads | Y | N | N | 1
INV0331Southland loads | INV0331 | Southland loads | Y | N | N | 1
NMA0331Southland loads | NMA0331 | Southland loads | Y | N | N | 1
NPK0331Loads in Ongarue National Park Ohakune Mataroa | NPK0331 | Loads in Ongarue National Park Ohakune Mataroa | Y | N | N | 1
MTR0331Loads in Ongarue National Park Ohakune Mataroa | MTR0331 | Loads in Ongarue National Park Ohakune Mataroa | Y | N | N | 1
ONG0331Loads in Ongarue National Park Ohakune Mataroa | ONG0331 | Loads in Ongarue National Park Ohakune Mataroa | Y | N | N | 1
OKN0111Loads in Ongarue National Park Ohakune Mataroa | OKN0111 | Loads in Ongarue National Park Ohakune Mataroa | Y | N | N | 1

## Mapping B
| EDB | poc | GXP | Island
ABY0111Alpine Energy | Alpine Energy | ABY0111 | ABY | S | Working names | GRAPHING Names
ALB0331Vector | Vector | ALB0331 | ALB | N | Alpine Energy | Alpine Energy
ALB1101Vector | Vector | ALB1101 | ALB | N | Aurora Energy | Aurora Energy
APS0111Orion | Orion | APS0111 | APS | S | Buller Electricity | Buller Electricity
ARA2201MRP | MRP | ARA2201 | ARA | N | Centralines | Centralines
ARG1101TrustPower | TrustPower | ARG1101 | ARG | S | Counties Power | Counties Power
ARI1101MRP | MRP | ARI1101 | ARI | N | Eastland Network | Eastland Network
ARI1102MRP | MRP | ARI1102 | ARI | N | Electra | Electra
ASB0331Electricity Ashburton | Electricity Ashburton | ASB0331 | ASB | S | Electricity Ashburton | Electricity Ashburton
ASB0661Electricity Ashburton | Electricity Ashburton | ASB0661 | ASB | S | Electricity Invercargill | Electricity Invercargill
ASY0111Daiken MDF | Daiken MDF | ASY0111 | ASY | S | Horizon | Horizon
ATI2201MRP | MRP | ATI2201 | ATI | N | Lakeland Network | Lakeland Network
ATU1101Westpower | Westpower | ATU1101 | ATU | S | Mainpower | Mainpower
AVI2201Meridian | Meridian | AVI2201 | AVI | S | Marlborough Lines | Marlborough Lines
BAL0331OtagoNet JV | OtagoNet JV | BAL0331 | BAL | S | Network Tasman | Network Tasman
BDE0111Other | Other | BDE0111 | BDE | S | Network Waitaki | Network Waitaki
BDE0111Rayonier | Rayonier | BDE0111 | BDE | S | Northpower | Northpower
BEN2202Meridian | Meridian | BEN2202 | BEN | S | Orion | Orion
BLN0331Marlborough Lines | Marlborough Lines | BLN0331 | BLN | S | OtagoNet JV | OtagoNet JV
BOB0331Counties Power | Counties Power | BOB0331 | BOB | N | Powerco | Powerco
BOB1101Counties Power | Counties Power | BOB1101 | BOB | N | Scanpower | Scanpower
BPD1101Alpine Energy | Alpine Energy | BPD1101 | BPD | S | The Lines Company | The Lines Company
BPE0331Powerco | Powerco | BPE0331 | BPE | N | The Power Company | The Power Company
BPE0551Kiwirail | Kiwirail | BPE0551 | BPE | N | Top Energy | Top Energy
BPT1101Network Waitaki | Network Waitaki | BPT1101 | BPT | S | Unison | Unison
BRB0331Northpower | Northpower | BRB0331 | BRB | N | Vector | Vector
BRB0331Refinery | Refinery | BRB0331 | BRB | N | Waipa Power | Waipa Power
BRK0331Powerco | Powerco | BRK0331 | BRK | N | WEL | WEL Networks
BRY0661Orion | Orion | BRY0661 | BRY | S | Wellington Electricity | Wellington Electricity
BWK1101TrustPower | TrustPower | BWK1101 | BWK | S | Westpower | Westpower
CBG0111Waipa Power | Waipa Power | CBG0111 | CBG | N
CLH0111Orion | Orion | CLH0111 | CLH | S
CML0331Aurora Energy | Aurora Energy | CML0331 | CML | S | Contact | Contact
COB0661TrustPower | TrustPower | COB0661 | COB | S | Genesis | Genesis
COL0111Orion | Orion | COL0111 | COL | S | Meridian | Meridian
COL0661TrustPower | TrustPower | COL0661 | COL | S | Mokai JV | Tuaropaki
CPK0111Wellington Electricity | Wellington Electricity | CPK0111 | CPK | N | MRP | Mercury
CPK0331Wellington Electricity | Wellington Electricity | CPK0331 | CPK | N | NAP JV | Nga Awa Purua JV
CST0331Powerco | Powerco | CST0331 | CST | N | Ngatamariki | Ngatamariki
CUL0331Mainpower | Mainpower | CUL0331 | CUL | S | Pioneer | Pioneer
CUL0661Mainpower | Mainpower | CUL0661 | CUL | S | Todd | Todd
CYD0331Aurora Energy | Aurora Energy | CYD0331 | CYD | S | Trustpower | Trustpower
CYD0331Contact | Contact | CYD0331 | CYD | S
CYD2201Contact | Contact | CYD2201 | CYD | S
DOB0331Westpower | Westpower | DOB0331 | DOB | S | CHH | Carter Holt Harvey
DVK0111Scanpower | Scanpower | DVK0111 | DVK | N | Daiken MDF | Daiken MDF
EDG0331Horizon | Horizon | EDG0331 | EDG | N | Kiwirail | Kiwirail
EDN0331The Power Company | The Power Company | EDN0331 | EDN | S | Methanex | Methanex
FHL0331Unison | Unison | FHL0331 | FHL | N | Norske Skog | Norske Skog
FKN0331Aurora Energy | Aurora Energy | FKN0331 | FKN | S | NZ Steel | NZ Steel
FKN0331Lakeland Network | Lakeland Network | FKN0331 | FKN | S | NZAS | NZ Aluminium Smelter
GFD0331Wellington Electricity | Wellington Electricity | GFD0331 | GFD | N | PanPac | Pan Pac
GLN0331NZ Steel | NZ Steel | GLN0331 | GLN | N | Rayonier | Rayonier
GLN0332Counties Power | Counties Power | GLN0332 | GLN | N | Refinery | Refining NZ
GLN0332NZ Steel | NZ Steel | GLN0332 | GLN | N | Winstones | Winstones
GOR0331The Power Company | The Power Company | GOR0331 | GOR | S
GYM0661Westpower | Westpower | GYM0661 | GYM | S
GYT0331Powerco | Powerco | GYT0331 | GYT | N
HAM0111WEL | WEL | HAM0111 | HAM | N
HAM0331WEL | WEL | HAM0331 | HAM | N
HAM0551Kiwirail | Kiwirail | HAM0551 | HAM | N
HAY0111Wellington Electricity | Wellington Electricity | HAY0111 | HAY | N
HAY0331Wellington Electricity | Wellington Electricity | HAY0331 | HAY | N
HEN0331Vector | Vector | HEN0331 | HEN | N
HEP0331Vector | Vector | HEP0331 | HEP | N
HIN0331Powerco | Powerco | HIN0331 | HIN | N
HKK0661Westpower | Westpower | HKK0661 | HKK | S
HLY0331WEL | WEL | HLY0331 | HLY | N
HLY2201Genesis | Genesis | HLY2201 | HLY | N
HOB1101Vector | Vector | HOB1101 | HOB | N
HOR0331Orion | Orion | HOR0331 | HOR | S
HOR0661Orion | Orion | HOR0661 | HOR | S
HTI0331The Lines Company | The Lines Company | HTI0331 | HTI | N
HUI0331Powerco | Powerco | HUI0331 | HUI | N
HWA0331Powerco | Powerco | HWA0331 | HWA | N
HWA0332Other | Other | HWA0332 | HWA | N
HWA1101TrustPower | TrustPower | HWA1101 | HWA | N
HWA1102Meridian | Meridian | HWA1102 | HWA | N
HWB0331Aurora Energy | Aurora Energy | HWB0331 | HWB | S
HWB0331OtagoNet JV | OtagoNet JV | HWB0331 | HWB | S
HWB0332Aurora Energy | Aurora Energy | HWB0332 | HWB | S
HWB1101OtagoNet JV | OtagoNet JV | HWB1101 | HWB | S
INV0331Electricity Invercargill | Electricity Invercargill | INV0331 | INV | S
INV0331The Power Company | The Power Company | INV0331 | INV | S
ISL0331Orion | Orion | ISL0331 | ISL | S
ISL0661Orion | Orion | ISL0661 | ISL | S
KAI0111Mainpower | Mainpower | KAI0111 | KAI | S
KAW0111Horizon | Horizon | KAW0111 | KAW | N
KAW0112Norske Skog | Norske Skog | KAW0112 | KAW | N
KAW0113Norske Skog | Norske Skog | KAW0113 | KAW | N
KAW1101Other | Other | KAW1101 | KAW | N
KBY0661Orion | Orion | KBY0661 | KBY | S
KBY0662Orion | Orion | KBY0662 | KBY | S
KIK0111Network Tasman | Network Tasman | KIK0111 | KIK | S
KIN0111CHH | CHH | KIN0111 | KIN | N
KIN0112CHH | CHH | KIN0112 | KIN | N
KIN0113CHH | CHH | KIN0113 | KIN | N
KIN0331Powerco | Powerco | KIN0331 | KIN | N
KMO0331Powerco | Powerco | KMO0331 | KMO | N
KOE1101Top Energy | Top Energy | KOE1101 | KOE | N
KPU0661Powerco | Powerco | KPU0661 | KPU | N
KUM0661Westpower | Westpower | KUM0661 | KUM | S
KWA0111Wellington Electricity | Wellington Electricity | KWA0111 | KWA | N
LFD1101Fonterra | Fonterra | LFD1101 | LFD | N
LFD1102Fonterra | Fonterra | LFD1102 | LFD | N
LTN0331Powerco | Powerco | LTN0331 | LTN | N
MAT1101TrustPower | TrustPower | MAT1101 | MAT | N
MAT1102TrustPower | TrustPower | MAT1102 | MAT | N
MCH0111Network Tasman | Network Tasman | MCH0111 | MCH | S
MER0331WEL | WEL | MER0331 | MER | N
MGM0331Powerco | Powerco | MGM0331 | MGM | N
MHO0331Electra | Electra | MHO0331 | MHO | N
MKE1101Todd | Todd | MKE1101 | MKE | N
MLG0111Wellington Electricity | Wellington Electricity | MLG0111 | MLG | N
MLG0331Wellington Electricity | Wellington Electricity | MLG0331 | MLG | N
MNG0331Vector | Vector | MNG0331 | MNG | N
MNG1101Pacific Steel | Pacific Steel | MNG1101 | MNG | N
MNI0111Methanex | Methanex | MNI0111 | MNI | N
MPE1101Northpower | Northpower | MPE1101 | MPE | N
MST0331Powerco | Powerco | MST0331 | MST | N
MTI2201MRP | MRP | MTI2201 | MTI | N
MTM0331Powerco | Powerco | MTM0331 | MTM | N
MTN0331Powerco | Powerco | MTN0331 | MTN | N
MTO0331Northpower | Northpower | MTO0331 | MTO | N
MTR0331Powerco | Powerco | MTR0331 | MTR | N
NAP2201Other | Other | NAP2201 | NAP | N
NAP2202MRP | MRP | NAP2202 | NAP | N
NMA0331The Power Company | The Power Company | NMA0331 | NMA | S
NPK0331The Lines Company | The Lines Company | NPK0331 | NPK | N
NPL0331Other | Other | NPL0331 | NPL | N
NPL0331Powerco | Powerco | NPL0331 | NPL | N
NSY0331OtagoNet JV | OtagoNet JV | NSY0331 | NSY | S
OAM0331Network Waitaki | Network Waitaki | OAM0331 | OAM | S
OHA2201Meridian | Meridian | OHA2201 | OHA | S
OHB2201Meridian | Meridian | OHB2201 | OHB | S
OHC2201Meridian | Meridian | OHC2201 | OHC | S
OHK2201MRP | MRP | OHK2201 | OHK | N
OKI2201Contact | Contact | OKI2201 | OKI | N
OKN0111Powerco | Powerco | OKN0111 | OKN | N
OKN0111The Lines Company | The Lines Company | OKN0111 | OKN | N
ONG0331The Lines Company | The Lines Company | ONG0331 | ONG | N
OPK0331Powerco | Powerco | OPK0331 | OPK | N
ORO1101Buller Electricity | Buller Electricity | ORO1101 | ORO | S
ORO1102Buller Electricity | Buller Electricity | ORO1102 | ORO | S
OTA0221Contact | Contact | OTA0221 | OTA | N
OTA0221Vector | Vector | OTA0221 | OTA | N
OTI0111Westpower | Westpower | OTI0111 | OTI | S
OWH0111Unison | Unison | OWH0111 | OWH | N
PAK0331Vector | Vector | PAK0331 | PAK | N
PAO1101Powerco | Powerco | PAO1101 | PAO | N
PEN0221Vector | Vector | PEN0221 | PEN | N
PEN0251Kiwirail | Kiwirail | PEN0251 | PEN | N
PEN0331Other | Other | PEN0331 | PEN | N
PEN0331Vector | Vector | PEN0331 | PEN | N
PEN1101Vector | Vector | PEN1101 | PEN | N
PNI0331Wellington Electricity | Wellington Electricity | PNI0331 | PNI | N
PPI2201Contact | Contact | PPI2201 | PPI | N
PRM0331Electra | Electra | PRM0331 | PRM | N
RDF0331Unison | Unison | RDF0331 | RDF | N
RFN1101Westpower | Westpower | RFN1101 | RFN | S
RFN1102Westpower | Westpower | RFN1102 | RFN | S
ROS0221Vector | Vector | ROS0221 | ROS | N
ROS1101Vector | Vector | ROS1101 | ROS | N
ROT0111Unison | Unison | ROT0111 | ROT | N
ROT0331Unison | Unison | ROT0331 | ROT | N
ROT1101TrustPower | TrustPower | ROT1101 | ROT | N
SBK0331Mainpower | Mainpower | SBK0331 | SBK | S
SDN0331Aurora Energy | Aurora Energy | SDN0331 | SDN | S
SFD0331Powerco | Powerco | SFD0331 | SFD | N
SFD2201Contact | Contact | SFD2201 | SFD | N
STK0331Network Tasman | Network Tasman | STK0331 | STK | S
STU0111Alpine Energy | Alpine Energy | STU0111 | STU | S
SVL0331Vector | Vector | SVL0331 | SVL | N
SWN0251Kiwirail | Kiwirail | SWN0251 | SWN | N
SWN2201MRP | MRP | SWN2201 | SWN | N
TAK0331Vector | Vector | TAK0331 | TAK | N
TGA0111Powerco | Powerco | TGA0111 | TGA | N
TGA0331Powerco | Powerco | TGA0331 | TGA | N
THI2201Contact | Contact | THI2201 | THI | N
TIM0111Alpine Energy | Alpine Energy | TIM0111 | TIM | S
TKA0111Genesis | Genesis | TKA0111 | TKA | S
TKA0331Alpine Energy | Alpine Energy | TKA0331 | TKA | S
TKB2201Genesis | Genesis | TKB2201 | TKB | S
TKH0111Horizon | Horizon | TKH0111 | TKH | N
TKR0331Wellington Electricity | Wellington Electricity | TKR0331 | TKR | N
TKU0331Genesis | Genesis | TKU0331 | TKU | N
TKU0331The Lines Company | The Lines Company | TKU0331 | TKU | N
TKU2201Genesis | Genesis | TKU2201 | TKU | N
TMI0331Powerco | Powerco | TMI0331 | TMI | N
TMK0331Alpine Energy | Alpine Energy | TMK0331 | TMK | S
TMN0551Kiwirail | Kiwirail | TMN0551 | TMN | N
TMU0111Waipa Power | Waipa Power | TMU0111 | TMU | N
TNG0111The Lines Company | The Lines Company | TNG0111 | TNG | N
TNG0111Winstones | Winstones | TNG0111 | TNG | N
TNG0551Kiwirail | Kiwirail | TNG0551 | TNG | N
TRK0111Unison | Unison | TRK0111 | TRK | N
TUI1101Eastland Network | Eastland Network | TUI1101 | TUI | N
TUI1101Genesis | Genesis | TUI1101 | TUI | N
TWC2201TrustPower | TrustPower | TWC2201 | TWC | N
TWH0331WEL | WEL | TWH0331 | TWH | N
TWI2201Pacific Aluminium | Pacific Aluminium | TWI2201 | TWI | S
TWZ0331Alpine Energy | Alpine Energy | TWZ0331 | TWZ | S
TWZ0331Meridian | Meridian | TWZ0331 | TWZ | S
TWZ0331Network Waitaki | Network Waitaki | TWZ0331 | TWZ | S
UHT0331Wellington Electricity | Wellington Electricity | UHT0331 | UHT | N
WAI0111Horizon | Horizon | WAI0111 | WAI | N
WDV0111Scanpower | Scanpower | WDV0111 | WDV | N
WDV1101Meridian | Meridian | WDV1101 | WDV | N
WEL0331Vector | Vector | WEL0331 | WEL | N
WGN0331Powerco | Powerco | WGN0331 | WGN | N
WHI0111Contact | Contact | WHI0111 | WHI | N
WHI0111PanPac | PanPac | WHI0111 | WHI | N
WHI2201Contact | Contact | WHI2201 | WHI | N
WHU0331Powerco | Powerco | WHU0331 | WHU | N
WIL0331Wellington Electricity | Wellington Electricity | WIL0331 | WIL | N
WIR0331Vector | Vector | WIR0331 | WIR | N
WKM2201Other | Other | WKM2201 | WKM | N
WKO0331Powerco | Powerco | WKO0331 | WKO | N
WPA2201MRP | MRP | WPA2201 | WPA | N
WPR0331Mainpower | Mainpower | WPR0331 | WPR | S
WPR0661Mainpower | Mainpower | WPR0661 | WPR | S
WPT0111Buller Electricity | Buller Electricity | WPT0111 | WPT | S
WPW0331Centralines | Centralines | WPW0331 | WPW | N
WRD0331Vector | Vector | WRD0331 | WRD | N
WRK0331Unison | Unison | WRK0331 | WRK | N
WRK2201Contact | Contact | WRK2201 | WRK | N
WTK0111Network Waitaki | Network Waitaki | WTK0111 | WTK | S
WTU0331Unison | Unison | WTU0331 | WTU | N
WVY0111Powerco | Powerco | WVY0111 | WVY | N
WWD1102Meridian | Meridian | WWD1102 | WWD | N
WWD1103Meridian | Meridian | WWD1103 | WWD | N
ARA2201 ARA0MRP | MRP | ARA2201 ARA0 | ARA | N
ARG1101 BRR0Trustpower | Trustpower | ARG1101 BRR0 | ARG | S
ARI1101 ARI0MRP | MRP | ARI1101 ARI0 | ARI | N
ARI1102 ARI0MRP | MRP | ARI1102 ARI0 | ARI | N
ASB0661 HBK0Trustpower | Trustpower | ASB0661 HBK0 | ASB | S
ATI2201 ATI0MRP | MRP | ATI2201 ATI0 | ATI | N
AVI2201 AVI0Meridian | Meridian | AVI2201 AVI0 | AVI | S
BEN0162 BEN0Meridian | Meridian | BEN0162 BEN0 | BEN | S
BEN0163 BEN0Meridian | Meridian | BEN0163 BEN0 | BEN | S
BEN2202 BEN0Meridian | Meridian | BEN2202 BEN0 | BEN | S
BWK1101 WPI0Trustpower | Trustpower | BWK1101 WPI0 | BWK | S
COB0661 COB0Trustpower | Trustpower | COB0661 COB0 | COB | S
COL0661 COL0Trustpower | Trustpower | COL0661 COL0 | COL | S
CYD2201 CYD0Contact | Contact | CYD2201 CYD0 | CYD | S
GLN0332 GLN0NZ Steel | NZ Steel | GLN0332 GLN0 | GLN | N
HLY2201 HLY1Genesis | Genesis | HLY2201 HLY1 | HLY | N
HLY2201 HLY2Genesis | Genesis | HLY2201 HLY2 | HLY | N
HLY2201 HLY5Genesis | Genesis | HLY2201 HLY5 | HLY | N
HLY2201 HLY6Genesis | Genesis | HLY2201 HLY6 | HLY | N
HWA1101 PTA1Trustpower | Trustpower | HWA1101 PTA1 | HWA | N
HWA1101 PTA2Trustpower | Trustpower | HWA1101 PTA2 | HWA | N
HWA1101 PTA3Trustpower | Trustpower | HWA1101 PTA3 | HWA | N
HWA1102 WAA0Fonterra | Fonterra | HWA1102 WAA0 | HWA | N
HWA1102 WAA1Fonterra | Fonterra | HWA1102 WAA1 | HWA | N
HWB0331 WPI0Trustpower | Trustpower | HWB0331 WPI0 | HWB | S
KAW0112 ONU0Todd | Todd | KAW0112 ONU0 | KAW | N
KAW1101 KAG0MRP | MRP | KAW1101 KAG0 | KAW | N
KIN0112 KIN0CHH | CHH | KIN0112 KIN0 | KIN | N
KPA1101 KPI1Todd | Todd | KPA1101 KPI1 | KPA | N
KPO1101 KPO0MRP | MRP | KPO1101 KPO0 | KPO | N
KUM0661 KUM0Trustpower | Trustpower | KUM0661 KUM0 | KUM | S
MAN2201 MAN0Meridian | Meridian | MAN2201 MAN0 | MAN | S
MAT1101 ANI0Todd | Todd | MAT1101 ANI0 | MAT | N
MAT1101 MAT0Trustpower | Trustpower | MAT1101 MAT0 | MAT | N
MAT1102 MAT0Trustpower | Trustpower | MAT1102 MAT0 | MAT | N
MHO0331 MHO0Todd | Todd | MHO0331 MHO0 | MHO | N
MKE1101 MKE1Todd | Todd | MKE1101 MKE1 | MKE | N
MTI2201 MTI0MRP | MRP | MTI2201 MTI0 | MTI | N
NAP2201 NAP0NAP JV | NAP JV | NAP2201 NAP0 | NAP | N
NAP2202 NTM0Ngatamariki | Ngatamariki | NAP2202 NTM0 | NAP | N
NSY0331 PAE0Trustpower | Trustpower | NSY0331 PAE0 | NSY | S
OHA2201 OHA0Meridian | Meridian | OHA2201 OHA0 | OHA | S
OHB2201 OHB0Meridian | Meridian | OHB2201 OHB0 | OHB | S
OHC2201 OHC0Meridian | Meridian | OHC2201 OHC0 | OHC | S
OHK2201 OHK0MRP | MRP | OHK2201 OHK0 | OHK | N
OKI2201 OKI0Contact | Contact | OKI2201 OKI0 | OKI | N
OTA2202 OTC0Contact | Contact | OTA2202 OTC0 | OTA | N
PPI2201 PPI0Contact | Contact | PPI2201 PPI0 | PPI | N
ROT1101 WHE0Trustpower | Trustpower | ROT1101 WHE0 | ROT | N
ROX1101 ROX0Contact | Contact | ROX1101 ROX0 | ROX | S
ROX2201 ROX0Contact | Contact | ROX2201 ROX0 | ROX | S
RPO2201 RPO0Genesis | Genesis | RPO2201 RPO0 | RPO | N
SFD2201 SFD21Contact | Contact | SFD2201 SFD21 | SFD | N
SFD2201 SFD22Contact | Contact | SFD2201 SFD22 | SFD | N
SFD2201 SPL0Contact | Contact | SFD2201 SPL0 | SFD | N
STK0661 COB0Trustpower | Trustpower | STK0661 COB0 | STK | S
SWN2201 SWN0MRP | MRP | SWN2201 SWN0 | SWN | N
SWN2201 SWN5MRP | MRP | SWN2201 SWN5 | SWN | N
TGA0331 KMI0Trustpower | Trustpower | TGA0331 KMI0 | TGA | N
THI2201 THI1Contact | Contact | THI2201 THI1 | THI | N
THI2201 THI2Contact | Contact | THI2201 THI2 | THI | N
TKA0111 TKA0Genesis | Genesis | TKA0111 TKA0 | TKA | S
TKA0111 TKA1Genesis | Genesis | TKA0111 TKA1 | TKA | S
TKB2201 TKB0Genesis | Genesis | TKB2201 TKB0 | TKB | S
TKB2201 TKB1Genesis | Genesis | TKB2201 TKB1 | TKB | S
TKU2201 TKU0Genesis | Genesis | TKU2201 TKU0 | TKU | N
TUI1101 KTW0Genesis | Genesis | TUI1101 KTW0 | TUI | N
TUI1101 PRI0Genesis | Genesis | TUI1101 PRI0 | TUI | N
TUI1101 TUI0Genesis | Genesis | TUI1101 TUI0 | TUI | N
TWH0331 TRC1Contact | Contact | TWH0331 TRC1 | TWH | N
WHI2201 WHI0Contact | Contact | WHI2201 WHI0 | WHI | N
WKM2201 MOK0Mokai JV | Mokai JV | WKM2201 MOK0 | WKM | N
WKM2201 WKM0MRP | MRP | WKM2201 WKM0 | WKM | N
WPA2201 WPA0MRP | MRP | WPA2201 WPA0 | WPA | N
WRK0331 RKA0MRP | MRP | WRK0331 RKA0 | WRK | N
WRK0331 TAA0Contact | Contact | WRK0331 TAA0 | WRK | N
WRK2201 WRK0Contact | Contact | WRK2201 WRK0 | WRK | N
WTK0111 WTK0Meridian | Meridian | WTK0111 WTK0 | WTK | S

## Rev Adequacy
[11 empty] | PART 1 - Calculate AMDs and GWH/yr allocaters for each investment and customer group (BY NODE BY CUSTOMER) | [15 empty] | PART 2 - Allocate AoB Charges BY NODE BY CUSTOMER | [18 empty] | PART 3 - Residual Allocation
Data from table "SPD_working_4a"
[12 empty] | index | 1 | 2 | 3 | 4 | 5 | 6 | 7 | 8 | 9 | 10 | 11
investment | record_year | pooled_node | network | category | net_charge_uncapped | ISLAND | [5 empty] | Total reveue requirement | 85.33 | 72.9306 | 45.0694 | 39.15 | 4.16 | 14.84 | 12.01 | 5.539 | 3.4619 | 5.539 | 2.0771
noLSIren | 2014 | ABY0111 | Alpine Energy | load_offtake | 1808.217 | S | [5 empty] | Investment | noNIGU | Pole 3 | Pole 2 | noNAaN | noLSIren | noWRK | Otahuhu GIS | BPE-HAY reconductoring | USI reactive support (IGE 4) | UNI dynamic reactive support | LSI Reliability | Wanganui-Stratford | ISL-KIK new 220kV circuit | [5 empty] | Investment | NIGU | Pole 3 | Pole 2 | NAaN | noLSIren | Wairakei Ring | Otahuhu GIS | BPE-HAY reconductoring | USI reactive support (IGE 4) | UNI dynamic reactive support | LSI Reliability | Wanganui-Stratford | ISL-KIK new 220kV circuit
noLSIren | 2014 | BPD1101 | Alpine Energy | load_offtake | 5127.043 | S | [5 empty] | To be allocated by old AoB | 0 | 0 | 0 | 18.8203 | 0 | 0 | 12.01 | 5.539 | 3.4619 | 5.539 | 2.0771 | 0 | 0 | [6 empty] | 0 | 0 | 0 | 18.8203 | 0 | 0 | 12.01 | 5.539 | 3.4619 | 5.539 | 2.0771 | 0 | 0
noLSIren | 2014 | STU0111 | Alpine Energy | load_offtake | 11178.513 | S | [5 empty] | Net Uncapped benefit ($m) | 335.4303 | 582.3984 | 1330.1975 | 20.3297 | 4.0264 | 49.5678 | 0 | 0 | 0 | 0 | 0 | 0 | 0 | [5 empty] | check | 0 | 0 | 0 | 18.8203 | 0 | 0 | 12.01 | 5.539 | 3.4619 | 5.539 | 2.0771 | 0 | 0
noLSIren | 2014 | TIM0111 | Alpine Energy | load_offtake | 26483.832 | S | [5 empty] | To be allocated by vSPD | 85.33 | 72.9306 | 45.0694 | 20.3297 | 4.16 | 14.84 | 0 | 0 | 0 | 0 | 0 | 0 | 0
noLSIren | 2014 | TKA0331 | Alpine Energy | load_offtake | 1363.508 | S
noLSIren | 2014 | TMK0331 | Alpine Energy | load_offtake | 20599.256 | S
noLSIren | 2014 | TWZ0331 | Alpine Energy | load_offtake | 256.7455 | S | [6 empty] | Loads Bombay and north | All consumers | All NI consumers | Loads Hepburn and north | All LSI generators | CNI geothermals + Waikato hydro from Atiamuri + BOP generators | Loads Bombay and north | All NI generators | SI loads Christchurch and north | Loads Bombay and north | Load at Tiwai and Invercargill and in the Southland 110kV network | Load at Waverley Hawera and Whareroa | Loads in Nelson-Marlborough and West Coast | [6 empty] | Loads Bombay and north | All consumers | All NI consumers | Loads Hepburn and north | All LSI generators | CNI geothermals + Waikato hydro from Atiamuri + BOP generators | Loads Bombay and north | All NI generators | SI loads Christchurch and north | Loads Bombay and north | Load at Tiwai and Invercargill and in the Southland 110kV network | Load at Waverley Hawera and Whareroa | Loads in Nelson-Marlborough and West Coast
noNAaN | 2014 | ABY0111 | Alpine Energy | load_offtake | 1649.762 | S | [6 empty] | 100% | 60% | 57% | 100% | 100% | 50% | 100% | 50% | 100% | 100% | 100% | 50% | 100% | [6 empty] | 100% | 60% | 57% | 100% | 100% | 50% | 100% | 50% | 100% | 100% | 100% | 50% | 100% |  |  |  | O/H | 200
noNAaN | 2014 | BPD1101 | Alpine Energy | load_offtake | 7482.215 | S | [6 empty] | 2: All SI generators; 3: All SI consumers; 6: Loads north of WKM; 8: All SI generators | Generation at Waverley Hawera and Whareroa | [8 empty] | All SI generators | All SI consumers |  |  | Loads north of WKM |  | All SI generators |  |  |  | Generation at Waverley Hawera and Whareroa |  |  |  |  | Gen share | 6%
noNAaN | 2014 | STU0111 | Alpine Energy | load_offtake | 18387.174 | S | [6 empty] | 2: 40%; 3: 18%; 6: 50%; 8: 50% | 50% | [8 empty] | 40% | 18% |  |  | 50% |  | 50% |  |  |  | 50% |  |  |  |  | Load share | 94%
noNAaN | 2014 | TIM0111 | Alpine Energy | load_offtake | 121930.236 | S | [6 empty] | 3: All SI generators | [10 empty] | All SI generators
noNAaN | 2014 | TKA0331 | Alpine Energy | load_offtake | 6097.009 | S |  | PROPORTIONS ALLOCATION |  |  |  |  | 3: 25% |  |  |  | PROPORTIONS ALLOCATION | [6 empty] | 25% | [13 empty] | Total Residual Revenue | 499.6968
noNAaN | 2014 | TMK0331 | Alpine Energy | load_offtake | 69890.43 | S |  | Gross_AMD_on_node_and_customer_basis (DW) | [18 empty] | Gross_AMD_on_node_and_customer_basis | [20 empty] | Total AMD | 8775.6824
noNAaN | 2014 | TWZ0331 | Alpine Energy | load_offtake | 4151.9426 | S | [41 empty] | O/H to load | 188
noNIGU | 2014 | ABY0111 | Alpine Energy | load_offtake | 9238.434 | S |  | Demand allocation 1 | [18 empty] | Demand allocation 1
noNIGU | 2014 | BPD1101 | Alpine Energy | load_offtake | 28707.319 | S |  | node | customer | gross_amd_mw |  |  | 2744.7693 | 8656.7216 | 5818.883 | 870.0825 | 79.2519 | 4279.3793 | 2744.7693 | 226.9302 | 1213.1679 | 2744.7693 | 771.4407 | 44.8602 | 340.851 | key | node | customer | gross_amd_mw
noNIGU | 2014 | STU0111 | Alpine Energy | load_offtake | 41565.783 | S |  | ABY0111 | Alpine Energy | 4.4688 |  |  | 0 | 4.4688 | 0 | 0 | 0 | 0 | 0 | 0 | 0 | 0 | 0 | 0 | 0 | ABY0111Alpine Energy | ABY0111 | Alpine Energy | 4.4688 | S |  | 0 | 0 | 0 | 0 |  | 0 | 0 |  | 0 | 0 | 0 | 0 | 0 |  |  |  | check | 311.6968 | 311.6968
noNIGU | 2014 | TIM0111 | Alpine Energy | load_offtake | 90395.672 | S |  | ALB0331 | Vector | 158.6844 |  |  | 158.6844 | 158.6844 | 158.6844 | 158.6844 | 0 | 158.6844 | 158.6844 | 0 | 0 | 158.6844 | 0 | 0 | 0 | ALB0331Vector | ALB0331 | Vector | 158.6844 | N |  | 0 | 0 | 0 | 3.4324 |  | 0 | 0.69434 |  | 0 | 0.32023 | 0 | 0 | 0
noNIGU | 2014 | TKA0331 | Alpine Energy | load_offtake | 80.191 | S |  | ALB1101 | Vector | 146.6262 |  |  | 146.6262 | 146.6262 | 146.6262 | 146.6262 | 0 | 146.6262 | 146.6262 | 0 | 0 | 146.6262 | 0 | 0 | 0 | ALB1101Vector | ALB1101 | Vector | 146.6262 | N |  | 0 | 0 | 0 | 3.1716 |  | 0 | 0.64158 |  | 0 | 0.2959 | 0 | 0 | 0 | [7 empty] | $mPDP
noNIGU | 2014 | TMK0331 | Alpine Energy | load_offtake | 315311.853 | S |  | APS0111 | Orion | 0.3717 |  |  | 0 | 0.3717 | 0 | 0 | 0 | 0 | 0 | 0 | 0.3717 | 0 | 0 | 0 | 0.3717 | APS0111Orion | APS0111 | Orion | 0.3717 | S |  | 0 | 0 | 0 | 0 |  | 0 | 0 |  | 0.0010607 | 0 | 0 | 0 | 0 |  | 2014 Gross AMD data (from SQL) | [5 empty] | 30 | 50
noNIGU | 2014 | TWZ0331 | Alpine Energy | load_offtake | 6126.2928 | S |  | ARA2201 | MRP | 5.103 |  |  | 0 | 0 | 0 | 0 | 0 | 0 | 0 | 0 | 0 | 0 | 0 | 0 | 0 | ARA2201MRP | ARA2201 | MRP | 5.103 | N |  | 0 | 0 | 0 | 0 |  | 0 | 0 |  | 0 | 0 | 0 | 0 | 0 |  | Key | network | poc | Gross MW | Net MW | Residual | Residual 'PDP' | Residual 'EXIT' | Island
noNIGU21 | 2014 | ABY0111 | Alpine Energy | load_offtake | 13255.587 | S |  | ARG1101 | TrustPower | 0.0462 |  |  | 0 | 0.0462 | 0 | 0 | 0 | 0 | 0 | 0 | 0.0462 | 0 | 0 | 0 | 0.0462 | ARG1101TrustPower | ARG1101 | TrustPower | 0.0462 | S |  | 0 | 0 | 0 | 0 |  | 0 | 0 |  | 0.00013184 | 0 | 0 | 0 | 0 |  | ABY0111Alpine Energy | Alpine Energy | ABY0111 | 4.4688 | 4.277 | 0.15872 | 0.174 | 0.18419 | S
noNIGU21 | 2014 | BPD1101 | Alpine Energy | load_offtake | 52349.596 | S |  | ARI1101 | MRP | 2.1483 |  |  | 0 | 0 | 0 | 0 | 0 | 0 | 0 | 0 | 0 | 0 | 0 | 0 | 0 | ARI1101MRP | ARI1101 | MRP | 2.1483 | N |  | 0 | 0 | 0 | 0 |  | 0 | 0 |  | 0 | 0 | 0 | 0 | 0 |  | ALB0331Vector | Vector | ALB0331 | 158.6844 | 158.533 | 5.6362 | 6.1787 | 6.5403 | N
noNIGU21 | 2014 | STU0111 | Alpine Energy | load_offtake | 113188.244 | S |  | ARI1102 | MRP | 3.5679 |  |  | 0 | 0 | 0 | 0 | 0 | 0 | 0 | 0 | 0 | 0 | 0 | 0 | 0 | ARI1102MRP | ARI1102 | MRP | 3.5679 | N |  | 0 | 0 | 0 | 0 |  | 0 | 0 |  | 0 | 0 | 0 | 0 | 0 |  | ALB1101Vector | Vector | ALB1101 | 146.6262 | 146.627 | 5.2079 | 5.7092 | 6.0433 | N
noNIGU21 | 2014 | TIM0111 | Alpine Energy | load_offtake | 685370.819 | S |  | ASB0331 | Electricity Ashburton | 39.1734 |  |  | 0 | 39.1734 | 0 | 0 | 0 | 0 | 0 | 0 | 0 | 0 | 0 | 0 | 0 | ASB0331Electricity Ashburton | ASB0331 | Electricity Ashburton | 39.1734 | S |  | 0 | 0 | 0 | 0 |  | 0 | 0 |  | 0 | 0 | 0 | 0 | 0 |  | APS0111Orion | Orion | APS0111 | 0.3717 | 0.37 | 0.013202 | 0.014473 | 0.01532 | S
noNIGU21 | 2014 | TKA0331 | Alpine Energy | load_offtake | 31005.231 | S |  | ASB0661 | Electricity Ashburton | 158.0271 |  |  | 0 | 158.0271 | 0 | 0 | 0 | 0 | 0 | 0 | 0 | 0 | 0 | 0 | 0 | ASB0661Electricity Ashburton | ASB0661 | Electricity Ashburton | 158.0271 | S |  | 0 | 0 | 0 | 0 |  | 0 | 0 |  | 0 | 0 | 0 | 0 | 0 |  | ARA2201MRP | MRP | ARA2201 | 5.103 | 0 | 0.18125 | 0.19869 | 0.21032 | N
noNIGU21 | 2014 | TMK0331 | Alpine Energy | load_offtake | 516494.832 | S |  | ASY0111 | Daiken MDF | 11.3736 |  |  | 0 | 11.3736 | 0 | 0 | 0 | 0 | 0 | 0 | 11.3736 | 0 | 0 | 0 | 0 | ASY0111Daiken MDF | ASY0111 | Daiken MDF | 11.3736 | S |  | 0 | 0 | 0 | 0 |  | 0 | 0 |  | 0.032456 | 0 | 0 | 0 | 0 |  | ARG1101TrustPower | TrustPower | ARG1101 | 0.0462 | 0.047 | 0.0016409 | 0.0017989 | 0.0019042 | S
noNIGU21 | 2014 | TWZ0331 | Alpine Energy | load_offtake | 26025.6938 | S |  | ATI2201 | MRP | 13.4652 |  |  | 0 | 0 | 0 | 0 | 0 | 0 | 0 | 0 | 0 | 0 | 0 | 0 | 0 | ATI2201MRP | ATI2201 | MRP | 13.4652 | N |  | 0 | 0 | 0 | 0 |  | 0 | 0 |  | 0 | 0 | 0 | 0 | 0 |  | ARI1101MRP | MRP | ARI1101 | 2.1483 | 0 | 0.076304 | 0.083648 | 0.088544 | N
noWRK | 2014 | ABY0111 | Alpine Energy | load_offtake | 3252.333 | S |  | ATU1101 | Westpower | 1.1487 |  |  | 0 | 1.1487 | 0 | 0 | 0 | 0 | 0 | 0 | 1.1487 | 0 | 0 | 0 | 1.1487 | ATU1101Westpower | ATU1101 | Westpower | 1.1487 | S |  | 0 | 0 | 0 | 0 |  | 0 | 0 |  | 0.0032779 | 0 | 0 | 0 | 0 |  | ARI1102MRP | MRP | ARI1102 | 3.5679 | 0 | 0.12673 | 0.13892 | 0.14705 | N
noWRK | 2014 | BPD1101 | Alpine Energy | load_offtake | 30988.309 | S |  | AVI2201 | Meridian | 2.646 |  |  | 0 | 0 | 0 | 0 | 0 | 0 | 0 | 0 | 0 | 0 | 0 | 0 | 0 | AVI2201Meridian | AVI2201 | Meridian | 2.646 | S |  | 0 | 0 | 0 | 0 |  | 0 | 0 |  | 0 | 0 | 0 | 0 | 0 |  | ASB0331Electricity Ashburton | Electricity Ashburton | ASB0331 | 39.1734 | 39.174 | 1.3914 | 1.5253 | 1.6146 | S
noWRK | 2014 | STU0111 | Alpine Energy | load_offtake | 58957.196 | S |  | BAL0331 | OtagoNet JV | 29.0913 |  |  | 0 | 29.0913 | 0 | 0 | 0 | 0 | 0 | 0 | 0 | 0 | 29.0913 | 0 | 0 | BAL0331OtagoNet JV | BAL0331 | OtagoNet JV | 29.0913 | S |  | 0 | 0 | 0 | 0 |  | 0 | 0 |  | 0 | 0 | 0.07833 | 0 | 0 |  | ASB0661Electricity Ashburton | Electricity Ashburton | ASB0661 | 158.0271 | 156.496 | 5.6128 | 6.1531 | 6.5132 | S
noWRK | 2014 | TIM0111 | Alpine Energy | load_offtake | 298146.072 | S |  | BDE0111 | Other | 0 |  |  | 0 | 0 | 0 | 0 | 0 | 0 | 0 | 0 | 0 | 0 | 0 | 0 | 0 | BDE0111Other | BDE0111 | Other | 0 | S |  | 0 | 0 | 0 | 0 |  | 0 | 0 |  | 0 | 0 | 0 | 0 | 0 |  | ASY0111Daiken MDF | Daiken MDF | ASY0111 | 11.3736 | 11.375 | 0.40397 | 0.44285 | 0.46877 | S
noWRK | 2014 | TKA0331 | Alpine Energy | load_offtake | 13841.301 | S |  | BDE0111 | Rayonier | 9.1182 |  |  | 0 | 9.1182 | 0 | 0 | 0 | 0 | 0 | 0 | 0 | 0 | 9.1182 | 0 | 0 | BDE0111Rayonier | BDE0111 | Rayonier | 9.1182 | S |  | 0 | 0 | 0 | 0 |  | 0 | 0 |  | 0 | 0 | 0.024551 | 0 | 0 |  | ATI2201MRP | MRP | ATI2201 | 13.4652 | 0 | 0.47826 | 0.52429 | 0.55498 | N
noWRK | 2014 | TMK0331 | Alpine Energy | load_offtake | 254369.477 | S |  | BEN2202 | Meridian | 8.2929 |  |  | 0 | 0 | 0 | 0 | 0 | 0 | 0 | 0 | 0 | 0 | 0 | 0 | 0 | BEN2202Meridian | BEN2202 | Meridian | 8.2929 | S |  | 0 | 0 | 0 | 0 |  | 0 | 0 |  | 0 | 0 | 0 | 0 | 0 |  | ATU1101Westpower | Westpower | ATU1101 | 1.1487 | 1.146 | 0.0408 | 0.044727 | 0.047345 | S
noWRK | 2014 | TWZ0331 | Alpine Energy | load_offtake | 12115.3871 | S |  | BLN0331 | Marlborough Lines | 76.2636 |  |  | 0 | 76.2636 | 0 | 0 | 0 | 0 | 0 | 0 | 76.2636 | 0 | 0 | 0 | 76.2636 | BLN0331Marlborough Lines | BLN0331 | Marlborough Lines | 76.2636 | S |  | 0 | 0 | 0 | 0 |  | 0 | 0 |  | 0.21763 | 0 | 0 | 0 | 0 |  | AVI2201Meridian | Meridian | AVI2201 | 2.646 | 0 | 0.093981 | 0.10303 | 0.10906 | S
Pole 2 | 2014 | ABY0111 | Alpine Energy | load_offtake | 0 | S |  | BOB0331 | Counties Power | 29.4063 |  |  | 29.4063 | 29.4063 | 29.4063 | 0 | 0 | 29.4063 | 29.4063 | 0 | 0 | 29.4063 | 0 | 0 | 0 | BOB0331Counties Power | BOB0331 | Counties Power | 29.4063 | N |  | 0 | 0 | 0 | 0 |  | 0 | 0.12867 |  | 0 | 0.059343 | 0 | 0 | 0 | PowerNet | BAL0331OtagoNet JV | OtagoNet JV | BAL0331 | 29.0913 | #N/A | 1.0333 | 1.1327 | 1.199 | S
Pole 2 | 2014 | BPD1101 | Alpine Energy | load_offtake | 0 | S |  | BOB1101 | Counties Power | 59.2788 |  |  | 59.2788 | 59.2788 | 59.2788 | 0 | 0 | 0 | 59.2788 | 0 | 0 | 59.2788 | 0 | 0 | 0 | BOB1101Counties Power | BOB1101 | Counties Power | 59.2788 | N |  | 0 | 0 | 0 | 0 |  | 0 | 0.25938 |  | 0 | 0.11963 | 0 | 0 | 0 | #REF! | BDE0111Other | Other | BDE0111 |  | 0.26459 | 0 | 0 | 0 | S
Pole 2 | 2014 | STU0111 | Alpine Energy | load_offtake | 0 | S |  | BPD1101 | Alpine Energy | 10.7898 |  |  | 0 | 10.7898 | 0 | 0 | 0 | 0 | 0 | 0 | 0 | 0 | 0 | 0 | 0 | BPD1101Alpine Energy | BPD1101 | Alpine Energy | 10.7898 | S |  | 0 | 0 | 0 | 0 |  | 0 | 0 |  | 0 | 0 | 0 | 0 | 0 |  | BDE0111Rayonier | Rayonier | BDE0111 | 9.1182 | 9.1143 | 0.32386 | 0.35503 | 0.37581 | S
Pole 2 | 2014 | TIM0111 | Alpine Energy | load_offtake | 0 | S |  | BPE0331 | Powerco | 97.1796 |  |  | 0 | 97.1796 | 97.1796 | 0 | 0 | 0 | 0 | 0 | 0 | 0 | 0 | 0 | 0 | BPE0331Powerco | BPE0331 | Powerco | 97.1796 | N |  | 0 | 0 | 0 | 0 |  | 0 | 0 |  | 0 | 0 | 0 | 0 | 0 |  | BEN2202Meridian | Meridian | BEN2202 | 8.2929 | 0 | 0.29455 | 0.3229 | 0.3418 | S
Pole 2 | 2014 | TKA0331 | Alpine Energy | load_offtake | 0 | S |  | BPE0551 | Kiwirail | 5.9535 |  |  | 0 | 5.9535 | 5.9535 | 0 | 0 | 0 | 0 | 0 | 0 | 0 | 0 | 0 | 0 | BPE0551Kiwirail | BPE0551 | Kiwirail | 5.9535 | N |  | 0 | 0 | 0 | 0 |  | 0 | 0 |  | 0 | 0 | 0 | 0 | 0 |  | BLN0331Marlborough Lines | Marlborough Lines | BLN0331 | 76.2636 | 73.337 | 2.7087 | 2.9695 | 3.1433 | S
Pole 2 | 2014 | TMK0331 | Alpine Energy | load_offtake | 0 | S |  | BPT1101 | Network Waitaki | 11.4366 |  |  | 0 | 11.4366 | 0 | 0 | 0 | 0 | 0 | 0 | 0 | 0 | 0 | 0 | 0 | BPT1101Network Waitaki | BPT1101 | Network Waitaki | 11.4366 | S |  | 0 | 0 | 0 | 0 |  | 0 | 0 |  | 0 | 0 | 0 | 0 | 0 |  | BOB0331Counties Power | Counties Power | BOB0331 | 29.4063 | 26.435 | 1.0445 | 1.145 | 1.212 | N
Pole 2 | 2014 | TWZ0331 | Alpine Energy | load_offtake | 0 | S |  | BRB0331 | Northpower | 13.4841 |  |  | 13.4841 | 13.4841 | 13.4841 | 13.4841 | 0 | 13.4841 | 13.4841 | 0 | 0 | 13.4841 | 0 | 0 | 0 | BRB0331Northpower | BRB0331 | Northpower | 13.4841 | N |  | 0 | 0 | 0 | 0.29167 |  | 0 | 0.059001 |  | 0 | 0.027211 | 0 | 0 | 0 |  | BOB1101Counties Power | Counties Power | BOB1101 | 59.2788 | 59.274 | 2.1055 | 2.3081 | 2.4432 | N
Pole 3 | 2014 | ABY0111 | Alpine Energy | load_offtake | 0 | S |  | BRB0331 | Refinery | 35.5992 |  |  | 35.5992 | 35.5992 | 35.5992 | 35.5992 | 0 | 35.5992 | 35.5992 | 0 | 0 | 35.5992 | 0 | 0 | 0 | BRB0331Refinery | BRB0331 | Refinery | 35.5992 | N |  | 0 | 0 | 0 | 0.77003 |  | 0 | 0.15577 |  | 0 | 0.07184 | 0 | 0 | 0 |  | BPD1101Alpine Energy | Alpine Energy | BPD1101 | 10.7898 | 10.793 | 0.38323 | 0.42012 | 0.44471 | S
Pole 3 | 2014 | BPD1101 | Alpine Energy | load_offtake | 0 | S |  | BRK0331 | Powerco | 29.8431 |  |  | 0 | 29.8431 | 29.8431 | 0 | 0 | 0 | 0 | 0 | 0 | 0 | 0 | 0 | 0 | BRK0331Powerco | BRK0331 | Powerco | 29.8431 | N |  | 0 | 0 | 0 | 0 |  | 0 | 0 |  | 0 | 0 | 0 | 0 | 0 |  | BPE0331Powerco | Powerco | BPE0331 | 97.1796 | 97.159 | 3.4516 | 3.7839 | 4.0053 | N
Pole 3 | 2014 | STU0111 | Alpine Energy | load_offtake | 0 | S |  | BRY0661 | Orion | 179.9553 |  |  | 0 | 179.9553 | 0 | 0 | 0 | 0 | 0 | 0 | 179.9553 | 0 | 0 | 0 | 0 | BRY0661Orion | BRY0661 | Orion | 179.9553 | S |  | 0 | 0 | 0 | 0 |  | 0 | 0 |  | 0.51352 | 0 | 0 | 0 | 0 |  | BPE0551Kiwirail | Kiwirail | BPE0551 | 5.9535 | 5.954 | 0.21146 | 0.23181 | 0.24538 | N
Pole 3 | 2014 | TIM0111 | Alpine Energy | load_offtake | 0 | S |  | BWK1101 | TrustPower | 0.1008 |  |  | 0 | 0.1008 | 0 | 0 | 0 | 0 | 0 | 0 | 0 | 0 | 0.1008 | 0 | 0 | BWK1101TrustPower | BWK1101 | TrustPower | 0.1008 | S |  | 0 | 0 | 0 | 0 |  | 0 | 0 |  | 0 | 0 | 0.00027141 | 0 | 0 |  | BPT1101Network Waitaki | Network Waitaki | BPT1101 | 11.4366 | 11.437 | 0.40621 | 0.4453 | 0.47137 | S
Pole 3 | 2014 | TKA0331 | Alpine Energy | load_offtake | 0 | S |  | CBG0111 | Waipa Power | 41.2083 |  |  | 0 | 41.2083 | 41.2083 | 0 | 0 | 41.2083 | 0 | 0 | 0 | 0 | 0 | 0 | 0 | CBG0111Waipa Power | CBG0111 | Waipa Power | 41.2083 | N |  | 0 | 0 | 0 | 0 |  | 0 | 0 |  | 0 | 0 | 0 | 0 | 0 |  | BRB0331Northpower | Northpower | BRB0331 | 13.4841 | 13.3787 | 0.47893 | 0.52503 | 0.55576 | N
Pole 3 | 2014 | TMK0331 | Alpine Energy | load_offtake | 0 | S |  | CLH0111 | Orion | 0.6153 |  |  | 0 | 0.6153 | 0 | 0 | 0 | 0 | 0 | 0 | 0.6153 | 0 | 0 | 0 | 0.6153 | CLH0111Orion | CLH0111 | Orion | 0.6153 | S |  | 0 | 0 | 0 | 0 |  | 0 | 0 |  | 0.0017558 | 0 | 0 | 0 | 0 |  | BRB0331Refinery | Refinery | BRB0331 | 35.5992 | 35.5996 | 1.2644 | 1.3861 | 1.4672 | N
Pole 3 | 2014 | TWZ0331 | Alpine Energy | load_offtake | 0 | S |  | CML0331 | Aurora Energy | 33.2325 |  |  | 0 | 33.2325 | 0 | 0 | 0 | 0 | 0 | 0 | 0 | 0 | 0 | 0 | 0 | CML0331Aurora Energy | CML0331 | Aurora Energy | 33.2325 | S |  | 0 | 0 | 0 | 0 |  | 0 | 0 |  | 0 | 0 | 0 | 0 | 0 |  | BRK0331Powerco | Powerco | BRK0331 | 29.8431 | 29.845 | 1.06 | 1.162 | 1.23 | N
noLSIren | 2014 | CML0331 | Aurora Energy | load_offtake | 4111.848 | S |  | COB0661 | TrustPower | 0.1218 |  |  | 0 | 0 | 0 | 0 | 0 | 0 | 0 | 0 | 0 | 0 | 0 | 0 | 0 | COB0661TrustPower | COB0661 | TrustPower | 0.1218 | S |  | 0 | 0 | 0 | 0 |  | 0 | 0 |  | 0 | 0 | 0 | 0 | 0 |  | BRY0661Orion | Orion | BRY0661 | 179.9553 | 179.954 | 6.3917 | 7.0069 | 7.417 | S
noLSIren | 2014 | CYD0331 | Aurora Energy | load_offtake | 0 | S |  | COL0111 | Orion | 0.4011 |  |  | 0 | 0.4011 | 0 | 0 | 0 | 0 | 0 | 0 | 0.4011 | 0 | 0 | 0 | 0 | COL0111Orion | COL0111 | Orion | 0.4011 | S |  | 0 | 0 | 0 | 0 |  | 0 | 0 |  | 0.0011446 | 0 | 0 | 0 | 0 |  | BWK1101TrustPower | TrustPower | BWK1101 | 0.1008 | 0.101 | 0.0035802 | 0.0039248 | 0.0041546 | S
noLSIren | 2014 | FKN0331 | Aurora Energy | load_offtake | 3736.3192 | S |  | COL0661 | TrustPower | 0.0966 |  |  | 0 | 0.0966 | 0 | 0 | 0 | 0 | 0 | 0 | 0.0966 | 0 | 0 | 0 | 0 | COL0661TrustPower | COL0661 | TrustPower | 0.0966 | S |  | 0 | 0 | 0 | 0 |  | 0 | 0 |  | 0.00027566 | 0 | 0 | 0 | 0 |  | CBG0111Waipa Power | Waipa Power | CBG0111 | 41.2083 | 41.184 | 1.4636 | 1.6045 | 1.6984 | N
noLSIren | 2014 | HWB0331 | Aurora Energy | load_offtake | 132292.8969 | S |  | CPK0111 | Wellington Electricity | 24.2193 |  |  | 0 | 24.2193 | 24.2193 | 0 | 0 | 0 | 0 | 0 | 0 | 0 | 0 | 0 | 0 | CPK0111Wellington Electricity | CPK0111 | Wellington Electricity | 24.2193 | N |  | 0 | 0 | 0 | 0 |  | 0 | 0 |  | 0 | 0 | 0 | 0 | 0 |  | CLH0111Orion | Orion | CLH0111 | 0.6153 | 0.615 | 0.021854 | 0.023958 | 0.02536 | S
noLSIren | 2014 | HWB0332 | Aurora Energy | load_offtake | 88063.765 | S |  | CPK0331 | Wellington Electricity | 165.7215 |  |  | 0 | 165.7215 | 165.7215 | 0 | 0 | 0 | 0 | 0 | 0 | 0 | 0 | 0 | 0 | CPK0331Wellington Electricity | CPK0331 | Wellington Electricity | 165.7215 | N |  | 0 | 0 | 0 | 0 |  | 0 | 0 |  | 0 | 0 | 0 | 0 | 0 |  | CML0331Aurora Energy | Aurora Energy | CML0331 | 33.2325 | 29.42 | 1.1804 | 1.294 | 1.3697 | S
noLSIren | 2014 | SDN0331 | Aurora Energy | load_offtake | 126987.547 | S |  | CST0331 | Powerco | 60.4569 |  |  | 0 | 60.4569 | 60.4569 | 0 | 0 | 0 | 0 | 0 | 0 | 0 | 0 | 0 | 0 | CST0331Powerco | CST0331 | Powerco | 60.4569 | N |  | 0 | 0 | 0 | 0 |  | 0 | 0 |  | 0 | 0 | 0 | 0 | 0 |  | COB0661TrustPower | TrustPower | COB0661 | 0.1218 | #N/A | 0.0043261 | 0.0047425 | 0.0050201 | S
noNAaN | 2014 | CML0331 | Aurora Energy | load_offtake | 45694.513 | S |  | CUL0331 | Mainpower | 21.0546 |  |  | 0 | 21.0546 | 0 | 0 | 0 | 0 | 0 | 0 | 21.0546 | 0 | 0 | 0 | 0 | CUL0331Mainpower | CUL0331 | Mainpower | 21.0546 | S |  | 0 | 0 | 0 | 0 |  | 0 | 0 |  | 0.060081 | 0 | 0 | 0 | 0 |  | COL0111Orion | Orion | COL0111 | 0.4011 | 0.401 | 0.014246 | 0.015618 | 0.016532 | S
noNAaN | 2014 | CYD0331 | Aurora Energy | load_offtake | 259.6997 | S |  | CUL0661 | Mainpower | 10.3572 |  |  | 0 | 10.3572 | 0 | 0 | 0 | 0 | 0 | 0 | 10.3572 | 0 | 0 | 0 | 0 | CUL0661Mainpower | CUL0661 | Mainpower | 10.3572 | S |  | 0 | 0 | 0 | 0 |  | 0 | 0 |  | 0.029555 | 0 | 0 | 0 | 0 |  | COL0661TrustPower | TrustPower | COL0661 | 0.0966 | 0.098 | 0.0034311 | 0.0037613 | 0.0039814 | S
noNAaN | 2014 | FKN0331 | Aurora Energy | load_offtake | 79724.0217 | S |  | CYD0331 | Aurora Energy | 18.1566 |  |  | 0 | 18.1566 | 0 | 0 | 18.1566 | 0 | 0 | 0 | 0 | 0 | 0 | 0 | 0 | CYD0331Aurora Energy | CYD0331 | Aurora Energy | 18.1566 | S |  | 0 | 0 | 0 | 0 |  | 0 | 0 |  | 0 | 0 | 0 | 0 | 0 |  | CPK0111Wellington Electricity | Wellington Electricity | CPK0111 | 24.2193 | 24.218 | 0.86023 | 0.94302 | 0.99822 | N
noNAaN | 2014 | HWB0331 | Aurora Energy | load_offtake | 107845.078 | S |  | CYD0331 | Contact | 0.4746 |  |  | 0 | 0.4746 | 0 | 0 | 0.4746 | 0 | 0 | 0 | 0 | 0 | 0 | 0 | 0 | CYD0331Contact | CYD0331 | Contact | 0.4746 | S |  | 0 | 0 | 0 | 0 |  | 0 | 0 |  | 0 | 0 | 0 | 0 | 0 |  | CPK0331Wellington Electricity | Wellington Electricity | CPK0331 | 165.7215 | 164.602 | 5.8861 | 6.4527 | 6.8303 | N
noNAaN | 2014 | HWB0332 | Aurora Energy | load_offtake | 73176.246 | S |  | CYD2201 | Contact | 6.51 |  |  | 0 | 6.51 | 0 | 0 | 0 | 0 | 0 | 0 | 0 | 0 | 0 | 0 | 0 | CYD2201Contact | CYD2201 | Contact | 6.51 | S |  | 0 | 0 | 0 | 0 |  | 0 | 0 |  | 0 | 0 | 0 | 0 | 0 |  | CST0331Powerco | Powerco | CST0331 | 60.4569 | 57.897 | 2.1473 | 2.354 | 2.4918 | N
noNAaN | 2014 | SDN0331 | Aurora Energy | load_offtake | 105393.552 | S |  | DOB0331 | Westpower | 9.7671 |  |  | 0 | 9.7671 | 0 | 0 | 0 | 0 | 0 | 0 | 9.7671 | 0 | 0 | 0 | 9.7671 | DOB0331Westpower | DOB0331 | Westpower | 9.7671 | S |  | 0 | 0 | 0 | 0 |  | 0 | 0 |  | 0.027871 | 0 | 0 | 0 | 0 |  | CUL0331Mainpower | Mainpower | CUL0331 | 21.0546 | 21.063 | 0.74782 | 0.8198 | 0.86778 | S
noNIGU | 2014 | CML0331 | Aurora Energy | load_offtake | 0 | S |  | DVK0111 | Scanpower | 12.6735 |  |  | 0 | 12.6735 | 12.6735 | 0 | 0 | 0 | 0 | 0 | 0 | 0 | 0 | 0 | 0 | DVK0111Scanpower | DVK0111 | Scanpower | 12.6735 | N |  | 0 | 0 | 0 | 0 |  | 0 | 0 |  | 0 | 0 | 0 | 0 | 0 |  | CUL0661Mainpower | Mainpower | CUL0661 | 10.3572 | 10.358 | 0.36787 | 0.40328 | 0.42688 | S
noNIGU | 2014 | CYD0331 | Aurora Energy | load_offtake | 2591.1669 | S |  | EDG0331 | Horizon | 64.5624 |  |  | 0 | 64.5624 | 64.5624 | 0 | 0 | 64.5624 | 0 | 0 | 0 | 0 | 0 | 0 | 0 | EDG0331Horizon | EDG0331 | Horizon | 64.5624 | N |  | 0 | 0 | 0 | 0 |  | 0 | 0 |  | 0 | 0 | 0 | 0 | 0 |  | CYD0331Aurora Energy | Aurora Energy | CYD0331 | 18.1566 | 6.8266 | 0.64489 | 0.70696 | 0.74834 | S
noNIGU | 2014 | FKN0331 | Aurora Energy | load_offtake | 0 | S |  | EDN0331 | The Power Company | 28.7406 |  |  | 0 | 28.7406 | 0 | 0 | 0 | 0 | 0 | 0 | 0 | 0 | 28.7406 | 0 | 0 | EDN0331The Power Company | EDN0331 | The Power Company | 28.7406 | S |  | 0 | 0 | 0 | 0 |  | 0 | 0 |  | 0 | 0 | 0.077385 | 0 | 0 |  | CYD0331Contact | Contact | CYD0331 | 0.4746 | 0.15524 | 0.016857 | 0.018479 | 0.019561 | S
noNIGU | 2014 | HWB0331 | Aurora Energy | load_offtake | 0 | S |  | FHL0331 | Unison | 52.5924 |  |  | 0 | 52.5924 | 52.5924 | 0 | 0 | 52.5924 | 0 | 0 | 0 | 0 | 0 | 0 | 0 | FHL0331Unison | FHL0331 | Unison | 52.5924 | N |  | 0 | 0 | 0 | 0 |  | 0 | 0 |  | 0 | 0 | 0 | 0 | 0 |  | CYD2201Contact | Contact | CYD2201 | 6.51 | 6.51 | 0.23122 | 0.25348 | 0.26831 | S
noNIGU | 2014 | HWB0332 | Aurora Energy | load_offtake | 2692.413 | S |  | FKN0331 | Aurora Energy | 56.4774 |  |  | 0 | 56.4774 | 0 | 0 | 0 | 0 | 0 | 0 | 0 | 0 | 0 | 0 | 0 | FKN0331Aurora Energy | FKN0331 | Aurora Energy | 56.4774 | S |  | 0 | 0 | 0 | 0 |  | 0 | 0 |  | 0 | 0 | 0 | 0 | 0 |  | DOB0331Westpower | Westpower | DOB0331 | 9.7671 | 8.299 | 0.34691 | 0.3803 | 0.40256 | S
noNIGU | 2014 | SDN0331 | Aurora Energy | load_offtake | 16641.186 | S |  | FKN0331 | Lakeland Network | 2.7846 |  |  | 0 | 2.7846 | 0 | 0 | 0 | 0 | 0 | 0 | 0 | 0 | 0 | 0 | 0 | FKN0331Lakeland Network | FKN0331 | Lakeland Network | 2.7846 | S |  | 0 | 0 | 0 | 0 |  | 0 | 0 |  | 0 | 0 | 0 | 0 | 0 |  | DVK0111Scanpower | Scanpower | DVK0111 | 12.6735 | 12.671 | 0.45014 | 0.49347 | 0.52235 | N
noNIGU21 | 2014 | CML0331 | Aurora Energy | load_offtake | 234285.446 | S |  | GFD0331 | Wellington Electricity | 62.3973 |  |  | 0 | 62.3973 | 62.3973 | 0 | 0 | 0 | 0 | 0 | 0 | 0 | 0 | 0 | 0 | GFD0331Wellington Electricity | GFD0331 | Wellington Electricity | 62.3973 | N |  | 0 | 0 | 0 | 0 |  | 0 | 0 |  | 0 | 0 | 0 | 0 | 0 |  | EDG0331Horizon | Horizon | EDG0331 | 64.5624 | 62.524 | 2.2931 | 2.5139 | 2.661 | N
noNIGU21 | 2014 | CYD0331 | Aurora Energy | load_offtake | 2773.3238 | S |  | GLN0331 | NZ Steel | 112.3122 |  |  | 112.3122 | 112.3122 | 112.3122 | 0 | 0 | 112.3122 | 112.3122 | 0 | 0 | 112.3122 | 0 | 0 | 0 | GLN0331NZ Steel | GLN0331 | NZ Steel | 112.3122 | N |  | 0 | 0 | 0 | 0 |  | 0 | 0.49143 |  | 0 | 0.22665 | 0 | 0 | 0 | PowerNet | EDN0331The Power Company | The Power Company | EDN0331 | 28.7406 | #N/A | 1.0208 | 1.1191 | 1.1846 | S
noNIGU21 | 2014 | FKN0331 | Aurora Energy | load_offtake | 378646.9428 | S |  | GLN0332 | Counties Power | 38.6253 |  |  | 38.6253 | 38.6253 | 38.6253 | 0 | 0 | 38.6253 | 38.6253 | 0 | 0 | 38.6253 | 0 | 0 | 0 | GLN0332Counties Power | GLN0332 | Counties Power | 38.6253 | N |  | 0 | 0 | 0 | 0 |  | 0 | 0.16901 |  | 0 | 0.077947 | 0 | 0 | 0 |  | FHL0331Unison | Unison | FHL0331 | 52.5924 | 52.596 | 1.868 | 2.0478 | 2.1676 | N
noNIGU21 | 2014 | HWB0331 | Aurora Energy | load_offtake | 525140.4824 | S |  | GLN0332 | NZ Steel | 58.1238 |  |  | 58.1238 | 58.1238 | 58.1238 | 0 | 0 | 58.1238 | 58.1238 | 0 | 0 | 58.1238 | 0 | 0 | 0 | GLN0332NZ Steel | GLN0332 | NZ Steel | 58.1238 | N |  | 0 | 0 | 0 | 0 |  | 0 | 0.25433 |  | 0 | 0.1173 | 0 | 0 | 0 |  | FKN0331Aurora Energy | Aurora Energy | FKN0331 | 56.4774 | 54.6486 | 2.006 | 2.199 | 2.3278 | S
noNIGU21 | 2014 | HWB0332 | Aurora Energy | load_offtake | 391155.653 | S |  | GOR0331 | The Power Company | 29.5638 |  |  | 0 | 29.5638 | 0 | 0 | 0 | 0 | 0 | 0 | 0 | 0 | 29.5638 | 0 | 0 | GOR0331The Power Company | GOR0331 | The Power Company | 29.5638 | S |  | 0 | 0 | 0 | 0 |  | 0 | 0 |  | 0 | 0 | 0.079602 | 0 | 0 | PowerNet | FKN0331Lakeland Network | Lakeland Network | FKN0331 | 2.7846 | #N/A | 0.098904 | 0.10842 | 0.11477 | S
noNIGU21 | 2014 | SDN0331 | Aurora Energy | load_offtake | 568162.539 | S |  | GYM0661 | Westpower | 13.6395 |  |  | 0 | 13.6395 | 0 | 0 | 0 | 0 | 0 | 0 | 13.6395 | 0 | 0 | 0 | 13.6395 | GYM0661Westpower | GYM0661 | Westpower | 13.6395 | S |  | 0 | 0 | 0 | 0 |  | 0 | 0 |  | 0.038922 | 0 | 0 | 0 | 0 |  | GFD0331Wellington Electricity | Wellington Electricity | GFD0331 | 62.3973 | 62.399 | 2.2162 | 2.4295 | 2.5718 | N
noWRK | 2014 | CML0331 | Aurora Energy | load_offtake | 110161.848 | S |  | GYT0331 | Powerco | 13.2447 |  |  | 0 | 13.2447 | 13.2447 | 0 | 0 | 0 | 0 | 0 | 0 | 0 | 0 | 0 | 0 | GYT0331Powerco | GYT0331 | Powerco | 13.2447 | N |  | 0 | 0 | 0 | 0 |  | 0 | 0 |  | 0 | 0 | 0 | 0 | 0 |  | GLN0331NZ Steel | NZ Steel | GLN0331 | 112.3122 | 112.311 | 3.9891 | 4.3731 | 4.629 | N
noWRK | 2014 | CYD0331 | Aurora Energy | load_offtake | 478.7313 | S |  | HAM0111 | WEL | 37.6635 |  |  | 0 | 37.6635 | 37.6635 | 0 | 0 | 37.6635 | 0 | 0 | 0 | 0 | 0 | 0 | 0 | HAM0111WEL | HAM0111 | WEL | 37.6635 | N |  | 0 | 0 | 0 | 0 |  | 0 | 0 |  | 0 | 0 | 0 | 0 | 0 |  | GLN0332Counties Power | Counties Power | GLN0332 | 38.6253 | 32.5269 | 1.3719 | 1.5039 | 1.592 | N
noWRK | 2014 | FKN0331 | Aurora Energy | load_offtake | 167073.2163 | S |  | HAM0331 | WEL | 137.0103 |  |  | 0 | 137.0103 | 137.0103 | 0 | 0 | 137.0103 | 0 | 0 | 0 | 0 | 0 | 0 | 0 | HAM0331WEL | HAM0331 | WEL | 137.0103 | N |  | 0 | 0 | 0 | 0 |  | 0 | 0 |  | 0 | 0 | 0 | 0 | 0 |  | GLN0332NZ Steel | NZ Steel | GLN0332 | 58.1238 | 48.3541 | 2.0645 | 2.2632 | 2.3956 | N
noWRK | 2014 | HWB0331 | Aurora Energy | load_offtake | 226704.5536 | S |  | HAM0551 | Kiwirail | 6.6465 |  |  | 0 | 6.6465 | 6.6465 | 0 | 0 | 6.6465 | 0 | 0 | 0 | 0 | 0 | 0 | 0 | HAM0551Kiwirail | HAM0551 | Kiwirail | 6.6465 | N |  | 0 | 0 | 0 | 0 |  | 0 | 0 |  | 0 | 0 | 0 | 0 | 0 | PowerNet | GOR0331The Power Company | The Power Company | GOR0331 | 29.5638 | #N/A | 1.0501 | 1.1511 | 1.2185 | S
noWRK | 2014 | HWB0332 | Aurora Energy | load_offtake | 177096.19 | S |  | HAY0111 | Wellington Electricity | 17.9403 |  |  | 0 | 17.9403 | 17.9403 | 0 | 0 | 0 | 0 | 0 | 0 | 0 | 0 | 0 | 0 | HAY0111Wellington Electricity | HAY0111 | Wellington Electricity | 17.9403 | N |  | 0 | 0 | 0 | 0 |  | 0 | 0 |  | 0 | 0 | 0 | 0 | 0 |  | GYM0661Westpower | Westpower | GYM0661 | 13.6395 | 13.638 | 0.48445 | 0.53108 | 0.56216 | S
noWRK | 2014 | SDN0331 | Aurora Energy | load_offtake | 233852.078 | S |  | HAY0331 | Wellington Electricity | 19.6119 |  |  | 0 | 19.6119 | 19.6119 | 0 | 0 | 0 | 0 | 0 | 0 | 0 | 0 | 0 | 0 | HAY0331Wellington Electricity | HAY0331 | Wellington Electricity | 19.6119 | N |  | 0 | 0 | 0 | 0 |  | 0 | 0 |  | 0 | 0 | 0 | 0 | 0 |  | GYT0331Powerco | Powerco | GYT0331 | 13.2447 | 12.731 | 0.47043 | 0.51571 | 0.54589 | N
Pole 2 | 2014 | CML0331 | Aurora Energy | load_offtake | 0 | S |  | HEN0331 | Vector | 122.8206 |  |  | 122.8206 | 122.8206 | 122.8206 | 122.8206 | 0 | 122.8206 | 122.8206 | 0 | 0 | 122.8206 | 0 | 0 | 0 | HEN0331Vector | HEN0331 | Vector | 122.8206 | N |  | 0 | 0 | 0 | 2.6567 |  | 0 | 0.53741 |  | 0 | 0.24786 | 0 | 0 | 0 |  | HAM0111WEL | WEL | HAM0111 | 37.6635 | 37.667 | 1.3377 | 1.4665 | 1.5523 | N
Pole 2 | 2014 | CYD0331 | Aurora Energy | load_offtake | 0 | S |  | HEP0331 | Vector | 149.0433 |  |  | 149.0433 | 149.0433 | 149.0433 | 0 | 0 | 149.0433 | 149.0433 | 0 | 0 | 149.0433 | 0 | 0 | 0 | HEP0331Vector | HEP0331 | Vector | 149.0433 | N |  | 0 | 0 | 0 | 0 |  | 0 | 0.65215 |  | 0 | 0.30077 | 0 | 0 | 0 |  | HAM0331WEL | WEL | HAM0331 | 137.0103 | 136.981 | 4.8664 | 5.3347 | 5.647 | N
Pole 2 | 2014 | FKN0331 | Aurora Energy | load_offtake | 0 | S |  | HIN0331 | Powerco | 45.4923 |  |  | 0 | 45.4923 | 45.4923 | 0 | 0 | 45.4923 | 0 | 0 | 0 | 0 | 0 | 0 | 0 | HIN0331Powerco | HIN0331 | Powerco | 45.4923 | N |  | 0 | 0 | 0 | 0 |  | 0 | 0 |  | 0 | 0 | 0 | 0 | 0 |  | HAM0551Kiwirail | Kiwirail | HAM0551 | 6.6465 | 6.645 | 0.23607 | 0.25879 | 0.27394 | N
Pole 2 | 2014 | HWB0331 | Aurora Energy | load_offtake | 0 | S |  | HKK0661 | Westpower | 20.2272 |  |  | 0 | 20.2272 | 0 | 0 | 0 | 0 | 0 | 0 | 20.2272 | 0 | 0 | 0 | 20.2272 | HKK0661Westpower | HKK0661 | Westpower | 20.2272 | S |  | 0 | 0 | 0 | 0 |  | 0 | 0 |  | 0.05772 | 0 | 0 | 0 | 0 |  | HAY0111Wellington Electricity | Wellington Electricity | HAY0111 | 17.9403 | 17.945 | 0.63721 | 0.69854 | 0.73942 | N
Pole 2 | 2014 | HWB0332 | Aurora Energy | load_offtake | 0 | S |  | HLY0331 | WEL | 26.6469 |  |  | 0 | 26.6469 | 26.6469 | 0 | 0 | 26.6469 | 0 | 0 | 0 | 0 | 0 | 0 | 0 | HLY0331WEL | HLY0331 | WEL | 26.6469 | N |  | 0 | 0 | 0 | 0 |  | 0 | 0 |  | 0 | 0 | 0 | 0 | 0 |  | HAY0331Wellington Electricity | Wellington Electricity | HAY0331 | 19.6119 | 17.829 | 0.69658 | 0.76362 | 0.80832 | N
Pole 2 | 2014 | SDN0331 | Aurora Energy | load_offtake | 0 | S |  | HLY2201 | Genesis | 17.9445 |  |  | 0 | 0 | 0 | 0 | 0 | 0 | 0 | 0 | 0 | 0 | 0 | 0 | 0 | HLY2201Genesis | HLY2201 | Genesis | 17.9445 | N |  | 0 | 0 | 0 | 0 |  | 0 | 0 |  | 0 | 0 | 0 | 0 | 0 |  | HEN0331Vector | Vector | HEN0331 | 122.8206 | 122.825 | 4.3624 | 4.7822 | 5.0621 | N
Pole 3 | 2014 | CML0331 | Aurora Energy | load_offtake | 0 | S |  | HOB1101 | Vector | 111.1572 |  |  | 111.1572 | 111.1572 | 111.1572 | 0 | 0 | 111.1572 | 111.1572 | 0 | 0 | 111.1572 | 0 | 0 | 0 | HOB1101Vector | HOB1101 | Vector | 111.1572 | N |  | 0 | 0 | 0 | 0 |  | 0 | 0.48638 |  | 0 | 0.22432 | 0 | 0 | 0 |  | HEP0331Vector | Vector | HEP0331 | 149.0433 | 149.044 | 5.2938 | 5.8033 | 6.1429 | N
Pole 3 | 2014 | CYD0331 | Aurora Energy | load_offtake | 0 | S |  | HOR0331 | Orion | 23.7762 |  |  | 0 | 23.7762 | 0 | 0 | 0 | 0 | 0 | 0 | 23.7762 | 0 | 0 | 0 | 0 | HOR0331Orion | HOR0331 | Orion | 23.7762 | S |  | 0 | 0 | 0 | 0 |  | 0 | 0 |  | 0.067848 | 0 | 0 | 0 | 0 |  | HIN0331Powerco | Powerco | HIN0331 | 45.4923 | 45.49 | 1.6158 | 1.7713 | 1.875 | N
Pole 3 | 2014 | FKN0331 | Aurora Energy | load_offtake | 0 | S |  | HOR0661 | Orion | 30.5928 |  |  | 0 | 30.5928 | 0 | 0 | 0 | 0 | 0 | 0 | 30.5928 | 0 | 0 | 0 | 0 | HOR0661Orion | HOR0661 | Orion | 30.5928 | S |  | 0 | 0 | 0 | 0 |  | 0 | 0 |  | 0.0873 | 0 | 0 | 0 | 0 |  | HKK0661Westpower | Westpower | HKK0661 | 20.2272 | 16.614 | 0.71843 | 0.78758 | 0.83368 | S
Pole 3 | 2014 | HWB0331 | Aurora Energy | load_offtake | 0 | S |  | HTI0331 | The Lines Company | 35.2506 |  |  | 0 | 35.2506 | 35.2506 | 0 | 0 | 35.2506 | 0 | 0 | 0 | 0 | 0 | 0 | 0 | HTI0331The Lines Company | HTI0331 | The Lines Company | 35.2506 | N |  | 0 | 0 | 0 | 0 |  | 0 | 0 |  | 0 | 0 | 0 | 0 | 0 |  | HLY0331WEL | WEL | HLY0331 | 26.6469 | 26.651 | 0.94645 | 1.0375 | 1.0983 | N
Pole 3 | 2014 | HWB0332 | Aurora Energy | load_offtake | 0 | S |  | HUI0331 | Powerco | 36.7584 |  |  | 0 | 36.7584 | 36.7584 | 0 | 0 | 0 | 0 | 0 | 0 | 0 | 0 | 0 | 0 | HUI0331Powerco | HUI0331 | Powerco | 36.7584 | N |  | 0 | 0 | 0 | 0 |  | 0 | 0 |  | 0 | 0 | 0 | 0 | 0 |  | HLY2201Genesis | Genesis | HLY2201 | 17.9445 | 0 | 0.63736 | 0.6987 | 0.7396 | N
Pole 3 | 2014 | SDN0331 | Aurora Energy | load_offtake | 0 | S |  | HWA0331 | Powerco | 29.0157 |  |  | 0 | 29.0157 | 29.0157 | 0 | 0 | 0 | 0 | 0 | 0 | 0 | 0 | 29.0157 | 0 | HWA0331Powerco | HWA0331 | Powerco | 29.0157 | N |  | 0 | 0 | 0 | 0 |  | 0 | 0 |  | 0 | 0 | 0 | 0 | 0 |  | HOB1101Vector | Vector | HOB1101 | 111.1572 | 111.155 | 3.9481 | 4.3281 | 4.5814 | N
noLSIren | 2014 | ORO1101 | Buller Electricity | load_offtake | 3153.157 | S |  | HWA0332 | Other | 0 |  |  | 0 | 0 | 0 | 0 | 0 | 0 | 0 | 0 | 0 | 0 | 0 | 0 | 0 | HWA0332Other | HWA0332 | Other | 0 | N |  | 0 | 0 | 0 | 0 |  | 0 | 0 |  | 0 | 0 | 0 | 0 | 0 |  | HOR0331Orion | Orion | HOR0331 | 23.7762 | 23.776 | 0.84449 | 0.92577 | 0.97996 | S
noLSIren | 2014 | ORO1102 | Buller Electricity | load_offtake | 2798.665 | S |  | HWA1101 | TrustPower | 2.478 |  |  | 0 | 2.478 | 2.478 | 0 | 0 | 0 | 0 | 0 | 0 | 0 | 0 | 2.478 | 0 | HWA1101TrustPower | HWA1101 | TrustPower | 2.478 | N |  | 0 | 0 | 0 | 0 |  | 0 | 0 |  | 0 | 0 | 0 | 0 | 0 |  | HOR0661Orion | Orion | HOR0661 | 30.5928 | 30.433 | 1.0866 | 1.1912 | 1.2609 | S
noLSIren | 2014 | WPT0111 | Buller Electricity | load_offtake | 4649.462 | S |  | HWA1102 | Meridian | 8.6226 |  |  | 0 | 8.6226 | 8.6226 | 0 | 0 | 0 | 0 | 0 | 0 | 0 | 0 | 8.6226 | 0 | HWA1102Meridian | HWA1102 | Meridian | 8.6226 | N |  | 0 | 0 | 0 | 0 |  | 0 | 0 |  | 0 | 0 | 0 | 0 | 0 |  | HTI0331The Lines Company | The Lines Company | HTI0331 | 35.2506 | 34.371 | 1.252 | 1.3725 | 1.4529 | N
noNAaN | 2014 | ORO1101 | Buller Electricity | load_offtake | 8155.527 | S |  | HWB0331 | Aurora Energy | 87.2403 |  |  | 0 | 87.2403 | 0 | 0 | 0 | 0 | 0 | 0 | 0 | 0 | 0 | 0 | 0 | HWB0331Aurora Energy | HWB0331 | Aurora Energy | 87.2403 | S |  | 0 | 0 | 0 | 0 |  | 0 | 0 |  | 0 | 0 | 0 | 0 | 0 |  | HUI0331Powerco | Powerco | HUI0331 | 36.7584 | 34.535 | 1.3056 | 1.4313 | 1.515 | N
noNAaN | 2014 | ORO1102 | Buller Electricity | load_offtake | 7736.001 | S |  | HWB0331 | OtagoNet JV | 4.8048 |  |  | 0 | 4.8048 | 0 | 0 | 0 | 0 | 0 | 0 | 0 | 0 | 0 | 0 | 0 | HWB0331OtagoNet JV | HWB0331 | OtagoNet JV | 4.8048 | S |  | 0 | 0 | 0 | 0 |  | 0 | 0 |  | 0 | 0 | 0 | 0 | 0 |  | HWA0331Powerco | Powerco | HWA0331 | 29.0157 | 28.923 | 1.0306 | 1.1298 | 1.1959 | N
noNAaN | 2014 | WPT0111 | Buller Electricity | load_offtake | 16820.071 | S |  | HWB0332 | Aurora Energy | 49.5789 |  |  | 0 | 49.5789 | 0 | 0 | 0 | 0 | 0 | 0 | 0 | 0 | 0 | 0 | 0 | HWB0332Aurora Energy | HWB0332 | Aurora Energy | 49.5789 | S |  | 0 | 0 | 0 | 0 |  | 0 | 0 |  | 0 | 0 | 0 | 0 | 0 |  | HWA0332Other | Other | HWA0332 |  | 9.675 | 0 | 0 | 0 | N
noNIGU | 2014 | ORO1101 | Buller Electricity | load_offtake | 13782.778 | S |  | HWB1101 | OtagoNet JV | 5.9619 |  |  | 0 | 5.9619 | 0 | 0 | 0 | 0 | 0 | 0 | 0 | 0 | 0 | 0 | 0 | HWB1101OtagoNet JV | HWB1101 | OtagoNet JV | 5.9619 | S |  | 0 | 0 | 0 | 0 |  | 0 | 0 |  | 0 | 0 | 0 | 0 | 0 |  | HWA1101TrustPower | TrustPower | HWA1101 | 2.478 | 2.478 | 0.088014 | 0.096485 | 0.10213 | N
noNIGU | 2014 | ORO1102 | Buller Electricity | load_offtake | 12160.905 | S |  | INV0331 | Electricity Invercargill | 55.5672 |  |  | 0 | 55.5672 | 0 | 0 | 0 | 0 | 0 | 0 | 0 | 0 | 55.5672 | 0 | 0 | INV0331Electricity Invercargill | INV0331 | Electricity Invercargill | 55.5672 | S |  | 0 | 0 | 0 | 0 |  | 0 | 0 |  | 0 | 0 | 0.14962 | 0 | 0 |  | HWA1102Meridian | Meridian | HWA1102 | 8.6226 | 8.623 | 0.30626 | 0.33574 | 0.35539 | N
noNIGU | 2014 | WPT0111 | Buller Electricity | load_offtake | 21036.212 | S |  | INV0331 | The Power Company | 37.0448 |  |  | 0 | 37.0448 | 0 | 0 | 0 | 0 | 0 | 0 | 0 | 0 | 37.0448 | 0 | 0 | INV0331The Power Company | INV0331 | The Power Company | 37.0448 | S |  | 0 | 0 | 0 | 0 |  | 0 | 0 |  | 0 | 0 | 0.099745 | 0 | 0 |  | HWB0331Aurora Energy | Aurora Energy | HWB0331 | 87.2403 | 86.291 | 3.0986 | 3.3969 | 3.5957 | S
noNIGU21 | 2014 | ORO1101 | Buller Electricity | load_offtake | 47901.852 | S |  | ISL0331 | Orion | 76.4064 |  |  | 0 | 76.4064 | 0 | 0 | 0 | 0 | 0 | 0 | 76.4064 | 0 | 0 | 0 | 0 | ISL0331Orion | ISL0331 | Orion | 76.4064 | S |  | 0 | 0 | 0 | 0 |  | 0 | 0 |  | 0.21803 | 0 | 0 | 0 | 0 | PowerNet | HWB0331OtagoNet JV | OtagoNet JV | HWB0331 | 4.8048 | #N/A | 0.17066 | 0.18708 | 0.19803 | S
noNIGU21 | 2014 | ORO1102 | Buller Electricity | load_offtake | 45888.286 | S |  | ISL0661 | Orion | 401.9652 |  |  | 0 | 401.9652 | 0 | 0 | 0 | 0 | 0 | 0 | 401.9652 | 0 | 0 | 0 | 0 | ISL0661Orion | ISL0661 | Orion | 401.9652 | S |  | 0 | 0 | 0 | 0 |  | 0 | 0 |  | 1.147 | 0 | 0 | 0 | 0 |  | HWB0332Aurora Energy | Aurora Energy | HWB0332 | 49.5789 | 49.579 | 1.761 | 1.9304 | 2.0434 | S
noNIGU21 | 2014 | WPT0111 | Buller Electricity | load_offtake | 96606.491 | S |  | KAI0111 | Mainpower | 28.9611 |  |  | 0 | 28.9611 | 0 | 0 | 0 | 0 | 0 | 0 | 28.9611 | 0 | 0 | 0 | 0 | KAI0111Mainpower | KAI0111 | Mainpower | 28.9611 | S |  | 0 | 0 | 0 | 0 |  | 0 | 0 |  | 0.082643 | 0 | 0 | 0 | 0 | PowerNet | HWB1101OtagoNet JV | OtagoNet JV | HWB1101 | 5.9619 | #N/A | 0.21176 | 0.23214 | 0.24572 | S
noWRK | 2014 | ORO1101 | Buller Electricity | load_offtake | 17764.025 | S |  | KAW0111 | Horizon | 18.7047 |  |  | 0 | 18.7047 | 18.7047 | 0 | 0 | 18.7047 | 0 | 0 | 0 | 0 | 0 | 0 | 0 | KAW0111Horizon | KAW0111 | Horizon | 18.7047 | N |  | 0 | 0 | 0 | 0 |  | 0 | 0 |  | 0 | 0 | 0 | 0 | 0 | PowerNet | INV0331Electricity Invercargill | Electricity Invercargill | INV0331 | 55.5672 | #N/A | 1.9736 | 2.1636 | 2.2902 | S
noWRK | 2014 | ORO1102 | Buller Electricity | load_offtake | 16903.371 | S |  | KAW0112 | Norske Skog | 36.358 |  |  | 0 | 36.358 | 36.358 | 0 | 0 | 36.358 | 0 | 0 | 0 | 0 | 0 | 0 | 0 | KAW0112Norske Skog | KAW0112 | Norske Skog | 36.358 | N |  | 0 | 0 | 0 | 0 |  | 0 | 0 |  | 0 | 0 | 0 | 0 | 0 |  | INV0331The Power Company | The Power Company | INV0331 | 37.0448 | #N/A | 1.3158 | 1.4424 | 1.5268 | S
noWRK | 2014 | WPT0111 | Buller Electricity | load_offtake | 46159.788 | S |  | KAW0113 | Norske Skog | 77.612 |  |  | 0 | 77.612 | 77.612 | 0 | 0 | 77.612 | 0 | 0 | 0 | 0 | 0 | 0 | 0 | KAW0113Norske Skog | KAW0113 | Norske Skog | 77.612 | N |  | 0 | 0 | 0 | 0 |  | 0 | 0 |  | 0 | 0 | 0 | 0 | 0 |  | ISL0331Orion | Orion | ISL0331 | 76.4064 | 76.396 | 2.7138 | 2.975 | 3.1492 | S
Pole 2 | 2014 | ORO1101 | Buller Electricity | load_offtake | 0 | S |  | KAW1101 | Other | 0 |  |  | 0 | 0 | 0 | 0 | 0 | 0 | 0 | 0 | 0 | 0 | 0 | 0 | 0 | KAW1101Other | KAW1101 | Other | 0 | N |  | 0 | 0 | 0 | 0 |  | 0 | 0 |  | 0 | 0 | 0 | 0 | 0 |  | ISL0661Orion | Orion | ISL0661 | 401.9652 | 401.079 | 14.2771 | 15.6512 | 16.5673 | S
Pole 2 | 2014 | ORO1102 | Buller Electricity | load_offtake | 0 | S |  | KBY0661 | Orion | 12.9402 |  |  | 0 | 12.9402 | 0 | 0 | 0 | 0 | 0 | 0 | 12.9402 | 0 | 0 | 0 | 0 | KBY0661Orion | KBY0661 | Orion | 12.9402 | S |  | 0 | 0 | 0 | 0 |  | 0 | 0 |  | 0.036926 | 0 | 0 | 0 | 0 |  | KAI0111Mainpower | Mainpower | KAI0111 | 28.9611 | 28.961 | 1.0286 | 1.1277 | 1.1937 | S
Pole 2 | 2014 | WPT0111 | Buller Electricity | load_offtake | 0 | S |  | KBY0662 | Orion | 7.4823 |  |  | 0 | 7.4823 | 0 | 0 | 0 | 0 | 0 | 0 | 7.4823 | 0 | 0 | 0 | 0 | KBY0662Orion | KBY0662 | Orion | 7.4823 | S |  | 0 | 0 | 0 | 0 |  | 0 | 0 |  | 0.021352 | 0 | 0 | 0 | 0 |  | KAW0111Horizon | Horizon | KAW0111 | 18.7047 | 18.702 | 0.66436 | 0.7283 | 0.77093 | N
Pole 3 | 2014 | ORO1101 | Buller Electricity | load_offtake | 0 | S |  | KIK0111 | Network Tasman | 3.2886 |  |  | 0 | 3.2886 | 0 | 0 | 0 | 0 | 0 | 0 | 3.2886 | 0 | 0 | 0 | 3.2886 | KIK0111Network Tasman | KIK0111 | Network Tasman | 3.2886 | S |  | 0 | 0 | 0 | 0 |  | 0 | 0 |  | 0.0093844 | 0 | 0 | 0 | 0 |  | KAW0112Norske Skog | Norske Skog | KAW0112 | 36.358 | 43.496 | 1.2914 | 1.4157 | 1.4985 | N
Pole 3 | 2014 | ORO1102 | Buller Electricity | load_offtake | 0 | S |  | KIN0111 | CHH | 49.2954 |  |  | 0 | 49.2954 | 49.2954 | 0 | 0 | 49.2954 | 0 | 0 | 0 | 0 | 0 | 0 | 0 | KIN0111CHH | KIN0111 | CHH | 49.2954 | N |  | 0 | 0 | 0 | 0 |  | 0 | 0 |  | 0 | 0 | 0 | 0 | 0 |  | KAW0113Norske Skog | Norske Skog | KAW0113 | 77.612 | 77.611 | 2.7566 | 3.022 | 3.1988 | N
Pole 3 | 2014 | WPT0111 | Buller Electricity | load_offtake | 0 | S |  | KIN0112 | CHH | 19.436 |  |  | 0 | 19.436 | 19.436 | 0 | 0 | 19.436 | 0 | 0 | 0 | 0 | 0 | 0 | 0 | KIN0112CHH | KIN0112 | CHH | 19.436 | N |  | 0 | 0 | 0 | 0 |  | 0 | 0 |  | 0 | 0 | 0 | 0 | 0 |  | KAW1101Other | Other | KAW1101 |  | 4.818 | 0 | 0 | 0 | N
noLSIren | 2014 | WPW0331 | Centralines | load_offtake | 535.088 | N |  | KIN0113 | CHH | 20.2335 |  |  | 0 | 20.2335 | 20.2335 | 0 | 0 | 20.2335 | 0 | 0 | 0 | 0 | 0 | 0 | 0 | KIN0113CHH | KIN0113 | CHH | 20.2335 | N |  | 0 | 0 | 0 | 0 |  | 0 | 0 |  | 0 | 0 | 0 | 0 | 0 |  | KBY0661Orion | Orion | KBY0661 | 12.9402 | 12.94 | 0.45961 | 0.50385 | 0.53334 | S
noNAaN | 2014 | WPW0331 | Centralines | load_offtake | 40635.351 | N |  | KIN0331 | Powerco | 18.417 |  |  | 0 | 18.417 | 18.417 | 0 | 0 | 18.417 | 0 | 0 | 0 | 0 | 0 | 0 | 0 | KIN0331Powerco | KIN0331 | Powerco | 18.417 | N |  | 0 | 0 | 0 | 0 |  | 0 | 0 |  | 0 | 0 | 0 | 0 | 0 |  | KBY0662Orion | Orion | KBY0662 | 7.4823 | 7.482 | 0.26576 | 0.29134 | 0.30839 | S
noNIGU | 2014 | WPW0331 | Centralines | load_offtake | 34026.575 | N |  | KMO0331 | Powerco | 21.1869 |  |  | 0 | 21.1869 | 21.1869 | 0 | 0 | 21.1869 | 0 | 0 | 0 | 0 | 0 | 0 | 0 | KMO0331Powerco | KMO0331 | Powerco | 21.1869 | N |  | 0 | 0 | 0 | 0 |  | 0 | 0 |  | 0 | 0 | 0 | 0 | 0 |  | KIK0111Network Tasman | Network Tasman | KIK0111 | 3.2886 | 3.294 | 0.11681 | 0.12805 | 0.13554 | S
noNIGU21 | 2014 | WPW0331 | Centralines | load_offtake | 230495.402 | N |  | KOE1101 | Top Energy | 72.2988 |  |  | 72.2988 | 72.2988 | 72.2988 | 72.2988 | 0 | 72.2988 | 72.2988 | 72.2988 | 0 | 72.2988 | 0 | 0 | 0 | KOE1101Top Energy | KOE1101 | Top Energy | 72.2988 | N |  | 0 | 0 | 0 | 1.5639 |  | 0 | 0.31635 |  | 0 | 0.1459 | 0 | 0 | 0 |  | KIN0111CHH | CHH | KIN0111 | 49.2954 | 49.294 | 1.7509 | 1.9194 | 2.0317 | N
noWRK | 2014 | WPW0331 | Centralines | load_offtake | 107910.126 | N |  | KPU0661 | Powerco | 51.0699 |  |  | 0 | 51.0699 | 51.0699 | 0 | 0 | 51.0699 | 0 | 0 | 0 | 0 | 0 | 0 | 0 | KPU0661Powerco | KPU0661 | Powerco | 51.0699 | N |  | 0 | 0 | 0 | 0 |  | 0 | 0 |  | 0 | 0 | 0 | 0 | 0 |  | KIN0112CHH | CHH | KIN0112 | 19.436 | 19.436 | 0.69033 | 0.75678 | 0.80107 | N
Pole 2 | 2014 | WPW0331 | Centralines | load_offtake | 4972921.765 | N |  | KUM0661 | Westpower | 9.66 |  |  | 0 | 9.66 | 0 | 0 | 0 | 0 | 0 | 0 | 9.66 | 0 | 0 | 0 | 9.66 | KUM0661Westpower | KUM0661 | Westpower | 9.66 | S |  | 0 | 0 | 0 | 0 |  | 0 | 0 |  | 0.027566 | 0 | 0 | 0 | 0 |  | KIN0113CHH | CHH | KIN0113 | 20.2335 | 20.235 | 0.71866 | 0.78783 | 0.83394 | N
Pole 3 | 2014 | WPW0331 | Centralines | load_offtake | 1184166.63 | N |  | KWA0111 | Wellington Electricity | 34.3602 |  |  | 0 | 34.3602 | 34.3602 | 0 | 0 | 0 | 0 | 0 | 0 | 0 | 0 | 0 | 0 | KWA0111Wellington Electricity | KWA0111 | Wellington Electricity | 34.3602 | N |  | 0 | 0 | 0 | 0 |  | 0 | 0 |  | 0 | 0 | 0 | 0 | 0 |  | KIN0331Powerco | Powerco | KIN0331 | 18.417 | 18.414 | 0.65414 | 0.7171 | 0.75907 | N
noLSIren | 2014 | KIN | CHH | DC | 3314.512 | N |  | LFD1101 | Fonterra | 7.8855 |  |  | 0 | 7.8855 | 7.8855 | 0 | 0 | 7.8855 | 0 | 0 | 0 | 0 | 0 | 0 | 0 | LFD1101Fonterra | LFD1101 | Fonterra | 7.8855 | N |  | 0 | 0 | 0 | 0 |  | 0 | 0 |  | 0 | 0 | 0 | 0 | 0 |  | KMO0331Powerco | Powerco | KMO0331 | 21.1869 | 21.185 | 0.75252 | 0.82495 | 0.87324 | N
noNAaN | 2014 | KIN | CHH | DC | 104110.541 | N |  | LFD1102 | Fonterra | 5.4033 |  |  | 0 | 5.4033 | 5.4033 | 0 | 0 | 5.4033 | 0 | 0 | 0 | 0 | 0 | 0 | 0 | LFD1102Fonterra | LFD1102 | Fonterra | 5.4033 | N |  | 0 | 0 | 0 | 0 |  | 0 | 0 |  | 0 | 0 | 0 | 0 | 0 |  | KOE1101Top Energy | Top Energy | KOE1101 | 72.2988 | 69.399 | 2.5679 | 2.8151 | 2.9799 | N
noNIGU | 2014 | KIN | CHH | DC | 175644.385 | N |  | LTN0331 | Powerco | 60.732 |  |  | 0 | 60.732 | 60.732 | 0 | 0 | 0 | 0 | 60.732 | 0 | 0 | 0 | 0 | 0 | LTN0331Powerco | LTN0331 | Powerco | 60.732 | N |  | 0 | 0 | 0 | 0 |  | 0 | 0 |  | 0 | 0 | 0 | 0 | 0 |  | KPU0661Powerco | Powerco | KPU0661 | 51.0699 | 51.065 | 1.8139 | 1.9885 | 2.1049 | N
noNIGU21 | 2014 | KIN | CHH | DC | 669417.401 | N |  | MAT1101 | TrustPower | 3.1416 |  |  | 0 | 3.1416 | 3.1416 | 0 | 0 | 3.1416 | 0 | 3.1416 | 0 | 0 | 0 | 0 | 0 | MAT1101TrustPower | MAT1101 | TrustPower | 3.1416 | N |  | 0 | 0 | 0 | 0 |  | 0 | 0 |  | 0 | 0 | 0 | 0 | 0 |  | KUM0661Westpower | Westpower | KUM0661 | 9.66 | 6.198 | 0.34311 | 0.37613 | 0.39814 | S
noWRK | 2014 | KIN | CHH | DC | 216812.742 | N |  | MAT1102 | TrustPower | 0.9954 |  |  | 0 | 0 | 0 | 0 | 0 | 0 | 0 | 0 | 0 | 0 | 0 | 0 | 0 | MAT1102TrustPower | MAT1102 | TrustPower | 0.9954 | N |  | 0 | 0 | 0 | 0 |  | 0 | 0 |  | 0 | 0 | 0 | 0 | 0 |  | KWA0111Wellington Electricity | Wellington Electricity | KWA0111 | 34.3602 | 34.361 | 1.2204 | 1.3379 | 1.4162 | N
Pole 2 | 2014 | KIN | CHH | DC | 10940569.597 | N |  | MCH0111 | Network Tasman | 2.7699 |  |  | 0 | 2.7699 | 0 | 0 | 0 | 0 | 0 | 0 | 2.7699 | 0 | 0 | 0 | 2.7699 | MCH0111Network Tasman | MCH0111 | Network Tasman | 2.7699 | S |  | 0 | 0 | 0 | 0 |  | 0 | 0 |  | 0.0079042 | 0 | 0 | 0 | 0 |  | LFD1101Fonterra | Fonterra | LFD1101 | 7.8855 | 7.886 | 0.28008 | 0.30704 | 0.32501 | N
Pole 3 | 2014 | KIN | CHH | DC | 2668103.665 | N |  | MER0331 | WEL | 0.0084 |  |  | 0.0084 | 0.0084 | 0.0084 | 0 | 0 | 0.0084 | 0.0084 | 0 | 0 | 0.0084 | 0 | 0 | 0 | MER0331WEL | MER0331 | WEL | 0.0084 | N |  | 0 | 0 | 0 | 0 |  | 0 | 3.6755e-05 |  | 0 | 1.6951e-05 | 0 | 0 | 0 |  | LFD1102Fonterra | Fonterra | LFD1102 | 5.4033 | 5.403 | 0.19192 | 0.21039 | 0.2227 | N
noLSIren | 2014 | CYD0331 | Contact | load_offtake | 0 | S |  | MGM0331 | Powerco | 11.8944 |  |  | 0 | 11.8944 | 11.8944 | 0 | 0 | 0 | 0 | 0 | 0 | 0 | 0 | 0 | 0 | MGM0331Powerco | MGM0331 | Powerco | 11.8944 | N |  | 0 | 0 | 0 | 0 |  | 0 | 0 |  | 0 | 0 | 0 | 0 | 0 |  | LTN0331Powerco | Powerco | LTN0331 | 60.732 | 60.276 | 2.1571 | 2.3647 | 2.5031 | N
noLSIren | 2014 | CYD2201 | Contact | load_offtake | 68.012 | S |  | MHO0331 | Electra | 37.1931 |  |  | 0 | 37.1931 | 37.1931 | 0 | 0 | 0 | 0 | 0 | 0 | 0 | 0 | 0 | 0 | MHO0331Electra | MHO0331 | Electra | 37.1931 | N |  | 0 | 0 | 0 | 0 |  | 0 | 0 |  | 0 | 0 | 0 | 0 | 0 |  | MAT1101TrustPower | TrustPower | MAT1101 | 3.1416 | 3.31 | 0.11158 | 0.12232 | 0.12948 | N
noLSIren | 2014 | CYD2201 CYD0 | Contact | generation | 92277.701 | S |  | MKE1101 | Todd | 0.8694 |  |  | 0 | 0.8694 | 0.8694 | 0 | 0 | 0 | 0 | 0 | 0 | 0 | 0 | 0 | 0 | MKE1101Todd | MKE1101 | Todd | 0.8694 | N |  | 0 | 0 | 0 | 0 |  | 0 | 0 |  | 0 | 0 | 0 | 0 | 0 |  | MAT1102TrustPower | TrustPower | MAT1102 | 0.9954 | #N/A | 0.035355 | 0.038758 | 0.041026 | N
noLSIren | 2014 | OKI2201 OKI0 | Contact | generation | 0 | N |  | MLG0111 | Wellington Electricity | 27.3882 |  |  | 0 | 27.3882 | 27.3882 | 0 | 0 | 0 | 0 | 0 | 0 | 0 | 0 | 0 | 0 | MLG0111Wellington Electricity | MLG0111 | Wellington Electricity | 27.3882 | N |  | 0 | 0 | 0 | 0 |  | 0 | 0 |  | 0 | 0 | 0 | 0 | 0 |  | MCH0111Network Tasman | Network Tasman | MCH0111 | 2.7699 | 2.773 | 0.098382 | 0.10785 | 0.11416 | S
noLSIren | 2014 | OTA0221 | Contact | load_offtake | 11.6039 | N |  | MLG0331 | Wellington Electricity | 37.233 |  |  | 0 | 37.233 | 37.233 | 0 | 0 | 0 | 0 | 0 | 0 | 0 | 0 | 0 | 0 | MLG0331Wellington Electricity | MLG0331 | Wellington Electricity | 37.233 | N |  | 0 | 0 | 0 | 0 |  | 0 | 0 |  | 0 | 0 | 0 | 0 | 0 |  | MER0331WEL | WEL | MER0331 | 0.0084 | 0.003 | 0.00029835 | 0.00032707 | 0.00034621 | N
noLSIren | 2014 | PPI2201 | Contact | load_offtake | 0 | N |  | MNG0331 | Vector | 100.8966 |  |  | 100.8966 | 100.8966 | 100.8966 | 0 | 0 | 100.8966 | 100.8966 | 0 | 0 | 100.8966 | 0 | 0 | 0 | MNG0331Vector | MNG0331 | Vector | 100.8966 | N |  | 0 | 0 | 0 | 0 |  | 0 | 0.44148 |  | 0 | 0.20361 | 0 | 0 | 0 |  | MGM0331Powerco | Powerco | MGM0331 | 11.8944 | 11.891 | 0.42247 | 0.46313 | 0.49024 | N
noLSIren | 2014 | PPI2201 PPI0 | Contact | generation | 0 | N |  | MNG1101 | Pacific Steel | 0 |  |  | 0 | 0 | 0 | 0 | 0 | 0 | 0 | 0 | 0 | 0 | 0 | 0 | 0 | MNG1101Pacific Steel | MNG1101 | Pacific Steel | 0 | N |  | 0 | 0 | 0 | 0 |  | 0 | 0 |  | 0 | 0 | 0 | 0 | 0 |  | MHO0331Electra | Electra | MHO0331 | 37.1931 | 37.194 | 1.321 | 1.4482 | 1.5329 | N
noLSIren | 2014 | ROX1101 ROX0 | Contact | generation | 0 | S |  | MNI0111 | Methanex | 9.5025 |  |  | 0 | 9.5025 | 9.5025 | 0 | 0 | 0 | 0 | 0 | 0 | 0 | 0 | 0 | 0 | MNI0111Methanex | MNI0111 | Methanex | 9.5025 | N |  | 0 | 0 | 0 | 0 |  | 0 | 0 |  | 0 | 0 | 0 | 0 | 0 |  | MKE1101Todd | Todd | MKE1101 | 0.8694 | 0.869 | 0.03088 | 0.033852 | 0.035833 | N
noLSIren | 2014 | ROX2201 ROX0 | Contact | generation | 0 | S |  | MPE1101 | Northpower | 106.743 |  |  | 106.743 | 106.743 | 106.743 | 106.743 | 0 | 106.743 | 106.743 | 0 | 0 | 106.743 | 0 | 0 | 0 | MPE1101Northpower | MPE1101 | Northpower | 106.743 | N |  | 0 | 0 | 0 | 2.3089 |  | 0 | 0.46706 |  | 0 | 0.21541 | 0 | 0 | 0 |  | MLG0111Wellington Electricity | Wellington Electricity | MLG0111 | 27.3882 | 27.39 | 0.97278 | 1.0664 | 1.1288 | N
noLSIren | 2014 | SFD2201 | Contact | load_offtake | 0 | N |  | MST0331 | Powerco | 45.0114 |  |  | 0 | 45.0114 | 45.0114 | 0 | 0 | 0 | 0 | 0 | 0 | 0 | 0 | 0 | 0 | MST0331Powerco | MST0331 | Powerco | 45.0114 | N |  | 0 | 0 | 0 | 0 |  | 0 | 0 |  | 0 | 0 | 0 | 0 | 0 |  | MLG0331Wellington Electricity | Wellington Electricity | MLG0331 | 37.233 | 37.232 | 1.3225 | 1.4497 | 1.5346 | N
noLSIren | 2014 | SFD2201 SFD21 | Contact | generation | 5700.839 | N |  | MTI2201 | MRP | 4.914 |  |  | 0 | 0 | 0 | 0 | 0 | 0 | 0 | 0 | 0 | 0 | 0 | 0 | 0 | MTI2201MRP | MTI2201 | MRP | 4.914 | N |  | 0 | 0 | 0 | 0 |  | 0 | 0 |  | 0 | 0 | 0 | 0 | 0 |  | MNG0331Vector | Vector | MNG0331 | 100.8966 | 100.897 | 3.5837 | 3.9286 | 4.1585 | N
noLSIren | 2014 | SFD2201 SFD22 | Contact | generation | 0 | N |  | MTM0331 | Powerco | 65.4381 |  |  | 0 | 65.4381 | 65.4381 | 0 | 0 | 65.4381 | 0 | 0 | 0 | 0 | 0 | 0 | 0 | MTM0331Powerco | MTM0331 | Powerco | 65.4381 | N |  | 0 | 0 | 0 | 0 |  | 0 | 0 |  | 0 | 0 | 0 | 0 | 0 |  | MNG1101Pacific Steel | Pacific Steel | MNG1101 | 0 | 50.337 | 0 | 0 | 0 | N
noLSIren | 2014 | SFD2201 SPL0 | Contact | generation | 0 | N |  | MTN0331 | Powerco | 16.6971 |  |  | 0 | 16.6971 | 16.6971 | 0 | 0 | 0 | 0 | 0 | 0 | 0 | 0 | 0 | 0 | MTN0331Powerco | MTN0331 | Powerco | 16.6971 | N |  | 0 | 0 | 0 | 0 |  | 0 | 0 |  | 0 | 0 | 0 | 0 | 0 |  | MNI0111Methanex | Methanex | MNI0111 | 9.5025 | 9.501 | 0.33751 | 0.37 | 0.39165 | N
noLSIren | 2014 | THI2201 | Contact | load_offtake | 412.585 | N |  | MTO0331 | Northpower | 17.9298 |  |  | 17.9298 | 17.9298 | 17.9298 | 17.9298 | 0 | 17.9298 | 17.9298 | 0 | 0 | 17.9298 | 0 | 0 | 0 | MTO0331Northpower | MTO0331 | Northpower | 17.9298 | N |  | 0 | 0 | 0 | 0.38783 |  | 0 | 0.078454 |  | 0 | 0.036183 | 0 | 0 | 0 |  | MPE1101Northpower | Northpower | MPE1101 | 106.743 | 102.641 | 3.7913 | 4.1562 | 4.3995 | N
noLSIren | 2014 | THI2201 THI1 | Contact | generation | 0 | N |  | MTR0331 | Powerco | 7.1169 |  |  | 0 | 7.1169 | 7.1169 | 0 | 0 | 0 | 0 | 0 | 0 | 0 | 0 | 0 | 0 | MTR0331Powerco | MTR0331 | Powerco | 7.1169 | N |  | 0 | 0 | 0 | 0 |  | 0 | 0 |  | 0 | 0 | 0 | 0 | 0 |  | MST0331Powerco | Powerco | MST0331 | 45.0114 | 44.433 | 1.5987 | 1.7526 | 1.8552 | N
noLSIren | 2014 | THI2201 THI2 | Contact | generation | 0 | N |  | NAP2201 | Other | 0 |  |  | 0 | 0 | 0 | 0 | 0 | 0 | 0 | 0 | 0 | 0 | 0 | 0 | 0 | NAP2201Other | NAP2201 | Other | 0 | N |  | 0 | 0 | 0 | 0 |  | 0 | 0 |  | 0 | 0 | 0 | 0 | 0 |  | MTI2201MRP | MRP | MTI2201 | 4.914 | 0 | 0.17454 | 0.19134 | 0.20253 | N
noLSIren | 2014 | TWH0331 TRC1 | Contact | generation | 0 | N |  | NAP2202 | MRP | 14.4648 |  |  | 0 | 0 | 0 | 0 | 0 | 0 | 0 | 0 | 0 | 0 | 0 | 0 | 0 | NAP2202MRP | NAP2202 | MRP | 14.4648 | N |  | 0 | 0 | 0 | 0 |  | 0 | 0 |  | 0 | 0 | 0 | 0 | 0 |  | MTM0331Powerco | Powerco | MTM0331 | 65.4381 | 65.444 | 2.3242 | 2.5479 | 2.6971 | N
noLSIren | 2014 | WHI0111 | Contact | load_offtake | 0.95587 | N |  | NMA0331 | The Power Company | 60.6207 |  |  | 0 | 60.6207 | 0 | 0 | 60.6207 | 0 | 0 | 0 | 0 | 0 | 0 | 0 | 0 | NMA0331The Power Company | NMA0331 | The Power Company | 60.6207 | S |  | 0 | 0 | 0 | 0 |  | 0 | 0 |  | 0 | 0 | 0 | 0 | 0 |  | MTN0331Powerco | Powerco | MTN0331 | 16.6971 | 16.698 | 0.59305 | 0.65013 | 0.68818 | N
noLSIren | 2014 | WHI2201 | Contact | load_offtake | 8.511 | N |  | NPK0331 | The Lines Company | 6.7116 |  |  | 0 | 6.7116 | 6.7116 | 0 | 0 | 0 | 0 | 0 | 0 | 0 | 0 | 0 | 0 | NPK0331The Lines Company | NPK0331 | The Lines Company | 6.7116 | N |  | 0 | 0 | 0 | 0 |  | 0 | 0 |  | 0 | 0 | 0 | 0 | 0 |  | MTO0331Northpower | Northpower | MTO0331 | 17.9298 | 17.93 | 0.63683 | 0.69813 | 0.73899 | N
noLSIren | 2014 | WHI2201 WHI0 | Contact | generation | 174.71 | N |  | NPL0331 | Other | 0 |  |  | 0 | 0 | 0 | 0 | 0 | 0 | 0 | 0 | 0 | 0 | 0 | 0 | 0 | NPL0331Other | NPL0331 | Other | 0 | N |  | 0 | 0 | 0 | 0 |  | 0 | 0 |  | 0 | 0 | 0 | 0 | 0 |  | MTR0331Powerco | Powerco | MTR0331 | 7.1169 | 7.111 | 0.25278 | 0.27711 | 0.29333 | N
noLSIren | 2014 | WRK0331 TAA0 | Contact | generation | 0 | N |  | NPL0331 | Powerco | 20.412 |  |  | 0 | 20.412 | 20.412 | 0 | 0 | 0 | 0 | 0 | 0 | 0 | 0 | 0 | 0 | NPL0331Powerco | NPL0331 | Powerco | 20.412 | N |  | 0 | 0 | 0 | 0 |  | 0 | 0 |  | 0 | 0 | 0 | 0 | 0 |  | NAP2201Other | Other | NAP2201 |  | 5.195 | 0 | 0 | 0 | N
noLSIren | 2014 | WRK2201 WRK0 | Contact | generation | 0 | N |  | NSY0331 | OtagoNet JV | 33.4299 |  |  | 0 | 33.4299 | 0 | 0 | 0 | 0 | 0 | 0 | 0 | 0 | 0 | 0 | 0 | NSY0331OtagoNet JV | NSY0331 | OtagoNet JV | 33.4299 | S |  | 0 | 0 | 0 | 0 |  | 0 | 0 |  | 0 | 0 | 0 | 0 | 0 |  | NAP2202MRP | MRP | NAP2202 | 14.4648 | 0.758 | 0.51376 | 0.56321 | 0.59618 | N
noNAaN | 2014 | CYD0331 | Contact | load_offtake | 3.4413 | S |  | OAM0331 | Network Waitaki | 43.2432 |  |  | 0 | 43.2432 | 0 | 0 | 0 | 0 | 0 | 0 | 0 | 0 | 0 | 0 | 0 | OAM0331Network Waitaki | OAM0331 | Network Waitaki | 43.2432 | S |  | 0 | 0 | 0 | 0 |  | 0 | 0 |  | 0 | 0 | 0 | 0 | 0 | PowerNet | NMA0331The Power Company | The Power Company | NMA0331 | 60.6207 | #N/A | 2.1531 | 2.3604 | 2.4985 | S
noNAaN | 2014 | CYD2201 | Contact | load_offtake | 5.75 | S |  | OHA2201 | Meridian | 4.7166 |  |  | 0 | 0 | 0 | 0 | 0 | 0 | 0 | 0 | 0 | 0 | 0 | 0 | 0 | OHA2201Meridian | OHA2201 | Meridian | 4.7166 | S |  | 0 | 0 | 0 | 0 |  | 0 | 0 |  | 0 | 0 | 0 | 0 | 0 |  | NPK0331The Lines Company | The Lines Company | NPK0331 | 6.7116 | 6.712 | 0.23838 | 0.26133 | 0.27662 | N
noNAaN | 2014 | CYD2201 CYD0 | Contact | generation | 0 | S |  | OHB2201 | Meridian | 4.1601 |  |  | 0 | 0 | 0 | 0 | 0 | 0 | 0 | 0 | 0 | 0 | 0 | 0 | 0 | OHB2201Meridian | OHB2201 | Meridian | 4.1601 | S |  | 0 | 0 | 0 | 0 |  | 0 | 0 |  | 0 | 0 | 0 | 0 | 0 |  | NPL0331Other | Other | NPL0331 |  | 0.27717 | 0 | 0 | 0 | N
noNAaN | 2014 | OKI2201 OKI0 | Contact | generation | 0 | N |  | OHC2201 | Meridian | 3.9774 |  |  | 0 | 0 | 0 | 0 | 0 | 0 | 0 | 0 | 0 | 0 | 0 | 0 | 0 | OHC2201Meridian | OHC2201 | Meridian | 3.9774 | S |  | 0 | 0 | 0 | 0 |  | 0 | 0 |  | 0 | 0 | 0 | 0 | 0 |  | NPL0331Powerco | Powerco | NPL0331 | 20.412 | 20.3538 | 0.725 | 0.79478 | 0.8413 | N
noNAaN | 2014 | OTA0221 | Contact | load_offtake | 2904.2217 | N |  | OHK2201 | MRP | 5.691 |  |  | 0 | 0 | 0 | 0 | 0 | 0 | 0 | 0 | 0 | 0 | 0 | 0 | 0 | OHK2201MRP | OHK2201 | MRP | 5.691 | N |  | 0 | 0 | 0 | 0 |  | 0 | 0 |  | 0 | 0 | 0 | 0 | 0 | PowerNet | NSY0331OtagoNet JV | OtagoNet JV | NSY0331 | 33.4299 | #N/A | 1.1874 | 1.3017 | 1.3778 | S
noNAaN | 2014 | PPI2201 | Contact | load_offtake | 34.108 | N |  | OKI2201 | Contact | 3.969 |  |  | 0 | 0 | 0 | 0 | 0 | 0 | 0 | 0 | 0 | 0 | 0 | 0 | 0 | OKI2201Contact | OKI2201 | Contact | 3.969 | N |  | 0 | 0 | 0 | 0 |  | 0 | 0 |  | 0 | 0 | 0 | 0 | 0 |  | OAM0331Network Waitaki | Network Waitaki | OAM0331 | 43.2432 | 42.964 | 1.5359 | 1.6838 | 1.7823 | S
noNAaN | 2014 | PPI2201 PPI0 | Contact | generation | 0 | N |  | OKN0111 | Powerco | 2.3457 |  |  | 0 | 2.3457 | 2.3457 | 0 | 0 | 0 | 0 | 0 | 0 | 0 | 0 | 0 | 0 | OKN0111Powerco | OKN0111 | Powerco | 2.3457 | N |  | 0 | 0 | 0 | 0 |  | 0 | 0 |  | 0 | 0 | 0 | 0 | 0 |  | OHA2201Meridian | Meridian | OHA2201 | 4.7166 | 0 | 0.16753 | 0.18365 | 0.1944 | S
noNAaN | 2014 | ROX1101 ROX0 | Contact | generation | 0 | S |  | OKN0111 | The Lines Company | 7.5348 |  |  | 0 | 7.5348 | 7.5348 | 0 | 0 | 0 | 0 | 0 | 0 | 0 | 0 | 0 | 0 | OKN0111The Lines Company | OKN0111 | The Lines Company | 7.5348 | N |  | 0 | 0 | 0 | 0 |  | 0 | 0 |  | 0 | 0 | 0 | 0 | 0 |  | OHB2201Meridian | Meridian | OHB2201 | 4.1601 | 0 | 0.14776 | 0.16198 | 0.17146 | S
noNAaN | 2014 | ROX2201 ROX0 | Contact | generation | 0 | S |  | ONG0331 | The Lines Company | 14.4501 |  |  | 0 | 14.4501 | 14.4501 | 0 | 0 | 0 | 0 | 0 | 0 | 0 | 0 | 0 | 0 | ONG0331The Lines Company | ONG0331 | The Lines Company | 14.4501 | N |  | 0 | 0 | 0 | 0 |  | 0 | 0 |  | 0 | 0 | 0 | 0 | 0 |  | OHC2201Meridian | Meridian | OHC2201 | 3.9774 | 0 | 0.14127 | 0.15487 | 0.16393 | S
noNAaN | 2014 | SFD2201 | Contact | load_offtake | 725.388 | N |  | OPK0331 | Powerco | 12.0687 |  |  | 0 | 12.0687 | 12.0687 | 0 | 0 | 0 | 0 | 0 | 0 | 0 | 0 | 0 | 0 | OPK0331Powerco | OPK0331 | Powerco | 12.0687 | N |  | 0 | 0 | 0 | 0 |  | 0 | 0 |  | 0 | 0 | 0 | 0 | 0 |  | OHK2201MRP | MRP | OHK2201 | 5.691 | 0 | 0.20213 | 0.22159 | 0.23456 | N
noNAaN | 2014 | SFD2201 SFD21 | Contact | generation | 0 | N |  | ORO1101 | Buller Electricity | 9.3618 |  |  | 0 | 9.3618 | 0 | 0 | 0 | 0 | 0 | 0 | 9.3618 | 0 | 0 | 0 | 9.3618 | ORO1101Buller Electricity | ORO1101 | Buller Electricity | 9.3618 | S |  | 0 | 0 | 0 | 0 |  | 0 | 0 |  | 0.026715 | 0 | 0 | 0 | 0 |  | OKI2201Contact | Contact | OKI2201 | 3.969 | 0 | 0.14097 | 0.15454 | 0.16359 | N
noNAaN | 2014 | SFD2201 SFD22 | Contact | generation | 0 | N |  | ORO1102 | Buller Electricity | 9.6453 |  |  | 0 | 9.6453 | 0 | 0 | 0 | 0 | 0 | 0 | 9.6453 | 0 | 0 | 0 | 9.6453 | ORO1102Buller Electricity | ORO1102 | Buller Electricity | 9.6453 | S |  | 0 | 0 | 0 | 0 |  | 0 | 0 |  | 0.027524 | 0 | 0 | 0 | 0 |  | OKN0111Powerco | Powerco | OKN0111 | 2.3457 | 2.278 | 0.083315 | 0.091334 | 0.09668 | N
noNAaN | 2014 | SFD2201 SPL0 | Contact | generation | 0 | N |  | OTA0221 | Contact | 6.0522 |  |  | 6.0522 | 6.0522 | 6.0522 | 0 | 0 | 6.0522 | 6.0522 | 0 | 0 | 6.0522 | 0 | 0 | 0 | OTA0221Contact | OTA0221 | Contact | 6.0522 | N |  | 0 | 0 | 0 | 0 |  | 0 | 0.026482 |  | 0 | 0.012214 | 0 | 0 | 0 |  | OKN0111The Lines Company | The Lines Company | OKN0111 | 7.5348 | 7.3139 | 0.26762 | 0.29338 | 0.31055 | N
noNAaN | 2014 | THI2201 | Contact | load_offtake | 1004.806 | N |  | OTA0221 | Vector | 63.0882 |  |  | 63.0882 | 63.0882 | 63.0882 | 0 | 0 | 63.0882 | 63.0882 | 0 | 0 | 63.0882 | 0 | 0 | 0 | OTA0221Vector | OTA0221 | Vector | 63.0882 | N |  | 0 | 0 | 0 | 0 |  | 0 | 0.27605 |  | 0 | 0.12731 | 0 | 0 | 0 |  | ONG0331The Lines Company | The Lines Company | ONG0331 | 14.4501 | 9.66 | 0.51324 | 0.56264 | 0.59557 | N
noNAaN | 2014 | THI2201 THI1 | Contact | generation | 0 | N |  | OTI0111 | Westpower | 0.6195 |  |  | 0 | 0.6195 | 0 | 0 | 0 | 0 | 0 | 0 | 0.6195 | 0 | 0 | 0 | 0.6195 | OTI0111Westpower | OTI0111 | Westpower | 0.6195 | S |  | 0 | 0 | 0 | 0 |  | 0 | 0 |  | 0.0017678 | 0 | 0 | 0 | 0 |  | OPK0331Powerco | Powerco | OPK0331 | 12.0687 | 12.054 | 0.42866 | 0.46992 | 0.49742 | N
noNAaN | 2014 | THI2201 THI2 | Contact | generation | 0 | N |  | OWH0111 | Unison | 13.4904 |  |  | 0 | 13.4904 | 13.4904 | 0 | 0 | 13.4904 | 0 | 0 | 0 | 0 | 0 | 0 | 0 | OWH0111Unison | OWH0111 | Unison | 13.4904 | N |  | 0 | 0 | 0 | 0 |  | 0 | 0 |  | 0 | 0 | 0 | 0 | 0 | 9.3618 | ORO1101Buller Electricity | Buller Electricity | ORO1101 | 9.3618 | 8.924 | 0.33251 | 0.36452 | 0.38585 | S
noNAaN | 2014 | TWH0331 TRC1 | Contact | generation | 0 | N |  | PAK0331 | Vector | 138.1548 |  |  | 138.1548 | 138.1548 | 138.1548 | 0 | 0 | 138.1548 | 138.1548 | 0 | 0 | 138.1548 | 0 | 0 | 0 | PAK0331Vector | PAK0331 | Vector | 138.1548 | N |  | 0 | 0 | 0 | 0 |  | 0 | 0.60451 |  | 0 | 0.2788 | 0 | 0 | 0 | 9.6453 | ORO1102Buller Electricity | Buller Electricity | ORO1102 | 9.6453 | 8.814 | 0.34258 | 0.37556 | 0.39754 | S
noNAaN | 2014 | WHI0111 | Contact | load_offtake | 44.7921 | N |  | PAO1101 | Powerco | 33.1989 |  |  | 0 | 33.1989 | 33.1989 | 0 | 0 | 0 | 0 | 0 | 0 | 0 | 0 | 0 | 0 | PAO1101Powerco | PAO1101 | Powerco | 33.1989 | N |  | 0 | 0 | 0 | 0 |  | 0 | 0 |  | 0 | 0 | 0 | 0 | 0 |  | OTA0221Contact | Contact | OTA0221 | 6.0522 | 5.9541 | 0.21496 | 0.23565 | 0.24945 | N
noNAaN | 2014 | WHI2201 | Contact | load_offtake | 420.047 | N |  | PEN0221 | Vector | 55.4127 |  |  | 55.4127 | 55.4127 | 55.4127 | 0 | 0 | 55.4127 | 55.4127 | 0 | 0 | 55.4127 | 0 | 0 | 0 | PEN0221Vector | PEN0221 | Vector | 55.4127 | N |  | 0 | 0 | 0 | 0 |  | 0 | 0.24246 |  | 0 | 0.11182 | 0 | 0 | 0 |  | OTA0221Vector | Vector | OTA0221 | 63.0882 | 62.3504 | 2.2408 | 2.4565 | 2.6002 | N
noNAaN | 2014 | WHI2201 WHI0 | Contact | generation | 0 | N |  | PEN0251 | Kiwirail | 1.5267 |  |  | 0 | 0 | 0 | 0 | 0 | 0 | 0 | 0 | 0 | 0 | 0 | 0 | 0 | PEN0251Kiwirail | PEN0251 | Kiwirail | 1.5267 | N |  | 0 | 0 | 0 | 0 |  | 0 | 0 |  | 0 | 0 | 0 | 0 | 0 |  | OTI0111Westpower | Westpower | OTI0111 | 0.6195 | 0.622 | 0.022004 | 0.024121 | 0.025533 | S
noNAaN | 2014 | WRK0331 TAA0 | Contact | generation | 0 | N |  | PEN0331 | Other | 0 |  |  | 0 | 0 | 0 | 0 | 0 | 0 | 0 | 0 | 0 | 0 | 0 | 0 | 0 | PEN0331Other | PEN0331 | Other | 0 | N |  | 0 | 0 | 0 | 0 |  | 0 | 0 |  | 0 | 0 | 0 | 0 | 0 |  | OWH0111Unison | Unison | OWH0111 | 13.4904 | 13.489 | 0.47916 | 0.52527 | 0.55602 | N
noNAaN | 2014 | WRK2201 WRK0 | Contact | generation | 0 | N |  | PEN0331 | Vector | 267.1074 |  |  | 267.1074 | 267.1074 | 267.1074 | 0 | 0 | 267.1074 | 267.1074 | 0 | 0 | 267.1074 | 0 | 0 | 0 | PEN0331Vector | PEN0331 | Vector | 267.1074 | N |  | 0 | 0 | 0 | 0 |  | 0 | 1.1688 |  | 0 | 0.53903 | 0 | 0 | 0 |  | PAK0331Vector | Vector | PAK0331 | 138.1548 | 138.154 | 4.907 | 5.3793 | 5.6942 | N
noNIGU | 2014 | CYD0331 | Contact | load_offtake | 32.8471 | S |  | PEN1101 | Vector | 200.0901 |  |  | 200.0901 | 200.0901 | 200.0901 | 0 | 0 | 200.0901 | 200.0901 | 0 | 0 | 200.0901 | 0 | 0 | 0 | PEN1101Vector | PEN1101 | Vector | 200.0901 | N |  | 0 | 0 | 0 | 0 |  | 0 | 0.87551 |  | 0 | 0.40379 | 0 | 0 | 0 |  | PAO1101Powerco | Powerco | PAO1101 | 33.1989 | 33.198 | 1.1792 | 1.2927 | 1.3683 | N
noNIGU | 2014 | CYD2201 | Contact | load_offtake | 166.493 | S |  | PNI0331 | Wellington Electricity | 20.3574 |  |  | 0 | 20.3574 | 20.3574 | 0 | 0 | 0 | 0 | 0 | 0 | 0 | 0 | 0 | 0 | PNI0331Wellington Electricity | PNI0331 | Wellington Electricity | 20.3574 | N |  | 0 | 0 | 0 | 0 |  | 0 | 0 |  | 0 | 0 | 0 | 0 | 0 |  | PEN0221Vector | Vector | PEN0221 | 55.4127 | 55.405 | 1.9682 | 2.1576 | 2.2839 | N
noNIGU | 2014 | CYD2201 CYD0 | Contact | generation | 0 | S |  | PPI2201 | Contact | 2.814 |  |  | 0 | 2.814 | 2.814 | 0 | 0 | 2.814 | 0 | 0 | 0 | 0 | 0 | 0 | 0 | PPI2201Contact | PPI2201 | Contact | 2.814 | N |  | 0 | 0 | 0 | 0 |  | 0 | 0 |  | 0 | 0 | 0 | 0 | 0 |  | PEN0251Kiwirail | Kiwirail | PEN0251 | 1.5267 | 1.302 | 0.054226 | 0.059445 | 0.062924 | N
noNIGU | 2014 | OKI2201 OKI0 | Contact | generation | 110427.362 | N |  | PRM0331 | Electra | 59.5707 |  |  | 0 | 59.5707 | 59.5707 | 0 | 0 | 0 | 0 | 0 | 0 | 0 | 0 | 0 | 0 | PRM0331Electra | PRM0331 | Electra | 59.5707 | N |  | 0 | 0 | 0 | 0 |  | 0 | 0 |  | 0 | 0 | 0 | 0 | 0 |  | PEN0331Other | Other | PEN0331 |  | 0.15334 | 0 | 0 | 0 | N
noNIGU | 2014 | OTA0221 | Contact | load_offtake | 199456.0612 | N |  | RDF0331 | Unison | 64.0101 |  |  | 0 | 64.0101 | 64.0101 | 0 | 0 | 64.0101 | 0 | 0 | 0 | 0 | 0 | 0 | 0 | RDF0331Unison | RDF0331 | Unison | 64.0101 | N |  | 0 | 0 | 0 | 0 |  | 0 | 0 |  | 0 | 0 | 0 | 0 | 0 |  | PEN0331Vector | Vector | PEN0331 | 267.1074 | 267.2171 | 9.4872 | 10.4003 | 11.009 | N
noNIGU | 2014 | PPI2201 | Contact | load_offtake | 20.673 | N |  | RFN1101 | Westpower | 9.1392 |  |  | 0 | 9.1392 | 0 | 0 | 0 | 0 | 0 | 0 | 9.1392 | 0 | 0 | 0 | 9.1392 | RFN1101Westpower | RFN1101 | Westpower | 9.1392 | S |  | 0 | 0 | 0 | 0 |  | 0 | 0 |  | 0.02608 | 0 | 0 | 0 | 0 |  | PEN1101Vector | Vector | PEN1101 | 200.0901 | 199.941 | 7.1068 | 7.7909 | 8.2469 | N
noNIGU | 2014 | PPI2201 PPI0 | Contact | generation | 57699.374 | N |  | RFN1102 | Westpower | 10.2354 |  |  | 0 | 10.2354 | 0 | 0 | 0 | 0 | 0 | 0 | 10.2354 | 0 | 0 | 0 | 10.2354 | RFN1102Westpower | RFN1102 | Westpower | 10.2354 | S |  | 0 | 0 | 0 | 0 |  | 0 | 0 |  | 0.029208 | 0 | 0 | 0 | 0 |  | PNI0331Wellington Electricity | Wellington Electricity | PNI0331 | 20.3574 | 20.354 | 0.72306 | 0.79265 | 0.83905 | N
noNIGU | 2014 | ROX1101 ROX0 | Contact | generation | 0 | S |  | ROS0221 | Vector | 127.6821 |  |  | 127.6821 | 127.6821 | 127.6821 | 0 | 0 | 127.6821 | 127.6821 | 0 | 0 | 127.6821 | 0 | 0 | 0 | ROS0221Vector | ROS0221 | Vector | 127.6821 | N |  | 0 | 0 | 0 | 0 |  | 0 | 0.55869 |  | 0 | 0.25767 | 0 | 0 | 0 |  | PPI2201Contact | Contact | PPI2201 | 2.814 | 2.822 | 0.099948 | 0.10957 | 0.11598 | N
noNIGU | 2014 | ROX2201 ROX0 | Contact | generation | 0 | S |  | ROS1101 | Vector | 149.4045 |  |  | 149.4045 | 149.4045 | 149.4045 | 0 | 0 | 149.4045 | 149.4045 | 0 | 0 | 149.4045 | 0 | 0 | 0 | ROS1101Vector | ROS1101 | Vector | 149.4045 | N |  | 0 | 0 | 0 | 0 |  | 0 | 0.65373 |  | 0 | 0.3015 | 0 | 0 | 0 |  | PRM0331Electra | Electra | PRM0331 | 59.5707 | 59.568 | 2.1158 | 2.3195 | 2.4553 | N
noNIGU | 2014 | SFD2201 | Contact | load_offtake | 7185.788 | N |  | ROT0111 | Unison | 29.421 |  |  | 0 | 29.421 | 29.421 | 0 | 0 | 29.421 | 0 | 0 | 0 | 0 | 0 | 0 | 0 | ROT0111Unison | ROT0111 | Unison | 29.421 | N |  | 0 | 0 | 0 | 0 |  | 0 | 0 |  | 0 | 0 | 0 | 0 | 0 |  | RDF0331Unison | Unison | RDF0331 | 64.0101 | 61.059 | 2.2735 | 2.4923 | 2.6382 | N
noNIGU | 2014 | SFD2201 SFD21 | Contact | generation | 4167.308 | N |  | ROT0331 | Unison | 44.0118 |  |  | 0 | 44.0118 | 44.0118 | 0 | 0 | 44.0118 | 0 | 0 | 0 | 0 | 0 | 0 | 0 | ROT0331Unison | ROT0331 | Unison | 44.0118 | N |  | 0 | 0 | 0 | 0 |  | 0 | 0 |  | 0 | 0 | 0 | 0 | 0 |  | RFN1101Westpower | Westpower | RFN1101 | 9.1392 | 9.14 | 0.32461 | 0.35585 | 0.37668 | S
noNIGU | 2014 | SFD2201 SFD22 | Contact | generation | 0 | N |  | ROT1101 | TrustPower | 0.0735 |  |  | 0 | 0.0735 | 0.0735 | 0 | 0 | 0.0735 | 0 | 0 | 0 | 0 | 0 | 0 | 0 | ROT1101TrustPower | ROT1101 | TrustPower | 0.0735 | N |  | 0 | 0 | 0 | 0 |  | 0 | 0 |  | 0 | 0 | 0 | 0 | 0 |  | RFN1102Westpower | Westpower | RFN1102 | 10.2354 | 10.239 | 0.36354 | 0.39853 | 0.42186 | S
noNIGU | 2014 | SFD2201 SPL0 | Contact | generation | 0 | N |  | SBK0331 | Mainpower | 43.9173 |  |  | 0 | 43.9173 | 0 | 0 | 0 | 0 | 0 | 0 | 43.9173 | 0 | 0 | 0 | 0 | SBK0331Mainpower | SBK0331 | Mainpower | 43.9173 | S |  | 0 | 0 | 0 | 0 |  | 0 | 0 |  | 0.12532 | 0 | 0 | 0 | 0 |  | ROS0221Vector | Vector | ROS0221 | 127.6821 | 127.688 | 4.535 | 4.9715 | 5.2625 | N
noNIGU | 2014 | THI2201 | Contact | load_offtake | 5987.584 | N |  | SDN0331 | Aurora Energy | 73.1094 |  |  | 0 | 73.1094 | 0 | 0 | 0 | 0 | 0 | 0 | 0 | 0 | 0 | 0 | 0 | SDN0331Aurora Energy | SDN0331 | Aurora Energy | 73.1094 | S |  | 0 | 0 | 0 | 0 |  | 0 | 0 |  | 0 | 0 | 0 | 0 | 0 |  | ROS1101Vector | Vector | ROS1101 | 149.4045 | 149.388 | 5.3066 | 5.8173 | 6.1578 | N
noNIGU | 2014 | THI2201 THI1 | Contact | generation | 93339.116 | N |  | SFD0331 | Powerco | 35.1603 |  |  | 0 | 35.1603 | 35.1603 | 0 | 0 | 0 | 0 | 0 | 0 | 0 | 0 | 0 | 0 | SFD0331Powerco | SFD0331 | Powerco | 35.1603 | N |  | 0 | 0 | 0 | 0 |  | 0 | 0 |  | 0 | 0 | 0 | 0 | 0 |  | ROT0111Unison | Unison | ROT0111 | 29.421 | 29.425 | 1.045 | 1.1456 | 1.2126 | N
noNIGU | 2014 | THI2201 THI2 | Contact | generation | 93339.116 | N |  | SFD2201 | Contact | 9.198 |  |  | 0 | 9.198 | 9.198 | 0 | 0 | 0 | 0 | 0 | 0 | 0 | 0 | 0 | 0 | SFD2201Contact | SFD2201 | Contact | 9.198 | N |  | 0 | 0 | 0 | 0 |  | 0 | 0 |  | 0 | 0 | 0 | 0 | 0 |  | ROT0331Unison | Unison | ROT0331 | 44.0118 | 44.007 | 1.5632 | 1.7137 | 1.814 | N
noNIGU | 2014 | TWH0331 TRC1 | Contact | generation | 0 | N |  | STK0331 | Network Tasman | 154.6167 |  |  | 0 | 154.6167 | 0 | 0 | 0 | 0 | 0 | 0 | 154.6167 | 0 | 0 | 0 | 154.6167 | STK0331Network Tasman | STK0331 | Network Tasman | 154.6167 | S |  | 0 | 0 | 0 | 0 |  | 0 | 0 |  | 0.44121 | 0 | 0 | 0 | 0 |  | ROT1101TrustPower | TrustPower | ROT1101 | 0.0735 | 0.072 | 0.0026106 | 0.0028619 | 0.0030294 | N
noNIGU | 2014 | WHI0111 | Contact | load_offtake | 49.5594 | N |  | STU0111 | Alpine Energy | 13.7319 |  |  | 0 | 13.7319 | 0 | 0 | 0 | 0 | 0 | 0 | 0 | 0 | 0 | 0 | 0 | STU0111Alpine Energy | STU0111 | Alpine Energy | 13.7319 | S |  | 0 | 0 | 0 | 0 |  | 0 | 0 |  | 0 | 0 | 0 | 0 | 0 |  | SBK0331Mainpower | Mainpower | SBK0331 | 43.9173 | 43.915 | 1.5599 | 1.71 | 1.8101 | S
noNIGU | 2014 | WHI2201 | Contact | load_offtake | 0 | N |  | SVL0331 | Vector | 92.3013 |  |  | 92.3013 | 92.3013 | 92.3013 | 92.3013 | 0 | 92.3013 | 92.3013 | 0 | 0 | 92.3013 | 0 | 0 | 0 | SVL0331Vector | SVL0331 | Vector | 92.3013 | N |  | 0 | 0 | 0 | 1.9965 |  | 0 | 0.40387 |  | 0 | 0.18627 | 0 | 0 | 0 |  | SDN0331Aurora Energy | Aurora Energy | SDN0331 | 73.1094 | 73.097 | 2.5967 | 2.8466 | 3.0133 | S
noNIGU | 2014 | WHI2201 WHI0 | Contact | generation | 46232.307 | N |  | SWN0251 | Kiwirail | 3.1605 |  |  | 0 | 0 | 0 | 0 | 0 | 0 | 0 | 0 | 0 | 0 | 0 | 0 | 0 | SWN0251Kiwirail | SWN0251 | Kiwirail | 3.1605 | N |  | 0 | 0 | 0 | 0 |  | 0 | 0 |  | 0 | 0 | 0 | 0 | 0 |  | SFD0331Powerco | Powerco | SFD0331 | 35.1603 | 31.378 | 1.2488 | 1.369 | 1.4492 | N
noNIGU | 2014 | WRK0331 TAA0 | Contact | generation | 52682.202 | N |  | SWN2201 | MRP | 3.738 |  |  | 3.738 | 3.738 | 3.738 | 0 | 0 | 3.738 | 3.738 | 0 | 0 | 3.738 | 0 | 0 | 0 | SWN2201MRP | SWN2201 | MRP | 3.738 | N |  | 0 | 0 | 0 | 0 |  | 0 | 0.016356 |  | 0 | 0.0075434 | 0 | 0 | 0 |  | SFD2201Contact | Contact | SFD2201 | 9.198 | 9.198 | 0.3267 | 0.35814 | 0.3791 | N
noNIGU | 2014 | WRK2201 WRK0 | Contact | generation | 275139.843 | N |  | TAK0331 | Vector | 119.8008 |  |  | 119.8008 | 119.8008 | 119.8008 | 0 | 0 | 119.8008 | 119.8008 | 0 | 0 | 119.8008 | 0 | 0 | 0 | TAK0331Vector | TAK0331 | Vector | 119.8008 | N |  | 0 | 0 | 0 | 0 |  | 0 | 0.5242 |  | 0 | 0.24176 | 0 | 0 | 0 |  | STK0331Network Tasman | Network Tasman | STK0331 | 154.6167 | 153.2681 | 5.4917 | 6.0203 | 6.3727 | S
noNIGU21 | 2014 | CYD0331 | Contact | load_offtake | 35.1562 | S |  | TGA0111 | Powerco | 28.2429 |  |  | 0 | 28.2429 | 28.2429 | 0 | 0 | 28.2429 | 0 | 0 | 0 | 0 | 0 | 0 | 0 | TGA0111Powerco | TGA0111 | Powerco | 28.2429 | N |  | 0 | 0 | 0 | 0 |  | 0 | 0 |  | 0 | 0 | 0 | 0 | 0 |  | STU0111Alpine Energy | Alpine Energy | STU0111 | 13.7319 | 13.734 | 0.48773 | 0.53468 | 0.56597 | S
noNIGU21 | 2014 | CYD2201 | Contact | load_offtake | 166.493 | S |  | TGA0331 | Powerco | 81.5115 |  |  | 0 | 81.5115 | 81.5115 | 0 | 0 | 81.5115 | 0 | 0 | 0 | 0 | 0 | 0 | 0 | TGA0331Powerco | TGA0331 | Powerco | 81.5115 | N |  | 0 | 0 | 0 | 0 |  | 0 | 0 |  | 0 | 0 | 0 | 0 | 0 |  | SVL0331Vector | Vector | SVL0331 | 92.3013 | 84.047 | 3.2784 | 3.5939 | 3.8043 | N
noNIGU21 | 2014 | CYD2201 CYD0 | Contact | generation | 0 | S |  | THI2201 | Contact | 9.03 |  |  | 0 | 0 | 0 | 0 | 0 | 0 | 0 | 0 | 0 | 0 | 0 | 0 | 0 | THI2201Contact | THI2201 | Contact | 9.03 | N |  | 0 | 0 | 0 | 0 |  | 0 | 0 |  | 0 | 0 | 0 | 0 | 0 |  | SWN0251Kiwirail | Kiwirail | SWN0251 | 3.1605 | 2.953 | 0.11226 | 0.12306 | 0.13026 | N
noNIGU21 | 2014 | OKI2201 OKI0 | Contact | generation | 0 | N |  | TIM0111 | Alpine Energy | 65.5998 |  |  | 0 | 65.5998 | 0 | 0 | 0 | 0 | 0 | 0 | 0 | 0 | 0 | 0 | 0 | TIM0111Alpine Energy | TIM0111 | Alpine Energy | 65.5998 | S |  | 0 | 0 | 0 | 0 |  | 0 | 0 |  | 0 | 0 | 0 | 0 | 0 |  | SWN2201MRP | MRP | SWN2201 | 3.738 | 3.738 | 0.13277 | 0.14555 | 0.15406 | N
noNIGU21 | 2014 | OTA0221 | Contact | load_offtake | 56712.708 | N |  | TKA0111 | Genesis | 0.1785 |  |  | 0 | 0 | 0 | 0 | 0 | 0 | 0 | 0 | 0 | 0 | 0 | 0 | 0 | TKA0111Genesis | TKA0111 | Genesis | 0.1785 | S |  | 0 | 0 | 0 | 0 |  | 0 | 0 |  | 0 | 0 | 0 | 0 | 0 |  | TAK0331Vector | Vector | TAK0331 | 119.8008 | 116.809 | 4.2551 | 4.6647 | 4.9377 | N
noNIGU21 | 2014 | PPI2201 | Contact | load_offtake | 102.998 | N |  | TKA0331 | Alpine Energy | 3.9375 |  |  | 0 | 3.9375 | 0 | 0 | 0 | 0 | 0 | 0 | 0 | 0 | 0 | 0 | 0 | TKA0331Alpine Energy | TKA0331 | Alpine Energy | 3.9375 | S |  | 0 | 0 | 0 | 0 |  | 0 | 0 |  | 0 | 0 | 0 | 0 | 0 |  | TGA0111Powerco | Powerco | TGA0111 | 28.2429 | 28.042 | 1.0031 | 1.0997 | 1.1641 | N
noNIGU21 | 2014 | PPI2201 PPI0 | Contact | generation | 0 | N |  | TKB2201 | Genesis | 0.0105 |  |  | 0 | 0 | 0 | 0 | 0 | 0 | 0 | 0 | 0 | 0 | 0 | 0 | 0 | TKB2201Genesis | TKB2201 | Genesis | 0.0105 | S |  | 0 | 0 | 0 | 0 |  | 0 | 0 |  | 0 | 0 | 0 | 0 | 0 |  | TGA0331Powerco | Powerco | TGA0331 | 81.5115 | 81.506 | 2.8951 | 3.1738 | 3.3596 | N
noNIGU21 | 2014 | ROX1101 ROX0 | Contact | generation | 0 | S |  | TKH0111 | Horizon | 1.722 |  |  | 0 | 1.722 | 1.722 | 0 | 0 | 1.722 | 0 | 0 | 0 | 0 | 0 | 0 | 0 | TKH0111Horizon | TKH0111 | Horizon | 1.722 | N |  | 0 | 0 | 0 | 0 |  | 0 | 0 |  | 0 | 0 | 0 | 0 | 0 |  | THI2201Contact | Contact | THI2201 | 9.03 | 9.03 | 0.32073 | 0.3516 | 0.37218 | N
noNIGU21 | 2014 | ROX2201 ROX0 | Contact | generation | 0 | S |  | TKR0331 | Wellington Electricity | 95.2833 |  |  | 0 | 95.2833 | 95.2833 | 0 | 0 | 0 | 0 | 0 | 0 | 0 | 0 | 0 | 0 | TKR0331Wellington Electricity | TKR0331 | Wellington Electricity | 95.2833 | N |  | 0 | 0 | 0 | 0 |  | 0 | 0 |  | 0 | 0 | 0 | 0 | 0 |  | TIM0111Alpine Energy | Alpine Energy | TIM0111 | 65.5998 | 65.599 | 2.33 | 2.5542 | 2.7037 | S
noNIGU21 | 2014 | SFD2201 | Contact | load_offtake | 7730.607 | N |  | TKU0331 | Genesis | 0.5187 |  |  | 0 | 0.5187 | 0.5187 | 0 | 0 | 0 | 0 | 0 | 0 | 0 | 0 | 0 | 0 | TKU0331Genesis | TKU0331 | Genesis | 0.5187 | N |  | 0 | 0 | 0 | 0 |  | 0 | 0 |  | 0 | 0 | 0 | 0 | 0 |  | TKA0111Genesis | Genesis | TKA0111 | 0.1785 | 0 | 0.00634 | 0.0069502 | 0.007357 | S
noNIGU21 | 2014 | SFD2201 SFD21 | Contact | generation | 0 | N |  | TKU0331 | The Lines Company | 11.2434 |  |  | 0 | 11.2434 | 11.2434 | 0 | 0 | 0 | 0 | 0 | 0 | 0 | 0 | 0 | 0 | TKU0331The Lines Company | TKU0331 | The Lines Company | 11.2434 | N |  | 0 | 0 | 0 | 0 |  | 0 | 0 |  | 0 | 0 | 0 | 0 | 0 |  | TKA0331Alpine Energy | Alpine Energy | TKA0331 | 3.9375 | 3.934 | 0.13985 | 0.15331 | 0.16229 | S
noNIGU21 | 2014 | SFD2201 SFD22 | Contact | generation | 0 | N |  | TKU2201 | Genesis | 6.4617 |  |  | 0 | 0 | 0 | 0 | 0 | 0 | 0 | 0 | 0 | 0 | 0 | 0 | 0 | TKU2201Genesis | TKU2201 | Genesis | 6.4617 | N |  | 0 | 0 | 0 | 0 |  | 0 | 0 |  | 0 | 0 | 0 | 0 | 0 |  | TKB2201Genesis | Genesis | TKB2201 | 0.0105 | 0 | 0.00037294 | 0.00040884 | 0.00043277 | S
noNIGU21 | 2014 | SFD2201 SPL0 | Contact | generation | 0 | N |  | TMI0331 | Powerco | 29.7612 |  |  | 0 | 29.7612 | 29.7612 | 0 | 0 | 29.7612 | 0 | 0 | 0 | 0 | 0 | 0 | 0 | TMI0331Powerco | TMI0331 | Powerco | 29.7612 | N |  | 0 | 0 | 0 | 0 |  | 0 | 0 |  | 0 | 0 | 0 | 0 | 0 |  | TKH0111Horizon | Horizon | TKH0111 | 1.722 | 1.72 | 0.061162 | 0.067049 | 0.070974 | N
noNIGU21 | 2014 | THI2201 | Contact | load_offtake | 6097.484 | N |  | TMK0331 | Alpine Energy | 56.8239 |  |  | 0 | 56.8239 | 0 | 0 | 0 | 0 | 0 | 0 | 0 | 0 | 0 | 0 | 0 | TMK0331Alpine Energy | TMK0331 | Alpine Energy | 56.8239 | S |  | 0 | 0 | 0 | 0 |  | 0 | 0 |  | 0 | 0 | 0 | 0 | 0 |  | TKR0331Wellington Electricity | Wellington Electricity | TKR0331 | 95.2833 | 95.255 | 3.3843 | 3.71 | 3.9272 | N
noNIGU21 | 2014 | THI2201 THI1 | Contact | generation | 0 | N |  | TMN0551 | Kiwirail | 10.9053 |  |  | 0 | 10.9053 | 10.9053 | 0 | 0 | 0 | 0 | 0 | 0 | 0 | 0 | 0 | 0 | TMN0551Kiwirail | TMN0551 | Kiwirail | 10.9053 | N |  | 0 | 0 | 0 | 0 |  | 0 | 0 |  | 0 | 0 | 0 | 0 | 0 |  | TKU0331Genesis | Genesis | TKU0331 | 0.5187 | 0.51867 | 0.018423 | 0.020197 | 0.021379 | N
noNIGU21 | 2014 | THI2201 THI2 | Contact | generation | 0 | N |  | TMU0111 | Waipa Power | 36.2901 |  |  | 0 | 36.2901 | 36.2901 | 0 | 0 | 36.2901 | 0 | 0 | 0 | 0 | 0 | 0 | 0 | TMU0111Waipa Power | TMU0111 | Waipa Power | 36.2901 | N |  | 0 | 0 | 0 | 0 |  | 0 | 0 |  | 0 | 0 | 0 | 0 | 0 |  | TKU0331The Lines Company | The Lines Company | TKU0331 | 11.2434 | 11.243 | 0.39935 | 0.43778 | 0.46341 | N
noNIGU21 | 2014 | TWH0331 TRC1 | Contact | generation | 0 | N |  | TNG0111 | The Lines Company | 1.0311 |  |  | 0 | 1.0311 | 1.0311 | 0 | 0 | 0 | 0 | 0 | 0 | 0 | 0 | 0 | 0 | TNG0111The Lines Company | TNG0111 | The Lines Company | 1.0311 | N |  | 0 | 0 | 0 | 0 |  | 0 | 0 |  | 0 | 0 | 0 | 0 | 0 |  | TKU2201Genesis | Genesis | TKU2201 | 6.4617 | 0 | 0.22951 | 0.2516 | 0.26632 | N
noNIGU21 | 2014 | WHI0111 | Contact | load_offtake | 210.9648 | N |  | TNG0111 | Winstones | 38.9886 |  |  | 0 | 38.9886 | 38.9886 | 0 | 0 | 0 | 0 | 0 | 0 | 0 | 0 | 0 | 0 | TNG0111Winstones | TNG0111 | Winstones | 38.9886 | N |  | 0 | 0 | 0 | 0 |  | 0 | 0 |  | 0 | 0 | 0 | 0 | 0 |  | TMI0331Powerco | Powerco | TMI0331 | 29.7612 | 29.761 | 1.0571 | 1.1588 | 1.2266 | N
noNIGU21 | 2014 | WHI2201 | Contact | load_offtake | 1542.562 | N |  | TNG0551 | Kiwirail | 9.0342 |  |  | 0 | 9.0342 | 9.0342 | 0 | 0 | 0 | 0 | 0 | 0 | 0 | 0 | 0 | 0 | TNG0551Kiwirail | TNG0551 | Kiwirail | 9.0342 | N |  | 0 | 0 | 0 | 0 |  | 0 | 0 |  | 0 | 0 | 0 | 0 | 0 |  | TMK0331Alpine Energy | Alpine Energy | TMK0331 | 56.8239 | 56.82 | 2.0183 | 2.2125 | 2.342 | S
noNIGU21 | 2014 | WHI2201 WHI0 | Contact | generation | 40109.687 | N |  | TRK0111 | Unison | 8.2887 |  |  | 0 | 8.2887 | 8.2887 | 0 | 0 | 8.2887 | 0 | 0 | 0 | 0 | 0 | 0 | 0 | TRK0111Unison | TRK0111 | Unison | 8.2887 | N |  | 0 | 0 | 0 | 0 |  | 0 | 0 |  | 0 | 0 | 0 | 0 | 0 |  | TMN0551Kiwirail | Kiwirail | TMN0551 | 10.9053 | 10.905 | 0.38734 | 0.42462 | 0.44947 | N
noNIGU21 | 2014 | WRK0331 TAA0 | Contact | generation | 0 | N |  | TUI1101 | Eastland Network | 58.1133 |  |  | 0 | 58.1133 | 58.1133 | 0 | 0 | 58.1133 | 0 | 0 | 0 | 0 | 0 | 0 | 0 | TUI1101Eastland Network | TUI1101 | Eastland Network | 58.1133 | N |  | 0 | 0 | 0 | 0 |  | 0 | 0 |  | 0 | 0 | 0 | 0 | 0 |  | TMU0111Waipa Power | Waipa Power | TMU0111 | 36.2901 | 34.769 | 1.289 | 1.413 | 1.4957 | N
noNIGU21 | 2014 | WRK2201 WRK0 | Contact | generation | 0 | N |  | TUI1101 | Genesis | 0.672 |  |  | 0 | 0.672 | 0.672 | 0 | 0 | 0.672 | 0 | 0 | 0 | 0 | 0 | 0 | 0 | TUI1101Genesis | TUI1101 | Genesis | 0.672 | N |  | 0 | 0 | 0 | 0 |  | 0 | 0 |  | 0 | 0 | 0 | 0 | 0 |  | TNG0111The Lines Company | The Lines Company | TNG0111 | 1.0311 | 1.0311 | 0.036623 | 0.040148 | 0.042498 | N
noWRK | 2014 | CYD0331 | Contact | load_offtake | 6.0687 | S |  | TWC2201 | TrustPower | 1.1907 |  |  | 0 | 1.1907 | 1.1907 | 0 | 0 | 0 | 0 | 1.1907 | 0 | 0 | 0 | 0 | 0 | TWC2201TrustPower | TWC2201 | TrustPower | 1.1907 | N |  | 0 | 0 | 0 | 0 |  | 0 | 0 |  | 0 | 0 | 0 | 0 | 0 |  | TNG0111Winstones | Winstones | TNG0111 | 38.9886 | 38.987 | 1.3848 | 1.5181 | 1.6069 | N
noWRK | 2014 | CYD2201 | Contact | load_offtake | 61.568 | S |  | TWH0331 | WEL | 86.625 |  |  | 0 | 86.625 | 86.625 | 0 | 0 | 86.625 | 0 | 86.625 | 0 | 0 | 0 | 0 | 0 | TWH0331WEL | TWH0331 | WEL | 86.625 | N |  | 0 | 0 | 0 | 0 |  | 0 | 0 |  | 0 | 0 | 0 | 0 | 0 |  | TNG0551Kiwirail | Kiwirail | TNG0551 | 9.0342 | 9.03 | 0.32088 | 0.35176 | 0.37235 | N
noWRK | 2014 | CYD2201 CYD0 | Contact | generation | 0 | S |  | TWI2201 | Pacific Aluminium | 582.214 |  |  | 0 | 582.214 | 0 | 0 | 0 | 0 | 0 | 0 | 0 | 0 | 582.214 | 0 | 0 | TWI2201Pacific Aluminium | TWI2201 | Pacific Aluminium | 582.214 | S |  | 0 | 0 | 0 | 0 |  | 0 | 0 |  | 0 | 0 | 1.5676 | 0 | 0 |  | TRK0111Unison | Unison | TRK0111 | 8.2887 | 8.293 | 0.2944 | 0.32274 | 0.34163 | N
noWRK | 2014 | OKI2201 OKI0 | Contact | generation | 341015.476 | N |  | TWZ0331 | Alpine Energy | 3.3369 |  |  | 0 | 3.3369 | 0 | 0 | 0 | 0 | 0 | 0 | 0 | 0 | 0 | 0 | 0 | TWZ0331Alpine Energy | TWZ0331 | Alpine Energy | 3.3369 | S |  | 0 | 0 | 0 | 0 |  | 0 | 0 |  | 0 | 0 | 0 | 0 | 0 |  | TUI1101Eastland Network | Eastland Network | TUI1101 | 58.1133 | 53.418 | 2.0641 | 2.2627 | 2.3952 | N
noWRK | 2014 | OTA0221 | Contact | load_offtake | 11887.7113 | N |  | TWZ0331 | Meridian | 1.0983 |  |  | 0 | 1.0983 | 0 | 0 | 0 | 0 | 0 | 0 | 0 | 0 | 0 | 0 | 0 | TWZ0331Meridian | TWZ0331 | Meridian | 1.0983 | S |  | 0 | 0 | 0 | 0 |  | 0 | 0 |  | 0 | 0 | 0 | 0 | 0 |  | TUI1101Genesis | Genesis | TUI1101 | 0.672 | 0.62674 | 0.023868 | 0.026166 | 0.027697 | N
noWRK | 2014 | PPI2201 | Contact | load_offtake | 0 | N |  | TWZ0331 | Network Waitaki | 4.8216 |  |  | 0 | 4.8216 | 0 | 0 | 0 | 0 | 0 | 0 | 0 | 0 | 0 | 0 | 0 | TWZ0331Network Waitaki | TWZ0331 | Network Waitaki | 4.8216 | S |  | 0 | 0 | 0 | 0 |  | 0 | 0 |  | 0 | 0 | 0 | 0 | 0 |  | TWC2201TrustPower | TrustPower | TWC2201 | 1.1907 | 1.192 | 0.042292 | 0.046362 | 0.049076 | N
noWRK | 2014 | PPI2201 PPI0 | Contact | generation | 0 | N |  | UHT0331 | Wellington Electricity | 32.004 |  |  | 0 | 32.004 | 32.004 | 0 | 0 | 0 | 0 | 0 | 0 | 0 | 0 | 0 | 0 | UHT0331Wellington Electricity | UHT0331 | Wellington Electricity | 32.004 | N |  | 0 | 0 | 0 | 0 |  | 0 | 0 |  | 0 | 0 | 0 | 0 | 0 |  | TWH0331WEL | WEL | TWH0331 | 86.625 | 93.482 | 3.0768 | 3.3729 | 3.5703 | N
noWRK | 2014 | ROX1101 ROX0 | Contact | generation | 0 | S |  | WAI0111 | Horizon | 9.9078 |  |  | 0 | 9.9078 | 9.9078 | 0 | 0 | 9.9078 | 0 | 0 | 0 | 0 | 0 | 0 | 0 | WAI0111Horizon | WAI0111 | Horizon | 9.9078 | N |  | 0 | 0 | 0 | 0 |  | 0 | 0 |  | 0 | 0 | 0 | 0 | 0 |  | TWI2201Pacific Aluminium | Pacific Aluminium | TWI2201 | 582.214 | 582.215 | 20.6792 | 22.6695 | 23.9964 | S
noWRK | 2014 | ROX2201 ROX0 | Contact | generation | 0 | S |  | WDV0111 | Scanpower | 2.6985 |  |  | 0 | 2.6985 | 2.6985 | 0 | 0 | 0 | 0 | 0 | 0 | 0 | 0 | 0 | 0 | WDV0111Scanpower | WDV0111 | Scanpower | 2.6985 | N |  | 0 | 0 | 0 | 0 |  | 0 | 0 |  | 0 | 0 | 0 | 0 | 0 |  | TWZ0331Alpine Energy | Alpine Energy | TWZ0331 | 3.3369 | 3.3374 | 0.11852 | 0.12993 | 0.13753 | S
noWRK | 2014 | SFD2201 | Contact | load_offtake | 1714.279 | N |  | WDV1101 | Meridian | 0.9933 |  |  | 0 | 0.9933 | 0.9933 | 0 | 0 | 0 | 0 | 0.9933 | 0 | 0 | 0 | 0 | 0 | WDV1101Meridian | WDV1101 | Meridian | 0.9933 | N |  | 0 | 0 | 0 | 0 |  | 0 | 0 |  | 0 | 0 | 0 | 0 | 0 |  | TWZ0331Meridian | Meridian | TWZ0331 | 1.0983 | 1.0924 | 0.03901 | 0.042764 | 0.045267 | S
noWRK | 2014 | SFD2201 SFD21 | Contact | generation | 0 | N |  | WEL0331 | Vector | 33.2976 |  |  | 33.2976 | 33.2976 | 33.2976 | 33.2976 | 0 | 33.2976 | 33.2976 | 0 | 0 | 33.2976 | 0 | 0 | 0 | WEL0331Vector | WEL0331 | Vector | 33.2976 | N |  | 0 | 0 | 0 | 0.72024 |  | 0 | 0.1457 |  | 0 | 0.067196 | 0 | 0 | 0 |  | TWZ0331Network Waitaki | Network Waitaki | TWZ0331 | 4.8216 | 4.8141 | 0.17125 | 0.18774 | 0.19873 | S
noWRK | 2014 | SFD2201 SFD22 | Contact | generation | 0 | N |  | WGN0331 | Powerco | 41.6514 |  |  | 0 | 41.6514 | 41.6514 | 0 | 0 | 0 | 0 | 0 | 0 | 0 | 0 | 0 | 0 | WGN0331Powerco | WGN0331 | Powerco | 41.6514 | N |  | 0 | 0 | 0 | 0 |  | 0 | 0 |  | 0 | 0 | 0 | 0 | 0 |  | UHT0331Wellington Electricity | Wellington Electricity | UHT0331 | 32.004 | 32.008 | 1.1367 | 1.2461 | 1.3191 | N
noWRK | 2014 | SFD2201 SPL0 | Contact | generation | 0 | N |  | WHI0111 | Contact | 0.3066 |  |  | 0 | 0.3066 | 0.3066 | 0 | 0 | 0.3066 | 0 | 0 | 0 | 0 | 0 | 0 | 0 | WHI0111Contact | WHI0111 | Contact | 0.3066 | N |  | 0 | 0 | 0 | 0 |  | 0 | 0 |  | 0 | 0 | 0 | 0 | 0 |  | WAI0111Horizon | Horizon | WAI0111 | 9.9078 | 9.91 | 0.35191 | 0.38578 | 0.40836 | N
noWRK | 2014 | THI2201 | Contact | load_offtake | 0 | N |  | WHI0111 | PanPac | 85.1403 |  |  | 0 | 85.1403 | 85.1403 | 0 | 0 | 85.1403 | 0 | 0 | 0 | 0 | 0 | 0 | 0 | WHI0111PanPac | WHI0111 | PanPac | 85.1403 | N |  | 0 | 0 | 0 | 0 |  | 0 | 0 |  | 0 | 0 | 0 | 0 | 0 |  | WDV0111Scanpower | Scanpower | WDV0111 | 2.6985 | 2.696 | 0.095846 | 0.10507 | 0.11122 | N
noWRK | 2014 | THI2201 THI1 | Contact | generation | 0 | N |  | WHI2201 | Contact | 0.3738 |  |  | 0 | 0.3738 | 0.3738 | 0 | 0 | 0.3738 | 0 | 0 | 0 | 0 | 0 | 0 | 0 | WHI2201Contact | WHI2201 | Contact | 0.3738 | N |  | 0 | 0 | 0 | 0 |  | 0 | 0 |  | 0 | 0 | 0 | 0 | 0 |  | WDV1101Meridian | Meridian | WDV1101 | 0.9933 | 0.992 | 0.03528 | 0.038676 | 0.04094 | N
noWRK | 2014 | THI2201 THI2 | Contact | generation | 0 | N |  | WHU0331 | Powerco | 49.2534 |  |  | 0 | 49.2534 | 49.2534 | 0 | 0 | 49.2534 | 0 | 0 | 0 | 0 | 0 | 0 | 0 | WHU0331Powerco | WHU0331 | Powerco | 49.2534 | N |  | 0 | 0 | 0 | 0 |  | 0 | 0 |  | 0 | 0 | 0 | 0 | 0 |  | WEL0331Vector | Vector | WEL0331 | 33.2976 | 33.639 | 1.1827 | 1.2965 | 1.3724 | N
noWRK | 2014 | TWH0331 TRC1 | Contact | generation | 0 | N |  | WIL0331 | Wellington Electricity | 53.1006 |  |  | 0 | 53.1006 | 53.1006 | 0 | 0 | 0 | 0 | 0 | 0 | 0 | 0 | 0 | 0 | WIL0331Wellington Electricity | WIL0331 | Wellington Electricity | 53.1006 | N |  | 0 | 0 | 0 | 0 |  | 0 | 0 |  | 0 | 0 | 0 | 0 | 0 |  | WGN0331Powerco | Powerco | WGN0331 | 41.6514 | 41.628 | 1.4794 | 1.6218 | 1.7167 | N
noWRK | 2014 | WHI0111 | Contact | load_offtake | 0 | N |  | WIR0331 | Vector | 85.3041 |  |  | 85.3041 | 85.3041 | 85.3041 | 0 | 0 | 85.3041 | 85.3041 | 0 | 0 | 85.3041 | 0 | 0 | 0 | WIR0331Vector | WIR0331 | Vector | 85.3041 | N |  | 0 | 0 | 0 | 0 |  | 0 | 0.37326 |  | 0 | 0.17215 | 0 | 0 | 0 |  | WHI0111Contact | Contact | WHI0111 | 0.3066 | 0.2625 | 0.01089 | 0.011938 | 0.012637 | N
noWRK | 2014 | WHI2201 | Contact | load_offtake | 0 | N |  | WKM2201 | Other | 13.1565 |  |  | 0 | 13.1565 | 13.1565 | 0 | 0 | 0 | 0 | 0 | 0 | 0 | 0 | 0 | 0 | WKM2201Other | WKM2201 | Other | 13.1565 | N |  | 0 | 0 | 0 | 0 |  | 0 | 0 |  | 0 | 0 | 0 | 0 | 0 |  | WHI0111PanPac | PanPac | WHI0111 | 85.1403 | 85.1429 | 3.024 | 3.3151 | 3.5091 | N
noWRK | 2014 | WHI2201 WHI0 | Contact | generation | 45719.727 | N |  | WKO0331 | Powerco | 36.2649 |  |  | 0 | 36.2649 | 36.2649 | 0 | 0 | 36.2649 | 0 | 0 | 0 | 0 | 0 | 0 | 0 | WKO0331Powerco | WKO0331 | Powerco | 36.2649 | N |  | 0 | 0 | 0 | 0 |  | 0 | 0 |  | 0 | 0 | 0 | 0 | 0 |  | WHI2201Contact | Contact | WHI2201 | 0.3738 | 0.378 | 0.013277 | 0.014555 | 0.015406 | N
noWRK | 2014 | WRK0331 TAA0 | Contact | generation | 226514.175 | N |  | WPA2201 | MRP | 0.189 |  |  | 0 | 0 | 0 | 0 | 0 | 0 | 0 | 0 | 0 | 0 | 0 | 0 | 0 | WPA2201MRP | WPA2201 | MRP | 0.189 | N |  | 0 | 0 | 0 | 0 |  | 0 | 0 |  | 0 | 0 | 0 | 0 | 0 |  | WHU0331Powerco | Powerco | WHU0331 | 49.2534 | 49.245 | 1.7494 | 1.9178 | 2.03 | N
noWRK | 2014 | WRK2201 WRK0 | Contact | generation | 1793589.843 | N |  | WPR0331 | Mainpower | 12.6084 |  |  | 0 | 12.6084 | 0 | 0 | 0 | 0 | 0 | 0 | 12.6084 | 0 | 0 | 0 | 0 | WPR0331Mainpower | WPR0331 | Mainpower | 12.6084 | S |  | 0 | 0 | 0 | 0 |  | 0 | 0 |  | 0.035979 | 0 | 0 | 0 | 0 |  | WIL0331Wellington Electricity | Wellington Electricity | WIL0331 | 53.1006 | 53.101 | 1.886 | 2.0676 | 2.1886 | N
Pole 2 | 2014 | CYD0331 | Contact | load_offtake | 0 | S |  | WPR0661 | Mainpower | 10.4286 |  |  | 0 | 10.4286 | 0 | 0 | 0 | 0 | 0 | 0 | 10.4286 | 0 | 0 | 0 | 0 | WPR0661Mainpower | WPR0661 | Mainpower | 10.4286 | S |  | 0 | 0 | 0 | 0 |  | 0 | 0 |  | 0.029759 | 0 | 0 | 0 | 0 |  | WIR0331Vector | Vector | WIR0331 | 85.3041 | 85.303 | 3.0299 | 3.3215 | 3.5159 | N
Pole 2 | 2014 | CYD2201 | Contact | load_offtake | 35505.555 | S |  | WPT0111 | Buller Electricity | 9.4353 |  |  | 0 | 9.4353 | 0 | 0 | 0 | 0 | 0 | 0 | 9.4353 | 0 | 0 | 0 | 9.4353 | WPT0111Buller Electricity | WPT0111 | Buller Electricity | 9.4353 | S |  | 0 | 0 | 0 | 0 |  | 0 | 0 |  | 0.026925 | 0 | 0 | 0 | 0 |  | WKM2201Other | Other | WKM2201 | 13.1565 | 11.255 | 0.4673 | 0.51227 | 0.54226 | N
Pole 2 | 2014 | CYD2201 CYD0 | Contact | generation | 47357295.476 | S |  | WPW0331 | Centralines | 20.4267 |  |  | 0 | 20.4267 | 20.4267 | 0 | 0 | 0 | 0 | 0 | 0 | 0 | 0 | 0 | 0 | WPW0331Centralines | WPW0331 | Centralines | 20.4267 | N |  | 0 | 0 | 0 | 0 |  | 0 | 0 |  | 0 | 0 | 0 | 0 | 0 |  | WKO0331Powerco | Powerco | WKO0331 | 36.2649 | 35.562 | 1.2881 | 1.412 | 1.4947 | N
Pole 2 | 2014 | OKI2201 OKI0 | Contact | generation | 0 | N |  | WRD0331 | Vector | 70.2975 |  |  | 70.2975 | 70.2975 | 70.2975 | 70.2975 | 0 | 70.2975 | 70.2975 | 0 | 0 | 70.2975 | 0 | 0 | 0 | WRD0331Vector | WRD0331 | Vector | 70.2975 | N |  | 0 | 0 | 0 | 1.5206 |  | 0 | 0.30759 |  | 0 | 0.14186 | 0 | 0 | 0 |  | WPA2201MRP | MRP | WPA2201 | 0.189 | 0 | 0.0067129 | 0.0073591 | 0.0077898 | N
Pole 2 | 2014 | OTA0221 | Contact | load_offtake | 268685.346 | N |  | WRK0331 | Unison | 46.1832 |  |  | 0 | 46.1832 | 46.1832 | 0 | 0 | 0 | 0 | 0 | 0 | 0 | 0 | 0 | 0 | WRK0331Unison | WRK0331 | Unison | 46.1832 | N |  | 0 | 0 | 0 | 0 |  | 0 | 0 |  | 0 | 0 | 0 | 0 | 0 |  | WPR0331Mainpower | Mainpower | WPR0331 | 12.6084 | 12.608 | 0.44783 | 0.49093 | 0.51967 | S
Pole 2 | 2014 | OTA2202 OTC0 | Contact | generation | 0 | N |  | WRK2201 | Contact | 2.226 |  |  | 0 | 0 | 0 | 0 | 0 | 0 | 0 | 0 | 0 | 0 | 0 | 0 | 0 | WRK2201Contact | WRK2201 | Contact | 2.226 | N |  | 0 | 0 | 0 | 0 |  | 0 | 0 |  | 0 | 0 | 0 | 0 | 0 |  | WPR0661Mainpower | Mainpower | WPR0661 | 10.4286 | 10.427 | 0.37041 | 0.40606 | 0.42982 | S
Pole 2 | 2014 | PPI2201 | Contact | load_offtake | 5784.937 | N |  | WTK0111 | Network Waitaki | 4.3596 |  |  | 0 | 4.3596 | 0 | 0 | 0 | 0 | 0 | 0 | 0 | 0 | 0 | 0 | 0 | WTK0111Network Waitaki | WTK0111 | Network Waitaki | 4.3596 | S |  | 0 | 0 | 0 | 0 |  | 0 | 0 |  | 0 | 0 | 0 | 0 | 0 |  | WPT0111Buller Electricity | Buller Electricity | WPT0111 | 9.4353 | 9.434 | 0.33513 | 0.36738 | 0.38888 | S
Pole 2 | 2014 | PPI2201 PPI0 | Contact | generation | 0 | N |  | WTU0331 | Unison | 86.3394 |  |  | 0 | 86.3394 | 86.3394 | 0 | 0 | 86.3394 | 0 | 0 | 0 | 0 | 0 | 0 | 0 | WTU0331Unison | WTU0331 | Unison | 86.3394 | N |  | 0 | 0 | 0 | 0 |  | 0 | 0 |  | 0 | 0 | 0 | 0 | 0 | Unison | WPW0331Centralines | Centralines | WPW0331 | 20.4267 | #N/A | 0.72552 | 0.79535 | 0.8419 | N
Pole 2 | 2014 | ROX1101 ROX0 | Contact | generation | 7550859.556 | S |  | WVY0111 | Powerco | 4.7439 |  |  | 0 | 4.7439 | 4.7439 | 0 | 0 | 0 | 0 | 0 | 0 | 0 | 0 | 4.7439 | 0 | WVY0111Powerco | WVY0111 | Powerco | 4.7439 | N |  | 0 | 0 | 0 | 0 |  | 0 | 0 |  | 0 | 0 | 0 | 0 | 0 |  | WRD0331Vector | Vector | WRD0331 | 70.2975 | 70.296 | 2.4968 | 2.7372 | 2.8974 | N
Pole 2 | 2014 | ROX2201 ROX0 | Contact | generation | 22569708.174 | S |  | WWD1102 | Meridian | 0.945 |  |  | 0 | 0.945 | 0.945 | 0 | 0 | 0 | 0 | 0.945 | 0 | 0 | 0 | 0 | 0 | WWD1102Meridian | WWD1102 | Meridian | 0.945 | N |  | 0 | 0 | 0 | 0 |  | 0 | 0 |  | 0 | 0 | 0 | 0 | 0 |  | WRK0331Unison | Unison | WRK0331 | 46.1832 | 60.479 | 1.6403 | 1.7982 | 1.9035 | N
Pole 2 | 2014 | SFD2201 | Contact | load_offtake | 124577.146 | N |  | WWD1103 | Meridian | 1.0038 |  |  | 0 | 1.0038 | 1.0038 | 0 | 0 | 0 | 0 | 1.0038 | 0 | 0 | 0 | 0 | 0 | WWD1103Meridian | WWD1103 | Meridian | 1.0038 | N |  | 0 | 0 | 0 | 0 |  | 0 | 0 |  | 0 | 0 | 0 | 0 | 0 |  | WRK2201Contact | Contact | WRK2201 | 2.226 | 0 | 0.079064 | 0.086673 | 0.091746 | N
Pole 2 | 2014 | SFD2201 SFD21 | Contact | generation | 0 | N | [39 empty] | WTK0111Network Waitaki | Network Waitaki | WTK0111 | 4.3596 | 4.359 | 0.15485 | 0.16975 | 0.17968 | S
Pole 2 | 2014 | SFD2201 SFD22 | Contact | generation | 0 | N | Demand allocation 2 | Demand allocation 2 | [17 empty] | Demand allocation 2 | Demand allocation 2 | [18 empty] | WTU0331Unison | Unison | WTU0331 | 86.3394 | 86.293 | 3.0666 | 3.3618 | 3.5585 | N
Pole 2 | 2014 | SFD2201 SPL0 | Contact | generation | 0 | N | node | node | customer | gross_amd_mw |  |  | 0 | 88.9119 | 2833.479 | 0 | 0 | 4252.3187 | 0 | 88.9119 | 0 | 0 | 0 | 0 | 0 | nodecustomer | node | customer | gross_amd_mw | [16 empty] | WVY0111Powerco | Powerco | WVY0111 | 4.7439 | 4.736 | 0.16849 | 0.18471 | 0.19552 | N
Pole 2 | 2014 | THI2201 | Contact | load_offtake | 102972.238 | N |  | ABY0111 | Alpine Energy | 4.4688 |  |  | 0 | 0 | 4.4688 | 0 | 0 | 0 | 0 | 0 | 0 | 0 | 0 | 0 | 0 | ABY0111Alpine Energy | ABY0111 | Alpine Energy | 4.4688 | S |  | 0 |  | 0 | 0 | 0 |  | 0 |  | 0 | 0 | 0 | 0 | 0 |  | WWD1102Meridian | Meridian | WWD1102 | 0.945 | 1.286 | 0.033565 | 0.036795 | 0.038949 | N
Pole 2 | 2014 | THI2201 THI1 | Contact | generation | 0 | N |  | ALB0331 | Vector | 158.6844 |  |  | 0 | 0 | 0 | 0 | 0 | 158.6844 | 0 | 0 | 0 | 0 | 0 | 0 | 0 | ALB0331Vector | ALB0331 | Vector | 158.6844 | N |  | 0 |  | 0 | 0 | 0 |  | 0 |  | 0 | 0 | 0 | 0 | 0 |  | WWD1103Meridian | Meridian | WWD1103 | 1.0038 | 1.364 | 0.035653 | 0.039085 | 0.041372 | N
Pole 2 | 2014 | THI2201 THI2 | Contact | generation | 0 | N |  | ALB1101 | Vector | 146.6262 |  |  | 0 | 0 | 0 | 0 | 0 | 146.6262 | 0 | 0 | 0 | 0 | 0 | 0 | 0 | ALB1101Vector | ALB1101 | Vector | 146.6262 | N |  | 0 |  | 0 | 0 | 0 |  | 0 |  | 0 | 0 | 0 | 0 | 0
Pole 2 | 2014 | TWH0331 TRC1 | Contact | generation | 0 | N |  | APS0111 | Orion | 0.3717 |  |  | 0 | 0 | 0.3717 | 0 | 0 | 0 | 0 | 0 | 0 | 0 | 0 | 0 | 0 | APS0111Orion | APS0111 | Orion | 0.3717 | S |  | 0 |  | 0 | 0 | 0 |  | 0 |  | 0 | 0 | 0 | 0 | 0
Pole 2 | 2014 | WHI0111 | Contact | load_offtake | 5450.521 | N |  | ARA2201 | MRP | 5.103 |  |  | 0 | 0 | 0 | 0 | 0 | 0 | 0 | 0 | 0 | 0 | 0 | 0 | 0 | ARA2201MRP | ARA2201 | MRP | 5.103 | N |  | 0 |  | 0 | 0 | 0 |  | 0 |  | 0 | 0 | 0 | 0 | 0
Pole 2 | 2014 | WHI2201 | Contact | load_offtake | 45293.203 | N |  | ARG1101 | TrustPower | 0.0462 |  |  | 0 | 0 | 0.0462 | 0 | 0 | 0 | 0 | 0 | 0 | 0 | 0 | 0 | 0 | ARG1101TrustPower | ARG1101 | TrustPower | 0.0462 | S |  | 0 |  | 0 | 0 | 0 |  | 0 |  | 0 | 0 | 0 | 0 | 0
Pole 2 | 2014 | WHI2201 WHI0 | Contact | generation | 0 | N |  | ARI1101 | MRP | 2.1483 |  |  | 0 | 0 | 0 | 0 | 0 | 0 | 0 | 0 | 0 | 0 | 0 | 0 | 0 | ARI1101MRP | ARI1101 | MRP | 2.1483 | N |  | 0 |  | 0 | 0 | 0 |  | 0 |  | 0 | 0 | 0 | 0 | 0
Pole 2 | 2014 | WRK0331 TAA0 | Contact | generation | 0 | N |  | ARI1102 | MRP | 3.5679 |  |  | 0 | 0 | 0 | 0 | 0 | 0 | 0 | 0 | 0 | 0 | 0 | 0 | 0 | ARI1102MRP | ARI1102 | MRP | 3.5679 | N |  | 0 |  | 0 | 0 | 0 |  | 0 |  | 0 | 0 | 0 | 0 | 0
Pole 2 | 2014 | WRK2201 WRK0 | Contact | generation | 0 | N |  | ASB0331 | Electricity Ashburton | 39.1734 |  |  | 0 | 0 | 39.1734 | 0 | 0 | 0 | 0 | 0 | 0 | 0 | 0 | 0 | 0 | ASB0331Electricity Ashburton | ASB0331 | Electricity Ashburton | 39.1734 | S |  | 0 |  | 0 | 0 | 0 |  | 0 |  | 0 | 0 | 0 | 0 | 0
Pole 3 | 2014 | CYD0331 | Contact | load_offtake | 0 | S |  | ASB0661 | Electricity Ashburton | 158.0271 |  |  | 0 | 0 | 158.0271 | 0 | 0 | 0 | 0 | 0 | 0 | 0 | 0 | 0 | 0 | ASB0661Electricity Ashburton | ASB0661 | Electricity Ashburton | 158.0271 | S |  | 0 |  | 0 | 0 | 0 |  | 0 |  | 0 | 0 | 0 | 0 | 0
Pole 3 | 2014 | CYD2201 | Contact | load_offtake | 4677.352 | S |  | ASY0111 | Daiken MDF | 11.3736 |  |  | 0 | 0 | 11.3736 | 0 | 0 | 0 | 0 | 0 | 0 | 0 | 0 | 0 | 0 | ASY0111Daiken MDF | ASY0111 | Daiken MDF | 11.3736 | S |  | 0 |  | 0 | 0 | 0 |  | 0 |  | 0 | 0 | 0 | 0 | 0
Pole 3 | 2014 | CYD2201 CYD0 | Contact | generation | 46357312.767 | S |  | ATI2201 | MRP | 13.4652 |  |  | 0 | 0 | 0 | 0 | 0 | 0 | 0 | 0 | 0 | 0 | 0 | 0 | 0 | ATI2201MRP | ATI2201 | MRP | 13.4652 | N |  | 0 |  | 0 | 0 | 0 |  | 0 |  | 0 | 0 | 0 | 0 | 0
Pole 3 | 2014 | OKI2201 OKI0 | Contact | generation | 0 | N |  | ATU1101 | Westpower | 1.1487 |  |  | 0 | 0 | 1.1487 | 0 | 0 | 0 | 0 | 0 | 0 | 0 | 0 | 0 | 0 | ATU1101Westpower | ATU1101 | Westpower | 1.1487 | S |  | 0 |  | 0 | 0 | 0 |  | 0 |  | 0 | 0 | 0 | 0 | 0
Pole 3 | 2014 | OTA0221 | Contact | load_offtake | 71511.3579 | N |  | AVI2201 | Meridian | 2.646 |  |  | 0 | 0 | 0 | 0 | 0 | 0 | 0 | 0 | 0 | 0 | 0 | 0 | 0 | AVI2201Meridian | AVI2201 | Meridian | 2.646 | S |  | 0 |  | 0 | 0 | 0 |  | 0 |  | 0 | 0 | 0 | 0 | 0
Pole 3 | 2014 | PPI2201 | Contact | load_offtake | 1720.949 | N |  | BAL0331 | OtagoNet JV | 29.0913 |  |  | 0 | 0 | 29.0913 | 0 | 0 | 0 | 0 | 0 | 0 | 0 | 0 | 0 | 0 | BAL0331OtagoNet JV | BAL0331 | OtagoNet JV | 29.0913 | S |  | 0 |  | 0 | 0 | 0 |  | 0 |  | 0 | 0 | 0 | 0 | 0
Pole 3 | 2014 | PPI2201 PPI0 | Contact | generation | 0 | N |  | BDE0111 | Other | 0 |  |  | 0 | 0 | 0 | 0 | 0 | 0 | 0 | 0 | 0 | 0 | 0 | 0 | 0 | BDE0111Other | BDE0111 | Other | 0 | S |  | 0 |  | 0 | 0 | 0 |  | 0 |  | 0 | 0 | 0 | 0 | 0
Pole 3 | 2014 | ROX1101 ROX0 | Contact | generation | 9501570.933 | S |  | BDE0111 | Rayonier | 9.1182 |  |  | 0 | 0 | 9.1182 | 0 | 0 | 0 | 0 | 0 | 0 | 0 | 0 | 0 | 0 | BDE0111Rayonier | BDE0111 | Rayonier | 9.1182 | S |  | 0 |  | 0 | 0 | 0 |  | 0 |  | 0 | 0 | 0 | 0 | 0
Pole 3 | 2014 | ROX2201 ROX0 | Contact | generation | 23010327.867 | S |  | BEN2202 | Meridian | 8.2929 |  |  | 0 | 0 | 0 | 0 | 0 | 0 | 0 | 0 | 0 | 0 | 0 | 0 | 0 | BEN2202Meridian | BEN2202 | Meridian | 8.2929 | S |  | 0 |  | 0 | 0 | 0 |  | 0 |  | 0 | 0 | 0 | 0 | 0
Pole 3 | 2014 | SFD2201 | Contact | load_offtake | 32077.222 | N |  | BLN0331 | Marlborough Lines | 76.2636 |  |  | 0 | 0 | 76.2636 | 0 | 0 | 0 | 0 | 0 | 0 | 0 | 0 | 0 | 0 | BLN0331Marlborough Lines | BLN0331 | Marlborough Lines | 76.2636 | S |  | 0 |  | 0 | 0 | 0 |  | 0 |  | 0 | 0 | 0 | 0 | 0
Pole 3 | 2014 | SFD2201 SFD21 | Contact | generation | 0 | N |  | BOB0331 | Counties Power | 29.4063 |  |  | 0 | 0 | 0 | 0 | 0 | 29.4063 | 0 | 0 | 0 | 0 | 0 | 0 | 0 | BOB0331Counties Power | BOB0331 | Counties Power | 29.4063 | N |  | 0 |  | 0 | 0 | 0 |  | 0 |  | 0 | 0 | 0 | 0 | 0
Pole 3 | 2014 | SFD2201 SFD22 | Contact | generation | 0 | N |  | BOB1101 | Counties Power | 59.2788 |  |  | 0 | 0 | 0 | 0 | 0 | 59.2788 | 0 | 0 | 0 | 0 | 0 | 0 | 0 | BOB1101Counties Power | BOB1101 | Counties Power | 59.2788 | N |  | 0 |  | 0 | 0 | 0 |  | 0 |  | 0 | 0 | 0 | 0 | 0
Pole 3 | 2014 | SFD2201 SPL0 | Contact | generation | 0 | N |  | BPD1101 | Alpine Energy | 10.7898 |  |  | 0 | 0 | 10.7898 | 0 | 0 | 0 | 0 | 0 | 0 | 0 | 0 | 0 | 0 | BPD1101Alpine Energy | BPD1101 | Alpine Energy | 10.7898 | S |  | 0 |  | 0 | 0 | 0 |  | 0 |  | 0 | 0 | 0 | 0 | 0
Pole 3 | 2014 | THI2201 | Contact | load_offtake | 14123.777 | N |  | BPE0331 | Powerco | 97.1796 |  |  | 0 | 0 | 0 | 0 | 0 | 0 | 0 | 0 | 0 | 0 | 0 | 0 | 0 | BPE0331Powerco | BPE0331 | Powerco | 97.1796 | N |  | 0 |  | 0 | 0 | 0 |  | 0 |  | 0 | 0 | 0 | 0 | 0
Pole 3 | 2014 | THI2201 THI1 | Contact | generation | 0 | N |  | BPE0551 | Kiwirail | 5.9535 |  |  | 0 | 0 | 0 | 0 | 0 | 0 | 0 | 0 | 0 | 0 | 0 | 0 | 0 | BPE0551Kiwirail | BPE0551 | Kiwirail | 5.9535 | N |  | 0 |  | 0 | 0 | 0 |  | 0 |  | 0 | 0 | 0 | 0 | 0
Pole 3 | 2014 | THI2201 THI2 | Contact | generation | 0 | N |  | BPT1101 | Network Waitaki | 11.4366 |  |  | 0 | 0 | 11.4366 | 0 | 0 | 0 | 0 | 0 | 0 | 0 | 0 | 0 | 0 | BPT1101Network Waitaki | BPT1101 | Network Waitaki | 11.4366 | S |  | 0 |  | 0 | 0 | 0 |  | 0 |  | 0 | 0 | 0 | 0 | 0
Pole 3 | 2014 | TWH0331 TRC1 | Contact | generation | 0 | N |  | BRB0331 | Northpower | 13.4841 |  |  | 0 | 0 | 0 | 0 | 0 | 13.4841 | 0 | 0 | 0 | 0 | 0 | 0 | 0 | BRB0331Northpower | BRB0331 | Northpower | 13.4841 | N |  | 0 |  | 0 | 0 | 0 |  | 0 |  | 0 | 0 | 0 | 0 | 0
Pole 3 | 2014 | WHI0111 | Contact | load_offtake | 1318.0715 | N |  | BRB0331 | Refinery | 35.5992 |  |  | 0 | 0 | 0 | 0 | 0 | 35.5992 | 0 | 0 | 0 | 0 | 0 | 0 | 0 | BRB0331Refinery | BRB0331 | Refinery | 35.5992 | N |  | 0 |  | 0 | 0 | 0 |  | 0 |  | 0 | 0 | 0 | 0 | 0
Pole 3 | 2014 | WHI2201 | Contact | load_offtake | 11330.169 | N |  | BRK0331 | Powerco | 29.8431 |  |  | 0 | 0 | 0 | 0 | 0 | 0 | 0 | 0 | 0 | 0 | 0 | 0 | 0 | BRK0331Powerco | BRK0331 | Powerco | 29.8431 | N |  | 0 |  | 0 | 0 | 0 |  | 0 |  | 0 | 0 | 0 | 0 | 0
Pole 3 | 2014 | WHI2201 WHI0 | Contact | generation | 74239.809 | N |  | BRY0661 | Orion | 179.9553 |  |  | 0 | 0 | 179.9553 | 0 | 0 | 0 | 0 | 0 | 0 | 0 | 0 | 0 | 0 | BRY0661Orion | BRY0661 | Orion | 179.9553 | S |  | 0 |  | 0 | 0 | 0 |  | 0 |  | 0 | 0 | 0 | 0 | 0
Pole 3 | 2014 | WRK0331 TAA0 | Contact | generation | 0 | N |  | BWK1101 | TrustPower | 0.1008 |  |  | 0 | 0 | 0.1008 | 0 | 0 | 0 | 0 | 0 | 0 | 0 | 0 | 0 | 0 | BWK1101TrustPower | BWK1101 | TrustPower | 0.1008 | S |  | 0 |  | 0 | 0 | 0 |  | 0 |  | 0 | 0 | 0 | 0 | 0
Pole 3 | 2014 | WRK2201 WRK0 | Contact | generation | 0 | N |  | CBG0111 | Waipa Power | 41.2083 |  |  | 0 | 0 | 0 | 0 | 0 | 41.2083 | 0 | 0 | 0 | 0 | 0 | 0 | 0 | CBG0111Waipa Power | CBG0111 | Waipa Power | 41.2083 | N |  | 0 |  | 0 | 0 | 0 |  | 0 |  | 0 | 0 | 0 | 0 | 0
noLSIren | 2014 | BOB0331 | Counties Power | load_offtake | 832.741 | N |  | CLH0111 | Orion | 0.6153 |  |  | 0 | 0 | 0.6153 | 0 | 0 | 0 | 0 | 0 | 0 | 0 | 0 | 0 | 0 | CLH0111Orion | CLH0111 | Orion | 0.6153 | S |  | 0 |  | 0 | 0 | 0 |  | 0 |  | 0 | 0 | 0 | 0 | 0
noLSIren | 2014 | BOB1101 | Counties Power | load_offtake | 0 | N |  | CML0331 | Aurora Energy | 33.2325 |  |  | 0 | 0 | 33.2325 | 0 | 0 | 0 | 0 | 0 | 0 | 0 | 0 | 0 | 0 | CML0331Aurora Energy | CML0331 | Aurora Energy | 33.2325 | S |  | 0 |  | 0 | 0 | 0 |  | 0 |  | 0 | 0 | 0 | 0 | 0
noNAaN | 2014 | BOB0331 | Counties Power | load_offtake | 45717.878 | N |  | COB0661 | TrustPower | 0.1218 |  |  | 0 | 0 | 0 | 0 | 0 | 0 | 0 | 0 | 0 | 0 | 0 | 0 | 0 | COB0661TrustPower | COB0661 | TrustPower | 0.1218 | S |  | 0 |  | 0 | 0 | 0 |  | 0 |  | 0 | 0 | 0 | 0 | 0
noNAaN | 2014 | BOB1101 | Counties Power | load_offtake | 114917.35 | N |  | COL0111 | Orion | 0.4011 |  |  | 0 | 0 | 0.4011 | 0 | 0 | 0 | 0 | 0 | 0 | 0 | 0 | 0 | 0 | COL0111Orion | COL0111 | Orion | 0.4011 | S |  | 0 |  | 0 | 0 | 0 |  | 0 |  | 0 | 0 | 0 | 0 | 0
noNIGU | 2014 | BOB0331 | Counties Power | load_offtake | 3163234.591 | N |  | COL0661 | TrustPower | 0.0966 |  |  | 0 | 0 | 0.0966 | 0 | 0 | 0 | 0 | 0 | 0 | 0 | 0 | 0 | 0 | COL0661TrustPower | COL0661 | TrustPower | 0.0966 | S |  | 0 |  | 0 | 0 | 0 |  | 0 |  | 0 | 0 | 0 | 0 | 0
noNIGU | 2014 | BOB1101 | Counties Power | load_offtake | 8141903.549 | N |  | CPK0111 | Wellington Electricity | 24.2193 |  |  | 0 | 0 | 0 | 0 | 0 | 0 | 0 | 0 | 0 | 0 | 0 | 0 | 0 | CPK0111Wellington Electricity | CPK0111 | Wellington Electricity | 24.2193 | N |  | 0 |  | 0 | 0 | 0 |  | 0 |  | 0 | 0 | 0 | 0 | 0
noNIGU21 | 2014 | BOB0331 | Counties Power | load_offtake | 856302.47 | N |  | CPK0331 | Wellington Electricity | 165.7215 |  |  | 0 | 0 | 0 | 0 | 0 | 0 | 0 | 0 | 0 | 0 | 0 | 0 | 0 | CPK0331Wellington Electricity | CPK0331 | Wellington Electricity | 165.7215 | N |  | 0 |  | 0 | 0 | 0 |  | 0 |  | 0 | 0 | 0 | 0 | 0
noNIGU21 | 2014 | BOB1101 | Counties Power | load_offtake | 2156942.808 | N |  | CST0331 | Powerco | 60.4569 |  |  | 0 | 0 | 0 | 0 | 0 | 0 | 0 | 0 | 0 | 0 | 0 | 0 | 0 | CST0331Powerco | CST0331 | Powerco | 60.4569 | N |  | 0 |  | 0 | 0 | 0 |  | 0 |  | 0 | 0 | 0 | 0 | 0
noWRK | 2014 | BOB0331 | Counties Power | load_offtake | 186181.941 | N |  | CUL0331 | Mainpower | 21.0546 |  |  | 0 | 0 | 21.0546 | 0 | 0 | 0 | 0 | 0 | 0 | 0 | 0 | 0 | 0 | CUL0331Mainpower | CUL0331 | Mainpower | 21.0546 | S |  | 0 |  | 0 | 0 | 0 |  | 0 |  | 0 | 0 | 0 | 0 | 0
noWRK | 2014 | BOB1101 | Counties Power | load_offtake | 479913.923 | N |  | CUL0661 | Mainpower | 10.3572 |  |  | 0 | 0 | 10.3572 | 0 | 0 | 0 | 0 | 0 | 0 | 0 | 0 | 0 | 0 | CUL0661Mainpower | CUL0661 | Mainpower | 10.3572 | S |  | 0 |  | 0 | 0 | 0 |  | 0 |  | 0 | 0 | 0 | 0 | 0
Pole 2 | 2014 | BOB0331 | Counties Power | load_offtake | 4336324.027 | N |  | CYD0331 | Aurora Energy | 18.1566 |  |  | 0 | 18.1566 | 18.1566 | 0 | 0 | 0 | 0 | 18.1566 | 0 | 0 | 0 | 0 | 0 | CYD0331Aurora Energy | CYD0331 | Aurora Energy | 18.1566 | S |  | 0 |  | 0 | 0 | 0 |  | 0 |  | 0 | 0 | 0 | 0 | 0
Pole 2 | 2014 | BOB1101 | Counties Power | load_offtake | 11649661.111 | N |  | CYD0331 | Contact | 0.4746 |  |  | 0 | 0.4746 | 0.4746 | 0 | 0 | 0 | 0 | 0.4746 | 0 | 0 | 0 | 0 | 0 | CYD0331Contact | CYD0331 | Contact | 0.4746 | S |  | 0 |  | 0 | 0 | 0 |  | 0 |  | 0 | 0 | 0 | 0 | 0
Pole 3 | 2014 | BOB0331 | Counties Power | load_offtake | 1135360.533 | N |  | CYD2201 | Contact | 6.51 |  |  | 0 | 0 | 6.51 | 0 | 0 | 0 | 0 | 0 | 0 | 0 | 0 | 0 | 0 | CYD2201Contact | CYD2201 | Contact | 6.51 | S |  | 0 |  | 0 | 0 | 0 |  | 0 |  | 0 | 0 | 0 | 0 | 0
Pole 3 | 2014 | BOB1101 | Counties Power | load_offtake | 2641657.107 | N |  | DOB0331 | Westpower | 9.7671 |  |  | 0 | 0 | 9.7671 | 0 | 0 | 0 | 0 | 0 | 0 | 0 | 0 | 0 | 0 | DOB0331Westpower | DOB0331 | Westpower | 9.7671 | S |  | 0 |  | 0 | 0 | 0 |  | 0 |  | 0 | 0 | 0 | 0 | 0
noLSIren | 2014 | ASY0111 | Daiken MDF | load_offtake | 7780.572 | S |  | DVK0111 | Scanpower | 12.6735 |  |  | 0 | 0 | 0 | 0 | 0 | 0 | 0 | 0 | 0 | 0 | 0 | 0 | 0 | DVK0111Scanpower | DVK0111 | Scanpower | 12.6735 | N |  | 0 |  | 0 | 0 | 0 |  | 0 |  | 0 | 0 | 0 | 0 | 0
noNAaN | 2014 | ASY0111 | Daiken MDF | load_offtake | 20112.567 | S |  | EDG0331 | Horizon | 64.5624 |  |  | 0 | 0 | 0 | 0 | 0 | 64.5624 | 0 | 0 | 0 | 0 | 0 | 0 | 0 | EDG0331Horizon | EDG0331 | Horizon | 64.5624 | N |  | 0 |  | 0 | 0 | 0 |  | 0 |  | 0 | 0 | 0 | 0 | 0
noNIGU | 2014 | ASY0111 | Daiken MDF | load_offtake | 35465.894 | S |  | EDN0331 | The Power Company | 28.7406 |  |  | 0 | 0 | 28.7406 | 0 | 0 | 0 | 0 | 0 | 0 | 0 | 0 | 0 | 0 | EDN0331The Power Company | EDN0331 | The Power Company | 28.7406 | S |  | 0 |  | 0 | 0 | 0 |  | 0 |  | 0 | 0 | 0 | 0 | 0
noNIGU21 | 2014 | ASY0111 | Daiken MDF | load_offtake | 125184.696 | S |  | FHL0331 | Unison | 52.5924 |  |  | 0 | 0 | 0 | 0 | 0 | 52.5924 | 0 | 0 | 0 | 0 | 0 | 0 | 0 | FHL0331Unison | FHL0331 | Unison | 52.5924 | N |  | 0 |  | 0 | 0 | 0 |  | 0 |  | 0 | 0 | 0 | 0 | 0
noWRK | 2014 | ASY0111 | Daiken MDF | load_offtake | 49597.469 | S |  | FKN0331 | Aurora Energy | 56.4774 |  |  | 0 | 0 | 56.4774 | 0 | 0 | 0 | 0 | 0 | 0 | 0 | 0 | 0 | 0 | FKN0331Aurora Energy | FKN0331 | Aurora Energy | 56.4774 | S |  | 0 |  | 0 | 0 | 0 |  | 0 |  | 0 | 0 | 0 | 0 | 0
Pole 2 | 2014 | ASY0111 | Daiken MDF | load_offtake | 0 | S |  | FKN0331 | Lakeland Network | 2.7846 |  |  | 0 | 0 | 2.7846 | 0 | 0 | 0 | 0 | 0 | 0 | 0 | 0 | 0 | 0 | FKN0331Lakeland Network | FKN0331 | Lakeland Network | 2.7846 | S |  | 0 |  | 0 | 0 | 0 |  | 0 |  | 0 | 0 | 0 | 0 | 0
Pole 3 | 2014 | ASY0111 | Daiken MDF | load_offtake | 0 | S |  | GFD0331 | Wellington Electricity | 62.3973 |  |  | 0 | 0 | 0 | 0 | 0 | 0 | 0 | 0 | 0 | 0 | 0 | 0 | 0 | GFD0331Wellington Electricity | GFD0331 | Wellington Electricity | 62.3973 | N |  | 0 |  | 0 | 0 | 0 |  | 0 |  | 0 | 0 | 0 | 0 | 0
noLSIren | 2014 | TUI1101 | Eastland Network | load_offtake | 1049.812 | N |  | GLN0331 | NZ Steel | 112.3122 |  |  | 0 | 0 | 0 | 0 | 0 | 112.3122 | 0 | 0 | 0 | 0 | 0 | 0 | 0 | GLN0331NZ Steel | GLN0331 | NZ Steel | 112.3122 | N |  | 0 |  | 0 | 0 | 0 |  | 0 |  | 0 | 0 | 0 | 0 | 0
noNAaN | 2014 | TUI1101 | Eastland Network | load_offtake | 105196.061 | N |  | GLN0332 | Counties Power | 38.6253 |  |  | 0 | 0 | 0 | 0 | 0 | 38.6253 | 0 | 0 | 0 | 0 | 0 | 0 | 0 | GLN0332Counties Power | GLN0332 | Counties Power | 38.6253 | N |  | 0 |  | 0 | 0 | 0 |  | 0 |  | 0 | 0 | 0 | 0 | 0
noNIGU | 2014 | TUI1101 | Eastland Network | load_offtake | 0 | N |  | GLN0332 | NZ Steel | 58.1238 |  |  | 0 | 0 | 0 | 0 | 0 | 58.1238 | 0 | 0 | 0 | 0 | 0 | 0 | 0 | GLN0332NZ Steel | GLN0332 | NZ Steel | 58.1238 | N |  | 0 |  | 0 | 0 | 0 |  | 0 |  | 0 | 0 | 0 | 0 | 0
noNIGU21 | 2014 | TUI1101 | Eastland Network | load_offtake | 370957.632 | N |  | GOR0331 | The Power Company | 29.5638 |  |  | 0 | 0 | 29.5638 | 0 | 0 | 0 | 0 | 0 | 0 | 0 | 0 | 0 | 0 | GOR0331The Power Company | GOR0331 | The Power Company | 29.5638 | S |  | 0 |  | 0 | 0 | 0 |  | 0 |  | 0 | 0 | 0 | 0 | 0
noWRK | 2014 | TUI1101 | Eastland Network | load_offtake | 0 | N |  | GYM0661 | Westpower | 13.6395 |  |  | 0 | 0 | 13.6395 | 0 | 0 | 0 | 0 | 0 | 0 | 0 | 0 | 0 | 0 | GYM0661Westpower | GYM0661 | Westpower | 13.6395 | S |  | 0 |  | 0 | 0 | 0 |  | 0 |  | 0 | 0 | 0 | 0 | 0
Pole 2 | 2014 | TUI1101 | Eastland Network | load_offtake | 10473993.205 | N |  | GYT0331 | Powerco | 13.2447 |  |  | 0 | 0 | 0 | 0 | 0 | 0 | 0 | 0 | 0 | 0 | 0 | 0 | 0 | GYT0331Powerco | GYT0331 | Powerco | 13.2447 | N |  | 0 |  | 0 | 0 | 0 |  | 0 |  | 0 | 0 | 0 | 0 | 0
Pole 3 | 2014 | TUI1101 | Eastland Network | load_offtake | 2797959.244 | N |  | HAM0111 | WEL | 37.6635 |  |  | 0 | 0 | 0 | 0 | 0 | 37.6635 | 0 | 0 | 0 | 0 | 0 | 0 | 0 | HAM0111WEL | HAM0111 | WEL | 37.6635 | N |  | 0 |  | 0 | 0 | 0 |  | 0 |  | 0 | 0 | 0 | 0 | 0
noLSIren | 2014 | MHO0331 | Electra | load_offtake | 0 | N |  | HAM0331 | WEL | 137.0103 |  |  | 0 | 0 | 0 | 0 | 0 | 137.0103 | 0 | 0 | 0 | 0 | 0 | 0 | 0 | HAM0331WEL | HAM0331 | WEL | 137.0103 | N |  | 0 |  | 0 | 0 | 0 |  | 0 |  | 0 | 0 | 0 | 0 | 0
noLSIren | 2014 | PRM0331 | Electra | load_offtake | 0 | N |  | HAM0551 | Kiwirail | 6.6465 |  |  | 0 | 0 | 0 | 0 | 0 | 6.6465 | 0 | 0 | 0 | 0 | 0 | 0 | 0 | HAM0551Kiwirail | HAM0551 | Kiwirail | 6.6465 | N |  | 0 |  | 0 | 0 | 0 |  | 0 |  | 0 | 0 | 0 | 0 | 0
noNAaN | 2014 | MHO0331 | Electra | load_offtake | 63316.308 | N |  | HAY0111 | Wellington Electricity | 17.9403 |  |  | 0 | 0 | 0 | 0 | 0 | 0 | 0 | 0 | 0 | 0 | 0 | 0 | 0 | HAY0111Wellington Electricity | HAY0111 | Wellington Electricity | 17.9403 | N |  | 0 |  | 0 | 0 | 0 |  | 0 |  | 0 | 0 | 0 | 0 | 0
noNAaN | 2014 | PRM0331 | Electra | load_offtake | 99892.585 | N |  | HAY0331 | Wellington Electricity | 19.6119 |  |  | 0 | 0 | 0 | 0 | 0 | 0 | 0 | 0 | 0 | 0 | 0 | 0 | 0 | HAY0331Wellington Electricity | HAY0331 | Wellington Electricity | 19.6119 | N |  | 0 |  | 0 | 0 | 0 |  | 0 |  | 0 | 0 | 0 | 0 | 0
noNIGU | 2014 | MHO0331 | Electra | load_offtake | 21971.503 | N |  | HEN0331 | Vector | 122.8206 |  |  | 0 | 0 | 0 | 0 | 0 | 122.8206 | 0 | 0 | 0 | 0 | 0 | 0 | 0 | HEN0331Vector | HEN0331 | Vector | 122.8206 | N |  | 0 |  | 0 | 0 | 0 |  | 0 |  | 0 | 0 | 0 | 0 | 0
noNIGU | 2014 | PRM0331 | Electra | load_offtake | 0 | N |  | HEP0331 | Vector | 149.0433 |  |  | 0 | 0 | 0 | 0 | 0 | 149.0433 | 0 | 0 | 0 | 0 | 0 | 0 | 0 | HEP0331Vector | HEP0331 | Vector | 149.0433 | N |  | 0 |  | 0 | 0 | 0 |  | 0 |  | 0 | 0 | 0 | 0 | 0
noNIGU21 | 2014 | MHO0331 | Electra | load_offtake | 348045.492 | N |  | HIN0331 | Powerco | 45.4923 |  |  | 0 | 0 | 0 | 0 | 0 | 45.4923 | 0 | 0 | 0 | 0 | 0 | 0 | 0 | HIN0331Powerco | HIN0331 | Powerco | 45.4923 | N |  | 0 |  | 0 | 0 | 0 |  | 0 |  | 0 | 0 | 0 | 0 | 0
noNIGU21 | 2014 | PRM0331 | Electra | load_offtake | 513480.954 | N |  | HKK0661 | Westpower | 20.2272 |  |  | 0 | 0 | 20.2272 | 0 | 0 | 0 | 0 | 0 | 0 | 0 | 0 | 0 | 0 | HKK0661Westpower | HKK0661 | Westpower | 20.2272 | S |  | 0 |  | 0 | 0 | 0 |  | 0 |  | 0 | 0 | 0 | 0 | 0
noWRK | 2014 | MHO0331 | Electra | load_offtake | 164698.254 | N |  | HLY0331 | WEL | 26.6469 |  |  | 0 | 0 | 0 | 0 | 0 | 26.6469 | 0 | 0 | 0 | 0 | 0 | 0 | 0 | HLY0331WEL | HLY0331 | WEL | 26.6469 | N |  | 0 |  | 0 | 0 | 0 |  | 0 |  | 0 | 0 | 0 | 0 | 0
noWRK | 2014 | PRM0331 | Electra | load_offtake | 234990.308 | N |  | HLY2201 | Genesis | 17.9445 |  |  | 0 | 0 | 0 | 0 | 0 | 0 | 0 | 0 | 0 | 0 | 0 | 0 | 0 | HLY2201Genesis | HLY2201 | Genesis | 17.9445 | N |  | 0 |  | 0 | 0 | 0 |  | 0 |  | 0 | 0 | 0 | 0 | 0
Pole 2 | 2014 | MHO0331 | Electra | load_offtake | 7514790.438 | N |  | HOB1101 | Vector | 111.1572 |  |  | 0 | 0 | 0 | 0 | 0 | 111.1572 | 0 | 0 | 0 | 0 | 0 | 0 | 0 | HOB1101Vector | HOB1101 | Vector | 111.1572 | N |  | 0 |  | 0 | 0 | 0 |  | 0 |  | 0 | 0 | 0 | 0 | 0
Pole 2 | 2014 | PRM0331 | Electra | load_offtake | 27486030.682 | N |  | HOR0331 | Orion | 23.7762 |  |  | 0 | 0 | 23.7762 | 0 | 0 | 0 | 0 | 0 | 0 | 0 | 0 | 0 | 0 | HOR0331Orion | HOR0331 | Orion | 23.7762 | S |  | 0 |  | 0 | 0 | 0 |  | 0 |  | 0 | 0 | 0 | 0 | 0
Pole 3 | 2014 | MHO0331 | Electra | load_offtake | 1880270.455 | N |  | HOR0661 | Orion | 30.5928 |  |  | 0 | 0 | 30.5928 | 0 | 0 | 0 | 0 | 0 | 0 | 0 | 0 | 0 | 0 | HOR0661Orion | HOR0661 | Orion | 30.5928 | S |  | 0 |  | 0 | 0 | 0 |  | 0 |  | 0 | 0 | 0 | 0 | 0
Pole 3 | 2014 | PRM0331 | Electra | load_offtake | 0 | N |  | HTI0331 | The Lines Company | 35.2506 |  |  | 0 | 0 | 0 | 0 | 0 | 35.2506 | 0 | 0 | 0 | 0 | 0 | 0 | 0 | HTI0331The Lines Company | HTI0331 | The Lines Company | 35.2506 | N |  | 0 |  | 0 | 0 | 0 |  | 0 |  | 0 | 0 | 0 | 0 | 0
noLSIren | 2014 | ASB0331 | Electricity Ashburton | load_offtake | 18650.679 | S |  | HUI0331 | Powerco | 36.7584 |  |  | 0 | 0 | 0 | 0 | 0 | 0 | 0 | 0 | 0 | 0 | 0 | 0 | 0 | HUI0331Powerco | HUI0331 | Powerco | 36.7584 | N |  | 0 |  | 0 | 0 | 0 |  | 0 |  | 0 | 0 | 0 | 0 | 0
noLSIren | 2014 | ASB0661 | Electricity Ashburton | load_offtake | 10591.496 | S |  | HWA0331 | Powerco | 29.0157 |  |  | 0 | 0 | 0 | 0 | 0 | 0 | 0 | 0 | 0 | 0 | 0 | 0 | 0 | HWA0331Powerco | HWA0331 | Powerco | 29.0157 | N |  | 0 |  | 0 | 0 | 0 |  | 0 |  | 0 | 0 | 0 | 0 | 0
noNAaN | 2014 | ASB0331 | Electricity Ashburton | load_offtake | 60390.251 | S |  | HWA0332 | Other | 0 |  |  | 0 | 0 | 0 | 0 | 0 | 0 | 0 | 0 | 0 | 0 | 0 | 0 | 0 | HWA0332Other | HWA0332 | Other | 0 | N |  | 0 |  | 0 | 0 | 0 |  | 0 |  | 0 | 0 | 0 | 0 | 0
noNAaN | 2014 | ASB0661 | Electricity Ashburton | load_offtake | 97045.999 | S |  | HWA1101 | TrustPower | 2.478 |  |  | 0 | 0 | 0 | 0 | 0 | 0 | 0 | 0 | 0 | 0 | 0 | 0 | 0 | HWA1101TrustPower | HWA1101 | TrustPower | 2.478 | N |  | 0 |  | 0 | 0 | 0 |  | 0 |  | 0 | 0 | 0 | 0 | 0
noNIGU | 2014 | ASB0331 | Electricity Ashburton | load_offtake | 92664.289 | S |  | HWA1102 | Meridian | 8.6226 |  |  | 0 | 0 | 0 | 0 | 0 | 0 | 0 | 0 | 0 | 0 | 0 | 0 | 0 | HWA1102Meridian | HWA1102 | Meridian | 8.6226 | N |  | 0 |  | 0 | 0 | 0 |  | 0 |  | 0 | 0 | 0 | 0 | 0
noNIGU | 2014 | ASB0661 | Electricity Ashburton | load_offtake | 391548.778 | S |  | HWB0331 | Aurora Energy | 87.2403 |  |  | 0 | 0 | 87.2403 | 0 | 0 | 0 | 0 | 0 | 0 | 0 | 0 | 0 | 0 | HWB0331Aurora Energy | HWB0331 | Aurora Energy | 87.2403 | S |  | 0 |  | 0 | 0 | 0 |  | 0 |  | 0 | 0 | 0 | 0 | 0
noNIGU21 | 2014 | ASB0331 | Electricity Ashburton | load_offtake | 364765.397 | S |  | HWB0331 | OtagoNet JV | 4.8048 |  |  | 0 | 0 | 4.8048 | 0 | 0 | 0 | 0 | 0 | 0 | 0 | 0 | 0 | 0 | HWB0331OtagoNet JV | HWB0331 | OtagoNet JV | 4.8048 | S |  | 0 |  | 0 | 0 | 0 |  | 0 |  | 0 | 0 | 0 | 0 | 0
noNIGU21 | 2014 | ASB0661 | Electricity Ashburton | load_offtake | 700954.12 | S |  | HWB0332 | Aurora Energy | 49.5789 |  |  | 0 | 0 | 49.5789 | 0 | 0 | 0 | 0 | 0 | 0 | 0 | 0 | 0 | 0 | HWB0332Aurora Energy | HWB0332 | Aurora Energy | 49.5789 | S |  | 0 |  | 0 | 0 | 0 |  | 0 |  | 0 | 0 | 0 | 0 | 0
noWRK | 2014 | ASB0331 | Electricity Ashburton | load_offtake | 127062.629 | S |  | HWB1101 | OtagoNet JV | 5.9619 |  |  | 0 | 0 | 5.9619 | 0 | 0 | 0 | 0 | 0 | 0 | 0 | 0 | 0 | 0 | HWB1101OtagoNet JV | HWB1101 | OtagoNet JV | 5.9619 | S |  | 0 |  | 0 | 0 | 0 |  | 0 |  | 0 | 0 | 0 | 0 | 0
noWRK | 2014 | ASB0661 | Electricity Ashburton | load_offtake | 402429.079 | S |  | INV0331 | Electricity Invercargill | 55.5672 |  |  | 0 | 0 | 55.5672 | 0 | 0 | 0 | 0 | 0 | 0 | 0 | 0 | 0 | 0 | INV0331Electricity Invercargill | INV0331 | Electricity Invercargill | 55.5672 | S |  | 0 |  | 0 | 0 | 0 |  | 0 |  | 0 | 0 | 0 | 0 | 0
Pole 2 | 2014 | ASB0331 | Electricity Ashburton | load_offtake | 0 | S |  | INV0331 | The Power Company | 37.0448 |  |  | 0 | 0 | 37.0448 | 0 | 0 | 0 | 0 | 0 | 0 | 0 | 0 | 0 | 0 | INV0331The Power Company | INV0331 | The Power Company | 37.0448 | S |  | 0 |  | 0 | 0 | 0 |  | 0 |  | 0 | 0 | 0 | 0 | 0
Pole 2 | 2014 | ASB0661 | Electricity Ashburton | load_offtake | 0 | S |  | ISL0331 | Orion | 76.4064 |  |  | 0 | 0 | 76.4064 | 0 | 0 | 0 | 0 | 0 | 0 | 0 | 0 | 0 | 0 | ISL0331Orion | ISL0331 | Orion | 76.4064 | S |  | 0 |  | 0 | 0 | 0 |  | 0 |  | 0 | 0 | 0 | 0 | 0
Pole 3 | 2014 | ASB0331 | Electricity Ashburton | load_offtake | 0 | S |  | ISL0661 | Orion | 401.9652 |  |  | 0 | 0 | 401.9652 | 0 | 0 | 0 | 0 | 0 | 0 | 0 | 0 | 0 | 0 | ISL0661Orion | ISL0661 | Orion | 401.9652 | S |  | 0 |  | 0 | 0 | 0 |  | 0 |  | 0 | 0 | 0 | 0 | 0
Pole 3 | 2014 | ASB0661 | Electricity Ashburton | load_offtake | 0 | S |  | KAI0111 | Mainpower | 28.9611 |  |  | 0 | 0 | 28.9611 | 0 | 0 | 0 | 0 | 0 | 0 | 0 | 0 | 0 | 0 | KAI0111Mainpower | KAI0111 | Mainpower | 28.9611 | S |  | 0 |  | 0 | 0 | 0 |  | 0 |  | 0 | 0 | 0 | 0 | 0
noLSIren | 2014 | INV0331 | Electricity Invercargill | load_offtake | 97690.8355 | S |  | KAW0111 | Horizon | 18.7047 |  |  | 0 | 0 | 0 | 0 | 0 | 18.7047 | 0 | 0 | 0 | 0 | 0 | 0 | 0 | KAW0111Horizon | KAW0111 | Horizon | 18.7047 | N |  | 0 |  | 0 | 0 | 0 |  | 0 |  | 0 | 0 | 0 | 0 | 0
noNAaN | 2014 | INV0331 | Electricity Invercargill | load_offtake | 82771.7781 | S |  | KAW0112 | Norske Skog | 36.358 |  |  | 0 | 0 | 0 | 0 | 0 | 36.358 | 0 | 0 | 0 | 0 | 0 | 0 | 0 | KAW0112Norske Skog | KAW0112 | Norske Skog | 36.358 | N |  | 0 |  | 0 | 0 | 0 |  | 0 |  | 0 | 0 | 0 | 0 | 0
noNIGU | 2014 | INV0331 | Electricity Invercargill | load_offtake | 29895.8799 | S |  | KAW0113 | Norske Skog | 77.612 |  |  | 0 | 0 | 0 | 0 | 0 | 77.612 | 0 | 0 | 0 | 0 | 0 | 0 | 0 | KAW0113Norske Skog | KAW0113 | Norske Skog | 77.612 | N |  | 0 |  | 0 | 0 | 0 |  | 0 |  | 0 | 0 | 0 | 0 | 0
noNIGU21 | 2014 | INV0331 | Electricity Invercargill | load_offtake | 441719.0888 | S |  | KAW1101 | Other | 0 |  |  | 0 | 0 | 0 | 0 | 0 | 0 | 0 | 0 | 0 | 0 | 0 | 0 | 0 | KAW1101Other | KAW1101 | Other | 0 | N |  | 0 |  | 0 | 0 | 0 |  | 0 |  | 0 | 0 | 0 | 0 | 0
noWRK | 2014 | INV0331 | Electricity Invercargill | load_offtake | 198488.0144 | S |  | KBY0661 | Orion | 12.9402 |  |  | 0 | 0 | 12.9402 | 0 | 0 | 0 | 0 | 0 | 0 | 0 | 0 | 0 | 0 | KBY0661Orion | KBY0661 | Orion | 12.9402 | S |  | 0 |  | 0 | 0 | 0 |  | 0 |  | 0 | 0 | 0 | 0 | 0
Pole 2 | 2014 | INV0331 | Electricity Invercargill | load_offtake | 0 | S |  | KBY0662 | Orion | 7.4823 |  |  | 0 | 0 | 7.4823 | 0 | 0 | 0 | 0 | 0 | 0 | 0 | 0 | 0 | 0 | KBY0662Orion | KBY0662 | Orion | 7.4823 | S |  | 0 |  | 0 | 0 | 0 |  | 0 |  | 0 | 0 | 0 | 0 | 0
Pole 3 | 2014 | INV0331 | Electricity Invercargill | load_offtake | 0 | S |  | KIK0111 | Network Tasman | 3.2886 |  |  | 0 | 0 | 3.2886 | 0 | 0 | 0 | 0 | 0 | 0 | 0 | 0 | 0 | 0 | KIK0111Network Tasman | KIK0111 | Network Tasman | 3.2886 | S |  | 0 |  | 0 | 0 | 0 |  | 0 |  | 0 | 0 | 0 | 0 | 0
noLSIren | 2014 | HWA1102 WAA0 | Fonterra | generation | 0 | N |  | KIN0111 | CHH | 49.2954 |  |  | 0 | 0 | 0 | 0 | 0 | 49.2954 | 0 | 0 | 0 | 0 | 0 | 0 | 0 | KIN0111CHH | KIN0111 | CHH | 49.2954 | N |  | 0 |  | 0 | 0 | 0 |  | 0 |  | 0 | 0 | 0 | 0 | 0
noLSIren | 2014 | HWA1102 WAA1 | Fonterra | generation | 0 | N |  | KIN0112 | CHH | 19.436 |  |  | 0 | 0 | 0 | 0 | 0 | 19.436 | 0 | 0 | 0 | 0 | 0 | 0 | 0 | KIN0112CHH | KIN0112 | CHH | 19.436 | N |  | 0 |  | 0 | 0 | 0 |  | 0 |  | 0 | 0 | 0 | 0 | 0
noLSIren | 2014 | LFD1101 | Fonterra | load_offtake | 562.505 | N |  | KIN0113 | CHH | 20.2335 |  |  | 0 | 0 | 0 | 0 | 0 | 20.2335 | 0 | 0 | 0 | 0 | 0 | 0 | 0 | KIN0113CHH | KIN0113 | CHH | 20.2335 | N |  | 0 |  | 0 | 0 | 0 |  | 0 |  | 0 | 0 | 0 | 0 | 0
noLSIren | 2014 | LFD1102 | Fonterra | load_offtake | 309.848 | N |  | KIN0331 | Powerco | 18.417 |  |  | 0 | 0 | 0 | 0 | 0 | 18.417 | 0 | 0 | 0 | 0 | 0 | 0 | 0 | KIN0331Powerco | KIN0331 | Powerco | 18.417 | N |  | 0 |  | 0 | 0 | 0 |  | 0 |  | 0 | 0 | 0 | 0 | 0
noNAaN | 2014 | HWA1102 WAA0 | Fonterra | generation | 0 | N |  | KMO0331 | Powerco | 21.1869 |  |  | 0 | 0 | 0 | 0 | 0 | 21.1869 | 0 | 0 | 0 | 0 | 0 | 0 | 0 | KMO0331Powerco | KMO0331 | Powerco | 21.1869 | N |  | 0 |  | 0 | 0 | 0 |  | 0 |  | 0 | 0 | 0 | 0 | 0
noNAaN | 2014 | HWA1102 WAA1 | Fonterra | generation | 0 | N |  | KOE1101 | Top Energy | 72.2988 |  |  | 0 | 0 | 0 | 0 | 0 | 72.2988 | 0 | 0 | 0 | 0 | 0 | 0 | 0 | KOE1101Top Energy | KOE1101 | Top Energy | 72.2988 | N |  | 0 |  | 0 | 0 | 0 |  | 0 |  | 0 | 0 | 0 | 0 | 0
noNAaN | 2014 | LFD1101 | Fonterra | load_offtake | 5307.002 | N |  | KPU0661 | Powerco | 51.0699 |  |  | 0 | 0 | 0 | 0 | 0 | 51.0699 | 0 | 0 | 0 | 0 | 0 | 0 | 0 | KPU0661Powerco | KPU0661 | Powerco | 51.0699 | N |  | 0 |  | 0 | 0 | 0 |  | 0 |  | 0 | 0 | 0 | 0 | 0
noNAaN | 2014 | LFD1102 | Fonterra | load_offtake | 4783.418 | N |  | KUM0661 | Westpower | 9.66 |  |  | 0 | 9.66 | 9.66 | 0 | 0 | 0 | 0 | 9.66 | 0 | 0 | 0 | 0 | 0 | KUM0661Westpower | KUM0661 | Westpower | 9.66 | S |  | 0 |  | 0 | 0 | 0 |  | 0 |  | 0 | 0 | 0 | 0 | 0
noNIGU | 2014 | HWA1102 WAA0 | Fonterra | generation | 0 | N |  | KWA0111 | Wellington Electricity | 34.3602 |  |  | 0 | 0 | 0 | 0 | 0 | 0 | 0 | 0 | 0 | 0 | 0 | 0 | 0 | KWA0111Wellington Electricity | KWA0111 | Wellington Electricity | 34.3602 | N |  | 0 |  | 0 | 0 | 0 |  | 0 |  | 0 | 0 | 0 | 0 | 0
noNIGU | 2014 | HWA1102 WAA1 | Fonterra | generation | 0 | N |  | LFD1101 | Fonterra | 7.8855 |  |  | 0 | 0 | 0 | 0 | 0 | 7.8855 | 0 | 0 | 0 | 0 | 0 | 0 | 0 | LFD1101Fonterra | LFD1101 | Fonterra | 7.8855 | N |  | 0 |  | 0 | 0 | 0 |  | 0 |  | 0 | 0 | 0 | 0 | 0
noNIGU | 2014 | LFD1101 | Fonterra | load_offtake | 24884.678 | N |  | LFD1102 | Fonterra | 5.4033 |  |  | 0 | 0 | 0 | 0 | 0 | 5.4033 | 0 | 0 | 0 | 0 | 0 | 0 | 0 | LFD1102Fonterra | LFD1102 | Fonterra | 5.4033 | N |  | 0 |  | 0 | 0 | 0 |  | 0 |  | 0 | 0 | 0 | 0 | 0
noNIGU | 2014 | LFD1102 | Fonterra | load_offtake | 22872.596 | N |  | LTN0331 | Powerco | 60.732 |  |  | 0 | 0 | 0 | 0 | 0 | 0 | 0 | 0 | 0 | 0 | 0 | 0 | 0 | LTN0331Powerco | LTN0331 | Powerco | 60.732 | N |  | 0 |  | 0 | 0 | 0 |  | 0 |  | 0 | 0 | 0 | 0 | 0
noNIGU21 | 2014 | HWA1102 WAA0 | Fonterra | generation | 0 | N |  | MAT1101 | TrustPower | 3.1416 |  |  | 0 | 0 | 0 | 0 | 0 | 3.1416 | 0 | 0 | 0 | 0 | 0 | 0 | 0 | MAT1101TrustPower | MAT1101 | TrustPower | 3.1416 | N |  | 0 |  | 0 | 0 | 0 |  | 0 |  | 0 | 0 | 0 | 0 | 0
noNIGU21 | 2014 | HWA1102 WAA1 | Fonterra | generation | 0 | N |  | MAT1102 | TrustPower | 0.9954 |  |  | 0 | 0 | 0 | 0 | 0 | 0 | 0 | 0 | 0 | 0 | 0 | 0 | 0 | MAT1102TrustPower | MAT1102 | TrustPower | 0.9954 | N |  | 0 |  | 0 | 0 | 0 |  | 0 |  | 0 | 0 | 0 | 0 | 0
noNIGU21 | 2014 | LFD1101 | Fonterra | load_offtake | 38714.594 | N |  | MCH0111 | Network Tasman | 2.7699 |  |  | 0 | 0 | 2.7699 | 0 | 0 | 0 | 0 | 0 | 0 | 0 | 0 | 0 | 0 | MCH0111Network Tasman | MCH0111 | Network Tasman | 2.7699 | S |  | 0 |  | 0 | 0 | 0 |  | 0 |  | 0 | 0 | 0 | 0 | 0
noNIGU21 | 2014 | LFD1102 | Fonterra | load_offtake | 35568.657 | N |  | MER0331 | WEL | 0.0084 |  |  | 0 | 0 | 0 | 0 | 0 | 0.0084 | 0 | 0 | 0 | 0 | 0 | 0 | 0 | MER0331WEL | MER0331 | WEL | 0.0084 | N |  | 0 |  | 0 | 0 | 0 |  | 0 |  | 0 | 0 | 0 | 0 | 0
noWRK | 2014 | HWA1102 WAA0 | Fonterra | generation | 0 | N |  | MGM0331 | Powerco | 11.8944 |  |  | 0 | 0 | 0 | 0 | 0 | 0 | 0 | 0 | 0 | 0 | 0 | 0 | 0 | MGM0331Powerco | MGM0331 | Powerco | 11.8944 | N |  | 0 |  | 0 | 0 | 0 |  | 0 |  | 0 | 0 | 0 | 0 | 0
noWRK | 2014 | HWA1102 WAA1 | Fonterra | generation | 0 | N |  | MHO0331 | Electra | 37.1931 |  |  | 0 | 0 | 0 | 0 | 0 | 0 | 0 | 0 | 0 | 0 | 0 | 0 | 0 | MHO0331Electra | MHO0331 | Electra | 37.1931 | N |  | 0 |  | 0 | 0 | 0 |  | 0 |  | 0 | 0 | 0 | 0 | 0
noWRK | 2014 | LFD1101 | Fonterra | load_offtake | 26911.272 | N |  | MKE1101 | Todd | 0.8694 |  |  | 0 | 0 | 0 | 0 | 0 | 0 | 0 | 0 | 0 | 0 | 0 | 0 | 0 | MKE1101Todd | MKE1101 | Todd | 0.8694 | N |  | 0 |  | 0 | 0 | 0 |  | 0 |  | 0 | 0 | 0 | 0 | 0
noWRK | 2014 | LFD1102 | Fonterra | load_offtake | 25943.212 | N |  | MLG0111 | Wellington Electricity | 27.3882 |  |  | 0 | 0 | 0 | 0 | 0 | 0 | 0 | 0 | 0 | 0 | 0 | 0 | 0 | MLG0111Wellington Electricity | MLG0111 | Wellington Electricity | 27.3882 | N |  | 0 |  | 0 | 0 | 0 |  | 0 |  | 0 | 0 | 0 | 0 | 0
Pole 2 | 2014 | HWA1102 WAA0 | Fonterra | generation | 0 | N |  | MLG0331 | Wellington Electricity | 37.233 |  |  | 0 | 0 | 0 | 0 | 0 | 0 | 0 | 0 | 0 | 0 | 0 | 0 | 0 | MLG0331Wellington Electricity | MLG0331 | Wellington Electricity | 37.233 | N |  | 0 |  | 0 | 0 | 0 |  | 0 |  | 0 | 0 | 0 | 0 | 0
Pole 2 | 2014 | HWA1102 WAA1 | Fonterra | generation | 0 | N |  | MNG0331 | Vector | 100.8966 |  |  | 0 | 0 | 0 | 0 | 0 | 100.8966 | 0 | 0 | 0 | 0 | 0 | 0 | 0 | MNG0331Vector | MNG0331 | Vector | 100.8966 | N |  | 0 |  | 0 | 0 | 0 |  | 0 |  | 0 | 0 | 0 | 0 | 0
Pole 2 | 2014 | LFD1101 | Fonterra | load_offtake | 629519.79 | N |  | MNG1101 | Pacific Steel | 0 |  |  | 0 | 0 | 0 | 0 | 0 | 0 | 0 | 0 | 0 | 0 | 0 | 0 | 0 | MNG1101Pacific Steel | MNG1101 | Pacific Steel | 0 | N |  | 0 |  | 0 | 0 | 0 |  | 0 |  | 0 | 0 | 0 | 0 | 0
Pole 2 | 2014 | LFD1102 | Fonterra | load_offtake | 634177.965 | N |  | MNI0111 | Methanex | 9.5025 |  |  | 0 | 0 | 0 | 0 | 0 | 0 | 0 | 0 | 0 | 0 | 0 | 0 | 0 | MNI0111Methanex | MNI0111 | Methanex | 9.5025 | N |  | 0 |  | 0 | 0 | 0 |  | 0 |  | 0 | 0 | 0 | 0 | 0
Pole 3 | 2014 | HWA1102 WAA0 | Fonterra | generation | 0 | N |  | MPE1101 | Northpower | 106.743 |  |  | 0 | 0 | 0 | 0 | 0 | 106.743 | 0 | 0 | 0 | 0 | 0 | 0 | 0 | MPE1101Northpower | MPE1101 | Northpower | 106.743 | N |  | 0 |  | 0 | 0 | 0 |  | 0 |  | 0 | 0 | 0 | 0 | 0
Pole 3 | 2014 | HWA1102 WAA1 | Fonterra | generation | 0 | N |  | MST0331 | Powerco | 45.0114 |  |  | 0 | 0 | 0 | 0 | 0 | 0 | 0 | 0 | 0 | 0 | 0 | 0 | 0 | MST0331Powerco | MST0331 | Powerco | 45.0114 | N |  | 0 |  | 0 | 0 | 0 |  | 0 |  | 0 | 0 | 0 | 0 | 0
Pole 3 | 2014 | LFD1101 | Fonterra | load_offtake | 137521.646 | N |  | MTI2201 | MRP | 4.914 |  |  | 0 | 0 | 0 | 0 | 0 | 0 | 0 | 0 | 0 | 0 | 0 | 0 | 0 | MTI2201MRP | MTI2201 | MRP | 4.914 | N |  | 0 |  | 0 | 0 | 0 |  | 0 |  | 0 | 0 | 0 | 0 | 0
Pole 3 | 2014 | LFD1102 | Fonterra | load_offtake | 142109.071 | N |  | MTM0331 | Powerco | 65.4381 |  |  | 0 | 0 | 0 | 0 | 0 | 65.4381 | 0 | 0 | 0 | 0 | 0 | 0 | 0 | MTM0331Powerco | MTM0331 | Powerco | 65.4381 | N |  | 0 |  | 0 | 0 | 0 |  | 0 |  | 0 | 0 | 0 | 0 | 0
noLSIren | 2014 | HLY2201 HLY1 | Genesis | generation | 0 | N |  | MTN0331 | Powerco | 16.6971 |  |  | 0 | 0 | 0 | 0 | 0 | 0 | 0 | 0 | 0 | 0 | 0 | 0 | 0 | MTN0331Powerco | MTN0331 | Powerco | 16.6971 | N |  | 0 |  | 0 | 0 | 0 |  | 0 |  | 0 | 0 | 0 | 0 | 0
noLSIren | 2014 | HLY2201 HLY2 | Genesis | generation | 0 | N |  | MTO0331 | Northpower | 17.9298 |  |  | 0 | 0 | 0 | 0 | 0 | 17.9298 | 0 | 0 | 0 | 0 | 0 | 0 | 0 | MTO0331Northpower | MTO0331 | Northpower | 17.9298 | N |  | 0 |  | 0 | 0 | 0 |  | 0 |  | 0 | 0 | 0 | 0 | 0
noLSIren | 2014 | HLY2201 HLY5 | Genesis | generation | 0 | N |  | MTR0331 | Powerco | 7.1169 |  |  | 0 | 0 | 0 | 0 | 0 | 0 | 0 | 0 | 0 | 0 | 0 | 0 | 0 | MTR0331Powerco | MTR0331 | Powerco | 7.1169 | N |  | 0 |  | 0 | 0 | 0 |  | 0 |  | 0 | 0 | 0 | 0 | 0
noLSIren | 2014 | HLY2201 HLY6 | Genesis | generation | 0 | N |  | NAP2201 | Other | 0 |  |  | 0 | 0 | 0 | 0 | 0 | 0 | 0 | 0 | 0 | 0 | 0 | 0 | 0 | NAP2201Other | NAP2201 | Other | 0 | N |  | 0 |  | 0 | 0 | 0 |  | 0 |  | 0 | 0 | 0 | 0 | 0
noLSIren | 2014 | RPO2201 RPO0 | Genesis | generation | 9068.678 | N |  | NAP2202 | MRP | 14.4648 |  |  | 0 | 0 | 0 | 0 | 0 | 0 | 0 | 0 | 0 | 0 | 0 | 0 | 0 | NAP2202MRP | NAP2202 | MRP | 14.4648 | N |  | 0 |  | 0 | 0 | 0 |  | 0 |  | 0 | 0 | 0 | 0 | 0
noLSIren | 2014 | TKA0111 TKA1 | Genesis | generation | 3918.687 | S |  | NMA0331 | The Power Company | 60.6207 |  |  | 0 | 60.6207 | 60.6207 | 0 | 0 | 0 | 0 | 60.6207 | 0 | 0 | 0 | 0 | 0 | NMA0331The Power Company | NMA0331 | The Power Company | 60.6207 | S |  | 0 |  | 0 | 0 | 0 |  | 0 |  | 0 | 0 | 0 | 0 | 0
noLSIren | 2014 | TKB2201 TKB1 | Genesis | generation | 0 | S |  | NPK0331 | The Lines Company | 6.7116 |  |  | 0 | 0 | 0 | 0 | 0 | 0 | 0 | 0 | 0 | 0 | 0 | 0 | 0 | NPK0331The Lines Company | NPK0331 | The Lines Company | 6.7116 | N |  | 0 |  | 0 | 0 | 0 |  | 0 |  | 0 | 0 | 0 | 0 | 0
noLSIren | 2014 | TKU0331 | Genesis | load_offtake | 14.7046 | N |  | NPL0331 | Other | 0 |  |  | 0 | 0 | 0 | 0 | 0 | 0 | 0 | 0 | 0 | 0 | 0 | 0 | 0 | NPL0331Other | NPL0331 | Other | 0 | N |  | 0 |  | 0 | 0 | 0 |  | 0 |  | 0 | 0 | 0 | 0 | 0
noLSIren | 2014 | TKU2201 TKU0 | Genesis | generation | 32816.084 | N |  | NPL0331 | Powerco | 20.412 |  |  | 0 | 0 | 0 | 0 | 0 | 0 | 0 | 0 | 0 | 0 | 0 | 0 | 0 | NPL0331Powerco | NPL0331 | Powerco | 20.412 | N |  | 0 |  | 0 | 0 | 0 |  | 0 |  | 0 | 0 | 0 | 0 | 0
noLSIren | 2014 | TUI1101 | Genesis | load_offtake | 0 | N |  | NSY0331 | OtagoNet JV | 33.4299 |  |  | 0 | 0 | 33.4299 | 0 | 0 | 0 | 0 | 0 | 0 | 0 | 0 | 0 | 0 | NSY0331OtagoNet JV | NSY0331 | OtagoNet JV | 33.4299 | S |  | 0 |  | 0 | 0 | 0 |  | 0 |  | 0 | 0 | 0 | 0 | 0
noLSIren | 2014 | TUI1101 KTW0 | Genesis | generation | 0 | N |  | OAM0331 | Network Waitaki | 43.2432 |  |  | 0 | 0 | 43.2432 | 0 | 0 | 0 | 0 | 0 | 0 | 0 | 0 | 0 | 0 | OAM0331Network Waitaki | OAM0331 | Network Waitaki | 43.2432 | S |  | 0 |  | 0 | 0 | 0 |  | 0 |  | 0 | 0 | 0 | 0 | 0
noLSIren | 2014 | TUI1101 PRI0 | Genesis | generation | 3851.056 | N |  | OHA2201 | Meridian | 4.7166 |  |  | 0 | 0 | 0 | 0 | 0 | 0 | 0 | 0 | 0 | 0 | 0 | 0 | 0 | OHA2201Meridian | OHA2201 | Meridian | 4.7166 | S |  | 0 |  | 0 | 0 | 0 |  | 0 |  | 0 | 0 | 0 | 0 | 0
noLSIren | 2014 | TUI1101 TUI0 | Genesis | generation | 4503.815 | N |  | OHB2201 | Meridian | 4.1601 |  |  | 0 | 0 | 0 | 0 | 0 | 0 | 0 | 0 | 0 | 0 | 0 | 0 | 0 | OHB2201Meridian | OHB2201 | Meridian | 4.1601 | S |  | 0 |  | 0 | 0 | 0 |  | 0 |  | 0 | 0 | 0 | 0 | 0
noNAaN | 2014 | HLY2201 HLY1 | Genesis | generation | 0 | N |  | OHC2201 | Meridian | 3.9774 |  |  | 0 | 0 | 0 | 0 | 0 | 0 | 0 | 0 | 0 | 0 | 0 | 0 | 0 | OHC2201Meridian | OHC2201 | Meridian | 3.9774 | S |  | 0 |  | 0 | 0 | 0 |  | 0 |  | 0 | 0 | 0 | 0 | 0
noNAaN | 2014 | HLY2201 HLY2 | Genesis | generation | 0 | N |  | OHK2201 | MRP | 5.691 |  |  | 0 | 0 | 0 | 0 | 0 | 0 | 0 | 0 | 0 | 0 | 0 | 0 | 0 | OHK2201MRP | OHK2201 | MRP | 5.691 | N |  | 0 |  | 0 | 0 | 0 |  | 0 |  | 0 | 0 | 0 | 0 | 0
noNAaN | 2014 | HLY2201 HLY5 | Genesis | generation | 0 | N |  | OKI2201 | Contact | 3.969 |  |  | 0 | 0 | 0 | 0 | 0 | 0 | 0 | 0 | 0 | 0 | 0 | 0 | 0 | OKI2201Contact | OKI2201 | Contact | 3.969 | N |  | 0 |  | 0 | 0 | 0 |  | 0 |  | 0 | 0 | 0 | 0 | 0
noNAaN | 2014 | HLY2201 HLY6 | Genesis | generation | 0 | N |  | OKN0111 | Powerco | 2.3457 |  |  | 0 | 0 | 0 | 0 | 0 | 0 | 0 | 0 | 0 | 0 | 0 | 0 | 0 | OKN0111Powerco | OKN0111 | Powerco | 2.3457 | N |  | 0 |  | 0 | 0 | 0 |  | 0 |  | 0 | 0 | 0 | 0 | 0
noNAaN | 2014 | RPO2201 RPO0 | Genesis | generation | 0 | N |  | OKN0111 | The Lines Company | 7.5348 |  |  | 0 | 0 | 0 | 0 | 0 | 0 | 0 | 0 | 0 | 0 | 0 | 0 | 0 | OKN0111The Lines Company | OKN0111 | The Lines Company | 7.5348 | N |  | 0 |  | 0 | 0 | 0 |  | 0 |  | 0 | 0 | 0 | 0 | 0
noNAaN | 2014 | TKA0111 TKA1 | Genesis | generation | 0 | S |  | ONG0331 | The Lines Company | 14.4501 |  |  | 0 | 0 | 0 | 0 | 0 | 0 | 0 | 0 | 0 | 0 | 0 | 0 | 0 | ONG0331The Lines Company | ONG0331 | The Lines Company | 14.4501 | N |  | 0 |  | 0 | 0 | 0 |  | 0 |  | 0 | 0 | 0 | 0 | 0
noNAaN | 2014 | TKB2201 TKB1 | Genesis | generation | 0 | S |  | OPK0331 | Powerco | 12.0687 |  |  | 0 | 0 | 0 | 0 | 0 | 0 | 0 | 0 | 0 | 0 | 0 | 0 | 0 | OPK0331Powerco | OPK0331 | Powerco | 12.0687 | N |  | 0 |  | 0 | 0 | 0 |  | 0 |  | 0 | 0 | 0 | 0 | 0
noNAaN | 2014 | TKU0331 | Genesis | load_offtake | 118.5127 | N |  | ORO1101 | Buller Electricity | 9.3618 |  |  | 0 | 0 | 9.3618 | 0 | 0 | 0 | 0 | 0 | 0 | 0 | 0 | 0 | 0 | ORO1101Buller Electricity | ORO1101 | Buller Electricity | 9.3618 | S |  | 0 |  | 0 | 0 | 0 |  | 0 |  | 0 | 0 | 0 | 0 | 0
noNAaN | 2014 | TKU2201 TKU0 | Genesis | generation | 0 | N |  | ORO1102 | Buller Electricity | 9.6453 |  |  | 0 | 0 | 9.6453 | 0 | 0 | 0 | 0 | 0 | 0 | 0 | 0 | 0 | 0 | ORO1102Buller Electricity | ORO1102 | Buller Electricity | 9.6453 | S |  | 0 |  | 0 | 0 | 0 |  | 0 |  | 0 | 0 | 0 | 0 | 0
noNAaN | 2014 | TUI1101 | Genesis | load_offtake | 0.0047541 | N |  | OTA0221 | Contact | 6.0522 |  |  | 0 | 0 | 0 | 0 | 0 | 6.0522 | 0 | 0 | 0 | 0 | 0 | 0 | 0 | OTA0221Contact | OTA0221 | Contact | 6.0522 | N |  | 0 |  | 0 | 0 | 0 |  | 0 |  | 0 | 0 | 0 | 0 | 0
noNAaN | 2014 | TUI1101 KTW0 | Genesis | generation | 0 | N |  | OTA0221 | Vector | 63.0882 |  |  | 0 | 0 | 0 | 0 | 0 | 63.0882 | 0 | 0 | 0 | 0 | 0 | 0 | 0 | OTA0221Vector | OTA0221 | Vector | 63.0882 | N |  | 0 |  | 0 | 0 | 0 |  | 0 |  | 0 | 0 | 0 | 0 | 0
noNAaN | 2014 | TUI1101 PRI0 | Genesis | generation | 0 | N |  | OTI0111 | Westpower | 0.6195 |  |  | 0 | 0 | 0.6195 | 0 | 0 | 0 | 0 | 0 | 0 | 0 | 0 | 0 | 0 | OTI0111Westpower | OTI0111 | Westpower | 0.6195 | S |  | 0 |  | 0 | 0 | 0 |  | 0 |  | 0 | 0 | 0 | 0 | 0
noNAaN | 2014 | TUI1101 TUI0 | Genesis | generation | 0 | N |  | OWH0111 | Unison | 13.4904 |  |  | 0 | 0 | 0 | 0 | 0 | 13.4904 | 0 | 0 | 0 | 0 | 0 | 0 | 0 | OWH0111Unison | OWH0111 | Unison | 13.4904 | N |  | 0 |  | 0 | 0 | 0 |  | 0 |  | 0 | 0 | 0 | 0 | 0
noNIGU | 2014 | HLY2201 HLY1 | Genesis | generation | 0 | N |  | PAK0331 | Vector | 138.1548 |  |  | 0 | 0 | 0 | 0 | 0 | 138.1548 | 0 | 0 | 0 | 0 | 0 | 0 | 0 | PAK0331Vector | PAK0331 | Vector | 138.1548 | N |  | 0 |  | 0 | 0 | 0 |  | 0 |  | 0 | 0 | 0 | 0 | 0
noNIGU | 2014 | HLY2201 HLY2 | Genesis | generation | 0 | N |  | PAO1101 | Powerco | 33.1989 |  |  | 0 | 0 | 0 | 0 | 0 | 0 | 0 | 0 | 0 | 0 | 0 | 0 | 0 | PAO1101Powerco | PAO1101 | Powerco | 33.1989 | N |  | 0 |  | 0 | 0 | 0 |  | 0 |  | 0 | 0 | 0 | 0 | 0
noNIGU | 2014 | HLY2201 HLY5 | Genesis | generation | 0 | N |  | PEN0221 | Vector | 55.4127 |  |  | 0 | 0 | 0 | 0 | 0 | 55.4127 | 0 | 0 | 0 | 0 | 0 | 0 | 0 | PEN0221Vector | PEN0221 | Vector | 55.4127 | N |  | 0 |  | 0 | 0 | 0 |  | 0 |  | 0 | 0 | 0 | 0 | 0
noNIGU | 2014 | HLY2201 HLY6 | Genesis | generation | 32814.234 | N |  | PEN0251 | Kiwirail | 1.5267 |  |  | 0 | 0 | 0 | 0 | 0 | 0 | 0 | 0 | 0 | 0 | 0 | 0 | 0 | PEN0251Kiwirail | PEN0251 | Kiwirail | 1.5267 | N |  | 0 |  | 0 | 0 | 0 |  | 0 |  | 0 | 0 | 0 | 0 | 0
noNIGU | 2014 | RPO2201 RPO0 | Genesis | generation | 206550.005 | N |  | PEN0331 | Other | 0 |  |  | 0 | 0 | 0 | 0 | 0 | 0 | 0 | 0 | 0 | 0 | 0 | 0 | 0 | PEN0331Other | PEN0331 | Other | 0 | N |  | 0 |  | 0 | 0 | 0 |  | 0 |  | 0 | 0 | 0 | 0 | 0
noNIGU | 2014 | TKA0111 TKA1 | Genesis | generation | 76264.232 | S |  | PEN0331 | Vector | 267.1074 |  |  | 0 | 0 | 0 | 0 | 0 | 267.1074 | 0 | 0 | 0 | 0 | 0 | 0 | 0 | PEN0331Vector | PEN0331 | Vector | 267.1074 | N |  | 0 |  | 0 | 0 | 0 |  | 0 |  | 0 | 0 | 0 | 0 | 0
noNIGU | 2014 | TKB2201 TKB1 | Genesis | generation | 0 | S |  | PEN1101 | Vector | 200.0901 |  |  | 0 | 0 | 0 | 0 | 0 | 200.0901 | 0 | 0 | 0 | 0 | 0 | 0 | 0 | PEN1101Vector | PEN1101 | Vector | 200.0901 | N |  | 0 |  | 0 | 0 | 0 |  | 0 |  | 0 | 0 | 0 | 0 | 0
noNIGU | 2014 | TKU0331 | Genesis | load_offtake | 1237.5967 | N |  | PNI0331 | Wellington Electricity | 20.3574 |  |  | 0 | 0 | 0 | 0 | 0 | 0 | 0 | 0 | 0 | 0 | 0 | 0 | 0 | PNI0331Wellington Electricity | PNI0331 | Wellington Electricity | 20.3574 | N |  | 0 |  | 0 | 0 | 0 |  | 0 |  | 0 | 0 | 0 | 0 | 0
noNIGU | 2014 | TKU2201 TKU0 | Genesis | generation | 1320134.686 | N |  | PPI2201 | Contact | 2.814 |  |  | 0 | 0 | 0 | 0 | 0 | 2.814 | 0 | 0 | 0 | 0 | 0 | 0 | 0 | PPI2201Contact | PPI2201 | Contact | 2.814 | N |  | 0 |  | 0 | 0 | 0 |  | 0 |  | 0 | 0 | 0 | 0 | 0
noNIGU | 2014 | TUI1101 | Genesis | load_offtake | 0.076104 | N |  | PRM0331 | Electra | 59.5707 |  |  | 0 | 0 | 0 | 0 | 0 | 0 | 0 | 0 | 0 | 0 | 0 | 0 | 0 | PRM0331Electra | PRM0331 | Electra | 59.5707 | N |  | 0 |  | 0 | 0 | 0 |  | 0 |  | 0 | 0 | 0 | 0 | 0
noNIGU | 2014 | TUI1101 KTW0 | Genesis | generation | 131816.762 | N |  | RDF0331 | Unison | 64.0101 |  |  | 0 | 0 | 0 | 0 | 0 | 64.0101 | 0 | 0 | 0 | 0 | 0 | 0 | 0 | RDF0331Unison | RDF0331 | Unison | 64.0101 | N |  | 0 |  | 0 | 0 | 0 |  | 0 |  | 0 | 0 | 0 | 0 | 0
noNIGU | 2014 | TUI1101 PRI0 | Genesis | generation | 175011.417 | N |  | RFN1101 | Westpower | 9.1392 |  |  | 0 | 0 | 9.1392 | 0 | 0 | 0 | 0 | 0 | 0 | 0 | 0 | 0 | 0 | RFN1101Westpower | RFN1101 | Westpower | 9.1392 | S |  | 0 |  | 0 | 0 | 0 |  | 0 |  | 0 | 0 | 0 | 0 | 0
noNIGU | 2014 | TUI1101 TUI0 | Genesis | generation | 184072.137 | N |  | RFN1102 | Westpower | 10.2354 |  |  | 0 | 0 | 10.2354 | 0 | 0 | 0 | 0 | 0 | 0 | 0 | 0 | 0 | 0 | RFN1102Westpower | RFN1102 | Westpower | 10.2354 | S |  | 0 |  | 0 | 0 | 0 |  | 0 |  | 0 | 0 | 0 | 0 | 0
noNIGU21 | 2014 | HLY2201 HLY1 | Genesis | generation | 0 | N |  | ROS0221 | Vector | 127.6821 |  |  | 0 | 0 | 0 | 0 | 0 | 127.6821 | 0 | 0 | 0 | 0 | 0 | 0 | 0 | ROS0221Vector | ROS0221 | Vector | 127.6821 | N |  | 0 |  | 0 | 0 | 0 |  | 0 |  | 0 | 0 | 0 | 0 | 0
noNIGU21 | 2014 | HLY2201 HLY2 | Genesis | generation | 0 | N |  | ROS1101 | Vector | 149.4045 |  |  | 0 | 0 | 0 | 0 | 0 | 149.4045 | 0 | 0 | 0 | 0 | 0 | 0 | 0 | ROS1101Vector | ROS1101 | Vector | 149.4045 | N |  | 0 |  | 0 | 0 | 0 |  | 0 |  | 0 | 0 | 0 | 0 | 0
noNIGU21 | 2014 | HLY2201 HLY5 | Genesis | generation | 0 | N |  | ROT0111 | Unison | 29.421 |  |  | 0 | 0 | 0 | 0 | 0 | 29.421 | 0 | 0 | 0 | 0 | 0 | 0 | 0 | ROT0111Unison | ROT0111 | Unison | 29.421 | N |  | 0 |  | 0 | 0 | 0 |  | 0 |  | 0 | 0 | 0 | 0 | 0
noNIGU21 | 2014 | HLY2201 HLY6 | Genesis | generation | 0 | N |  | ROT0331 | Unison | 44.0118 |  |  | 0 | 0 | 0 | 0 | 0 | 44.0118 | 0 | 0 | 0 | 0 | 0 | 0 | 0 | ROT0331Unison | ROT0331 | Unison | 44.0118 | N |  | 0 |  | 0 | 0 | 0 |  | 0 |  | 0 | 0 | 0 | 0 | 0
noNIGU21 | 2014 | RPO2201 RPO0 | Genesis | generation | 0 | N |  | ROT1101 | TrustPower | 0.0735 |  |  | 0 | 0 | 0 | 0 | 0 | 0.0735 | 0 | 0 | 0 | 0 | 0 | 0 | 0 | ROT1101TrustPower | ROT1101 | TrustPower | 0.0735 | N |  | 0 |  | 0 | 0 | 0 |  | 0 |  | 0 | 0 | 0 | 0 | 0
noNIGU21 | 2014 | TKA0111 TKA1 | Genesis | generation | 0 | S |  | SBK0331 | Mainpower | 43.9173 |  |  | 0 | 0 | 43.9173 | 0 | 0 | 0 | 0 | 0 | 0 | 0 | 0 | 0 | 0 | SBK0331Mainpower | SBK0331 | Mainpower | 43.9173 | S |  | 0 |  | 0 | 0 | 0 |  | 0 |  | 0 | 0 | 0 | 0 | 0
noNIGU21 | 2014 | TKB2201 TKB1 | Genesis | generation | 0 | S |  | SDN0331 | Aurora Energy | 73.1094 |  |  | 0 | 0 | 73.1094 | 0 | 0 | 0 | 0 | 0 | 0 | 0 | 0 | 0 | 0 | SDN0331Aurora Energy | SDN0331 | Aurora Energy | 73.1094 | S |  | 0 |  | 0 | 0 | 0 |  | 0 |  | 0 | 0 | 0 | 0 | 0
noNIGU21 | 2014 | TKU0331 | Genesis | load_offtake | 1406.8854 | N |  | SFD0331 | Powerco | 35.1603 |  |  | 0 | 0 | 0 | 0 | 0 | 0 | 0 | 0 | 0 | 0 | 0 | 0 | 0 | SFD0331Powerco | SFD0331 | Powerco | 35.1603 | N |  | 0 |  | 0 | 0 | 0 |  | 0 |  | 0 | 0 | 0 | 0 | 0
noNIGU21 | 2014 | TKU2201 TKU0 | Genesis | generation | 0 | N |  | SFD2201 | Contact | 9.198 |  |  | 0 | 0 | 0 | 0 | 0 | 0 | 0 | 0 | 0 | 0 | 0 | 0 | 0 | SFD2201Contact | SFD2201 | Contact | 9.198 | N |  | 0 |  | 0 | 0 | 0 |  | 0 |  | 0 | 0 | 0 | 0 | 0
noNIGU21 | 2014 | TUI1101 | Genesis | load_offtake | 0.076104 | N |  | STK0331 | Network Tasman | 154.6167 |  |  | 0 | 0 | 154.6167 | 0 | 0 | 0 | 0 | 0 | 0 | 0 | 0 | 0 | 0 | STK0331Network Tasman | STK0331 | Network Tasman | 154.6167 | S |  | 0 |  | 0 | 0 | 0 |  | 0 |  | 0 | 0 | 0 | 0 | 0
noNIGU21 | 2014 | TUI1101 KTW0 | Genesis | generation | 0 | N |  | STU0111 | Alpine Energy | 13.7319 |  |  | 0 | 0 | 13.7319 | 0 | 0 | 0 | 0 | 0 | 0 | 0 | 0 | 0 | 0 | STU0111Alpine Energy | STU0111 | Alpine Energy | 13.7319 | S |  | 0 |  | 0 | 0 | 0 |  | 0 |  | 0 | 0 | 0 | 0 | 0
noNIGU21 | 2014 | TUI1101 PRI0 | Genesis | generation | 0 | N |  | SVL0331 | Vector | 92.3013 |  |  | 0 | 0 | 0 | 0 | 0 | 92.3013 | 0 | 0 | 0 | 0 | 0 | 0 | 0 | SVL0331Vector | SVL0331 | Vector | 92.3013 | N |  | 0 |  | 0 | 0 | 0 |  | 0 |  | 0 | 0 | 0 | 0 | 0
noNIGU21 | 2014 | TUI1101 TUI0 | Genesis | generation | 0 | N |  | SWN0251 | Kiwirail | 3.1605 |  |  | 0 | 0 | 0 | 0 | 0 | 0 | 0 | 0 | 0 | 0 | 0 | 0 | 0 | SWN0251Kiwirail | SWN0251 | Kiwirail | 3.1605 | N |  | 0 |  | 0 | 0 | 0 |  | 0 |  | 0 | 0 | 0 | 0 | 0
noWRK | 2014 | HLY2201 HLY1 | Genesis | generation | 0 | N |  | SWN2201 | MRP | 3.738 |  |  | 0 | 0 | 0 | 0 | 0 | 3.738 | 0 | 0 | 0 | 0 | 0 | 0 | 0 | SWN2201MRP | SWN2201 | MRP | 3.738 | N |  | 0 |  | 0 | 0 | 0 |  | 0 |  | 0 | 0 | 0 | 0 | 0
noWRK | 2014 | HLY2201 HLY2 | Genesis | generation | 0 | N |  | TAK0331 | Vector | 119.8008 |  |  | 0 | 0 | 0 | 0 | 0 | 119.8008 | 0 | 0 | 0 | 0 | 0 | 0 | 0 | TAK0331Vector | TAK0331 | Vector | 119.8008 | N |  | 0 |  | 0 | 0 | 0 |  | 0 |  | 0 | 0 | 0 | 0 | 0
noWRK | 2014 | HLY2201 HLY5 | Genesis | generation | 0 | N |  | TGA0111 | Powerco | 28.2429 |  |  | 0 | 0 | 0 | 0 | 0 | 28.2429 | 0 | 0 | 0 | 0 | 0 | 0 | 0 | TGA0111Powerco | TGA0111 | Powerco | 28.2429 | N |  | 0 |  | 0 | 0 | 0 |  | 0 |  | 0 | 0 | 0 | 0 | 0
noWRK | 2014 | HLY2201 HLY6 | Genesis | generation | 0 | N |  | TGA0331 | Powerco | 81.5115 |  |  | 0 | 0 | 0 | 0 | 0 | 81.5115 | 0 | 0 | 0 | 0 | 0 | 0 | 0 | TGA0331Powerco | TGA0331 | Powerco | 81.5115 | N |  | 0 |  | 0 | 0 | 0 |  | 0 |  | 0 | 0 | 0 | 0 | 0
noWRK | 2014 | RPO2201 RPO0 | Genesis | generation | 303326.798 | N |  | THI2201 | Contact | 9.03 |  |  | 0 | 0 | 0 | 0 | 0 | 0 | 0 | 0 | 0 | 0 | 0 | 0 | 0 | THI2201Contact | THI2201 | Contact | 9.03 | N |  | 0 |  | 0 | 0 | 0 |  | 0 |  | 0 | 0 | 0 | 0 | 0
noWRK | 2014 | TKA0111 TKA1 | Genesis | generation | 0 | S |  | TIM0111 | Alpine Energy | 65.5998 |  |  | 0 | 0 | 65.5998 | 0 | 0 | 0 | 0 | 0 | 0 | 0 | 0 | 0 | 0 | TIM0111Alpine Energy | TIM0111 | Alpine Energy | 65.5998 | S |  | 0 |  | 0 | 0 | 0 |  | 0 |  | 0 | 0 | 0 | 0 | 0
noWRK | 2014 | TKB2201 TKB1 | Genesis | generation | 0 | S |  | TKA0111 | Genesis | 0.1785 |  |  | 0 | 0 | 0 | 0 | 0 | 0 | 0 | 0 | 0 | 0 | 0 | 0 | 0 | TKA0111Genesis | TKA0111 | Genesis | 0.1785 | S |  | 0 |  | 0 | 0 | 0 |  | 0 |  | 0 | 0 | 0 | 0 | 0
noWRK | 2014 | TKU0331 | Genesis | load_offtake | 678.2852 | N |  | TKA0331 | Alpine Energy | 3.9375 |  |  | 0 | 0 | 3.9375 | 0 | 0 | 0 | 0 | 0 | 0 | 0 | 0 | 0 | 0 | TKA0331Alpine Energy | TKA0331 | Alpine Energy | 3.9375 | S |  | 0 |  | 0 | 0 | 0 |  | 0 |  | 0 | 0 | 0 | 0 | 0
noWRK | 2014 | TKU2201 TKU0 | Genesis | generation | 0 | N |  | TKB2201 | Genesis | 0.0105 |  |  | 0 | 0 | 0 | 0 | 0 | 0 | 0 | 0 | 0 | 0 | 0 | 0 | 0 | TKB2201Genesis | TKB2201 | Genesis | 0.0105 | S |  | 0 |  | 0 | 0 | 0 |  | 0 |  | 0 | 0 | 0 | 0 | 0
noWRK | 2014 | TUI1101 | Genesis | load_offtake | 0 | N |  | TKH0111 | Horizon | 1.722 |  |  | 0 | 0 | 0 | 0 | 0 | 1.722 | 0 | 0 | 0 | 0 | 0 | 0 | 0 | TKH0111Horizon | TKH0111 | Horizon | 1.722 | N |  | 0 |  | 0 | 0 | 0 |  | 0 |  | 0 | 0 | 0 | 0 | 0
noWRK | 2014 | TUI1101 KTW0 | Genesis | generation | 143169.8 | N |  | TKR0331 | Wellington Electricity | 95.2833 |  |  | 0 | 0 | 0 | 0 | 0 | 0 | 0 | 0 | 0 | 0 | 0 | 0 | 0 | TKR0331Wellington Electricity | TKR0331 | Wellington Electricity | 95.2833 | N |  | 0 |  | 0 | 0 | 0 |  | 0 |  | 0 | 0 | 0 | 0 | 0
noWRK | 2014 | TUI1101 PRI0 | Genesis | generation | 217280.198 | N |  | TKU0331 | Genesis | 0.5187 |  |  | 0 | 0 | 0 | 0 | 0 | 0 | 0 | 0 | 0 | 0 | 0 | 0 | 0 | TKU0331Genesis | TKU0331 | Genesis | 0.5187 | N |  | 0 |  | 0 | 0 | 0 |  | 0 |  | 0 | 0 | 0 | 0 | 0
noWRK | 2014 | TUI1101 TUI0 | Genesis | generation | 296898.661 | N |  | TKU0331 | The Lines Company | 11.2434 |  |  | 0 | 0 | 0 | 0 | 0 | 0 | 0 | 0 | 0 | 0 | 0 | 0 | 0 | TKU0331The Lines Company | TKU0331 | The Lines Company | 11.2434 | N |  | 0 |  | 0 | 0 | 0 |  | 0 |  | 0 | 0 | 0 | 0 | 0
Pole 2 | 2014 | HLY2201 HLY1 | Genesis | generation | 0 | N |  | TKU2201 | Genesis | 6.4617 |  |  | 0 | 0 | 0 | 0 | 0 | 0 | 0 | 0 | 0 | 0 | 0 | 0 | 0 | TKU2201Genesis | TKU2201 | Genesis | 6.4617 | N |  | 0 |  | 0 | 0 | 0 |  | 0 |  | 0 | 0 | 0 | 0 | 0
Pole 2 | 2014 | HLY2201 HLY2 | Genesis | generation | 0 | N |  | TMI0331 | Powerco | 29.7612 |  |  | 0 | 0 | 0 | 0 | 0 | 29.7612 | 0 | 0 | 0 | 0 | 0 | 0 | 0 | TMI0331Powerco | TMI0331 | Powerco | 29.7612 | N |  | 0 |  | 0 | 0 | 0 |  | 0 |  | 0 | 0 | 0 | 0 | 0
Pole 2 | 2014 | HLY2201 HLY5 | Genesis | generation | 0 | N |  | TMK0331 | Alpine Energy | 56.8239 |  |  | 0 | 0 | 56.8239 | 0 | 0 | 0 | 0 | 0 | 0 | 0 | 0 | 0 | 0 | TMK0331Alpine Energy | TMK0331 | Alpine Energy | 56.8239 | S |  | 0 |  | 0 | 0 | 0 |  | 0 |  | 0 | 0 | 0 | 0 | 0
Pole 2 | 2014 | HLY2201 HLY6 | Genesis | generation | 0 | N |  | TMN0551 | Kiwirail | 10.9053 |  |  | 0 | 0 | 0 | 0 | 0 | 0 | 0 | 0 | 0 | 0 | 0 | 0 | 0 | TMN0551Kiwirail | TMN0551 | Kiwirail | 10.9053 | N |  | 0 |  | 0 | 0 | 0 |  | 0 |  | 0 | 0 | 0 | 0 | 0
Pole 2 | 2014 | RPO2201 RPO0 | Genesis | generation | 0 | N |  | TMU0111 | Waipa Power | 36.2901 |  |  | 0 | 0 | 0 | 0 | 0 | 36.2901 | 0 | 0 | 0 | 0 | 0 | 0 | 0 | TMU0111Waipa Power | TMU0111 | Waipa Power | 36.2901 | N |  | 0 |  | 0 | 0 | 0 |  | 0 |  | 0 | 0 | 0 | 0 | 0
Pole 2 | 2014 | TKA0111 TKA1 | Genesis | generation | 1221746.593 | S |  | TNG0111 | The Lines Company | 1.0311 |  |  | 0 | 0 | 0 | 0 | 0 | 0 | 0 | 0 | 0 | 0 | 0 | 0 | 0 | TNG0111The Lines Company | TNG0111 | The Lines Company | 1.0311 | N |  | 0 |  | 0 | 0 | 0 |  | 0 |  | 0 | 0 | 0 | 0 | 0
Pole 2 | 2014 | TKB2201 TKB1 | Genesis | generation | 12109629.015 | S |  | TNG0111 | Winstones | 38.9886 |  |  | 0 | 0 | 0 | 0 | 0 | 0 | 0 | 0 | 0 | 0 | 0 | 0 | 0 | TNG0111Winstones | TNG0111 | Winstones | 38.9886 | N |  | 0 |  | 0 | 0 | 0 |  | 0 |  | 0 | 0 | 0 | 0 | 0
Pole 2 | 2014 | TKU0331 | Genesis | load_offtake | 23125.7243 | N |  | TNG0551 | Kiwirail | 9.0342 |  |  | 0 | 0 | 0 | 0 | 0 | 0 | 0 | 0 | 0 | 0 | 0 | 0 | 0 | TNG0551Kiwirail | TNG0551 | Kiwirail | 9.0342 | N |  | 0 |  | 0 | 0 | 0 |  | 0 |  | 0 | 0 | 0 | 0 | 0
Pole 2 | 2014 | TKU2201 TKU0 | Genesis | generation | 0 | N |  | TRK0111 | Unison | 8.2887 |  |  | 0 | 0 | 0 | 0 | 0 | 8.2887 | 0 | 0 | 0 | 0 | 0 | 0 | 0 | TRK0111Unison | TRK0111 | Unison | 8.2887 | N |  | 0 |  | 0 | 0 | 0 |  | 0 |  | 0 | 0 | 0 | 0 | 0
Pole 2 | 2014 | TUI1101 | Genesis | load_offtake | 0.93881 | N |  | TUI1101 | Eastland Network | 58.1133 |  |  | 0 | 0 | 0 | 0 | 0 | 58.1133 | 0 | 0 | 0 | 0 | 0 | 0 | 0 | TUI1101Eastland Network | TUI1101 | Eastland Network | 58.1133 | N |  | 0 |  | 0 | 0 | 0 |  | 0 |  | 0 | 0 | 0 | 0 | 0
Pole 2 | 2014 | TUI1101 KTW0 | Genesis | generation | 0 | N |  | TUI1101 | Genesis | 0.672 |  |  | 0 | 0 | 0 | 0 | 0 | 0.672 | 0 | 0 | 0 | 0 | 0 | 0 | 0 | TUI1101Genesis | TUI1101 | Genesis | 0.672 | N |  | 0 |  | 0 | 0 | 0 |  | 0 |  | 0 | 0 | 0 | 0 | 0
Pole 2 | 2014 | TUI1101 PRI0 | Genesis | generation | 0 | N |  | TWC2201 | TrustPower | 1.1907 |  |  | 0 | 0 | 0 | 0 | 0 | 0 | 0 | 0 | 0 | 0 | 0 | 0 | 0 | TWC2201TrustPower | TWC2201 | TrustPower | 1.1907 | N |  | 0 |  | 0 | 0 | 0 |  | 0 |  | 0 | 0 | 0 | 0 | 0
Pole 2 | 2014 | TUI1101 TUI0 | Genesis | generation | 0 | N |  | TWH0331 | WEL | 86.625 |  |  | 0 | 0 | 0 | 0 | 0 | 86.625 | 0 | 0 | 0 | 0 | 0 | 0 | 0 | TWH0331WEL | TWH0331 | WEL | 86.625 | N |  | 0 |  | 0 | 0 | 0 |  | 0 |  | 0 | 0 | 0 | 0 | 0
Pole 3 | 2014 | HLY2201 HLY1 | Genesis | generation | 0 | N |  | TWI2201 | Pacific Aluminium | 582.214 |  |  | 0 | 0 | 582.214 | 0 | 0 | 0 | 0 | 0 | 0 | 0 | 0 | 0 | 0 | TWI2201Pacific Aluminium | TWI2201 | Pacific Aluminium | 582.214 | S |  | 0 |  | 0 | 0 | 0 |  | 0 |  | 0 | 0 | 0 | 0 | 0
Pole 3 | 2014 | HLY2201 HLY2 | Genesis | generation | 0 | N |  | TWZ0331 | Alpine Energy | 3.3369 |  |  | 0 | 0 | 3.3369 | 0 | 0 | 0 | 0 | 0 | 0 | 0 | 0 | 0 | 0 | TWZ0331Alpine Energy | TWZ0331 | Alpine Energy | 3.3369 | S |  | 0 |  | 0 | 0 | 0 |  | 0 |  | 0 | 0 | 0 | 0 | 0
Pole 3 | 2014 | HLY2201 HLY5 | Genesis | generation | 0 | N |  | TWZ0331 | Meridian | 1.0983 |  |  | 0 | 0 | 1.0983 | 0 | 0 | 0 | 0 | 0 | 0 | 0 | 0 | 0 | 0 | TWZ0331Meridian | TWZ0331 | Meridian | 1.0983 | S |  | 0 |  | 0 | 0 | 0 |  | 0 |  | 0 | 0 | 0 | 0 | 0
Pole 3 | 2014 | HLY2201 HLY6 | Genesis | generation | 0 | N |  | TWZ0331 | Network Waitaki | 4.8216 |  |  | 0 | 0 | 4.8216 | 0 | 0 | 0 | 0 | 0 | 0 | 0 | 0 | 0 | 0 | TWZ0331Network Waitaki | TWZ0331 | Network Waitaki | 4.8216 | S |  | 0 |  | 0 | 0 | 0 |  | 0 |  | 0 | 0 | 0 | 0 | 0
Pole 3 | 2014 | RPO2201 RPO0 | Genesis | generation | 0 | N |  | UHT0331 | Wellington Electricity | 32.004 |  |  | 0 | 0 | 0 | 0 | 0 | 0 | 0 | 0 | 0 | 0 | 0 | 0 | 0 | UHT0331Wellington Electricity | UHT0331 | Wellington Electricity | 32.004 | N |  | 0 |  | 0 | 0 | 0 |  | 0 |  | 0 | 0 | 0 | 0 | 0
Pole 3 | 2014 | TKA0111 TKA1 | Genesis | generation | 1293896.053 | S |  | WAI0111 | Horizon | 9.9078 |  |  | 0 | 0 | 0 | 0 | 0 | 9.9078 | 0 | 0 | 0 | 0 | 0 | 0 | 0 | WAI0111Horizon | WAI0111 | Horizon | 9.9078 | N |  | 0 |  | 0 | 0 | 0 |  | 0 |  | 0 | 0 | 0 | 0 | 0
Pole 3 | 2014 | TKB2201 TKB1 | Genesis | generation | 15936811.487 | S |  | WDV0111 | Scanpower | 2.6985 |  |  | 0 | 0 | 0 | 0 | 0 | 0 | 0 | 0 | 0 | 0 | 0 | 0 | 0 | WDV0111Scanpower | WDV0111 | Scanpower | 2.6985 | N |  | 0 |  | 0 | 0 | 0 |  | 0 |  | 0 | 0 | 0 | 0 | 0
Pole 3 | 2014 | TKU0331 | Genesis | load_offtake | 3861.0125 | N |  | WDV1101 | Meridian | 0.9933 |  |  | 0 | 0 | 0 | 0 | 0 | 0 | 0 | 0 | 0 | 0 | 0 | 0 | 0 | WDV1101Meridian | WDV1101 | Meridian | 0.9933 | N |  | 0 |  | 0 | 0 | 0 |  | 0 |  | 0 | 0 | 0 | 0 | 0
Pole 3 | 2014 | TKU2201 TKU0 | Genesis | generation | 0 | N |  | WEL0331 | Vector | 33.2976 |  |  | 0 | 0 | 0 | 0 | 0 | 33.2976 | 0 | 0 | 0 | 0 | 0 | 0 | 0 | WEL0331Vector | WEL0331 | Vector | 33.2976 | N |  | 0 |  | 0 | 0 | 0 |  | 0 |  | 0 | 0 | 0 | 0 | 0
Pole 3 | 2014 | TUI1101 | Genesis | load_offtake | 0.36274 | N |  | WGN0331 | Powerco | 41.6514 |  |  | 0 | 0 | 0 | 0 | 0 | 0 | 0 | 0 | 0 | 0 | 0 | 0 | 0 | WGN0331Powerco | WGN0331 | Powerco | 41.6514 | N |  | 0 |  | 0 | 0 | 0 |  | 0 |  | 0 | 0 | 0 | 0 | 0
Pole 3 | 2014 | TUI1101 KTW0 | Genesis | generation | 0 | N |  | WHI0111 | Contact | 0.3066 |  |  | 0 | 0 | 0 | 0 | 0 | 0.3066 | 0 | 0 | 0 | 0 | 0 | 0 | 0 | WHI0111Contact | WHI0111 | Contact | 0.3066 | N |  | 0 |  | 0 | 0 | 0 |  | 0 |  | 0 | 0 | 0 | 0 | 0
Pole 3 | 2014 | TUI1101 PRI0 | Genesis | generation | 0 | N |  | WHI0111 | PanPac | 85.1403 |  |  | 0 | 0 | 0 | 0 | 0 | 85.1403 | 0 | 0 | 0 | 0 | 0 | 0 | 0 | WHI0111PanPac | WHI0111 | PanPac | 85.1403 | N |  | 0 |  | 0 | 0 | 0 |  | 0 |  | 0 | 0 | 0 | 0 | 0
Pole 3 | 2014 | TUI1101 TUI0 | Genesis | generation | 0 | N |  | WHI2201 | Contact | 0.3738 |  |  | 0 | 0 | 0 | 0 | 0 | 0.3738 | 0 | 0 | 0 | 0 | 0 | 0 | 0 | WHI2201Contact | WHI2201 | Contact | 0.3738 | N |  | 0 |  | 0 | 0 | 0 |  | 0 |  | 0 | 0 | 0 | 0 | 0
noLSIren | 2014 | EDG0331 | Horizon | load_offtake | 654.254 | N |  | WHU0331 | Powerco | 49.2534 |  |  | 0 | 0 | 0 | 0 | 0 | 49.2534 | 0 | 0 | 0 | 0 | 0 | 0 | 0 | WHU0331Powerco | WHU0331 | Powerco | 49.2534 | N |  | 0 |  | 0 | 0 | 0 |  | 0 |  | 0 | 0 | 0 | 0 | 0
noLSIren | 2014 | KAW0111 | Horizon | load_offtake | 512.857 | N |  | WIL0331 | Wellington Electricity | 53.1006 |  |  | 0 | 0 | 0 | 0 | 0 | 0 | 0 | 0 | 0 | 0 | 0 | 0 | 0 | WIL0331Wellington Electricity | WIL0331 | Wellington Electricity | 53.1006 | N |  | 0 |  | 0 | 0 | 0 |  | 0 |  | 0 | 0 | 0 | 0 | 0
noLSIren | 2014 | TKH0111 | Horizon | load_offtake | 0 | N |  | WIR0331 | Vector | 85.3041 |  |  | 0 | 0 | 0 | 0 | 0 | 85.3041 | 0 | 0 | 0 | 0 | 0 | 0 | 0 | WIR0331Vector | WIR0331 | Vector | 85.3041 | N |  | 0 |  | 0 | 0 | 0 |  | 0 |  | 0 | 0 | 0 | 0 | 0
noLSIren | 2014 | WAI0111 | Horizon | load_offtake | 105.565 | N |  | WKM2201 | Other | 13.1565 |  |  | 0 | 0 | 0 | 0 | 0 | 0 | 0 | 0 | 0 | 0 | 0 | 0 | 0 | WKM2201Other | WKM2201 | Other | 13.1565 | N |  | 0 |  | 0 | 0 | 0 |  | 0 |  | 0 | 0 | 0 | 0 | 0
noNAaN | 2014 | EDG0331 | Horizon | load_offtake | 112159.364 | N |  | WKO0331 | Powerco | 36.2649 |  |  | 0 | 0 | 0 | 0 | 0 | 36.2649 | 0 | 0 | 0 | 0 | 0 | 0 | 0 | WKO0331Powerco | WKO0331 | Powerco | 36.2649 | N |  | 0 |  | 0 | 0 | 0 |  | 0 |  | 0 | 0 | 0 | 0 | 0
noNAaN | 2014 | KAW0111 | Horizon | load_offtake | 29650.619 | N |  | WPA2201 | MRP | 0.189 |  |  | 0 | 0 | 0 | 0 | 0 | 0 | 0 | 0 | 0 | 0 | 0 | 0 | 0 | WPA2201MRP | WPA2201 | MRP | 0.189 | N |  | 0 |  | 0 | 0 | 0 |  | 0 |  | 0 | 0 | 0 | 0 | 0
noNAaN | 2014 | TKH0111 | Horizon | load_offtake | 2145.674 | N |  | WPR0331 | Mainpower | 12.6084 |  |  | 0 | 0 | 12.6084 | 0 | 0 | 0 | 0 | 0 | 0 | 0 | 0 | 0 | 0 | WPR0331Mainpower | WPR0331 | Mainpower | 12.6084 | S |  | 0 |  | 0 | 0 | 0 |  | 0 |  | 0 | 0 | 0 | 0 | 0
noNAaN | 2014 | WAI0111 | Horizon | load_offtake | 17245.977 | N |  | WPR0661 | Mainpower | 10.4286 |  |  | 0 | 0 | 10.4286 | 0 | 0 | 0 | 0 | 0 | 0 | 0 | 0 | 0 | 0 | WPR0661Mainpower | WPR0661 | Mainpower | 10.4286 | S |  | 0 |  | 0 | 0 | 0 |  | 0 |  | 0 | 0 | 0 | 0 | 0
noNIGU | 2014 | EDG0331 | Horizon | load_offtake | 0 | N |  | WPT0111 | Buller Electricity | 9.4353 |  |  | 0 | 0 | 9.4353 | 0 | 0 | 0 | 0 | 0 | 0 | 0 | 0 | 0 | 0 | WPT0111Buller Electricity | WPT0111 | Buller Electricity | 9.4353 | S |  | 0 |  | 0 | 0 | 0 |  | 0 |  | 0 | 0 | 0 | 0 | 0
noNIGU | 2014 | KAW0111 | Horizon | load_offtake | 0 | N |  | WPW0331 | Centralines | 20.4267 |  |  | 0 | 0 | 0 | 0 | 0 | 0 | 0 | 0 | 0 | 0 | 0 | 0 | 0 | WPW0331Centralines | WPW0331 | Centralines | 20.4267 | N |  | 0 |  | 0 | 0 | 0 |  | 0 |  | 0 | 0 | 0 | 0 | 0
noNIGU | 2014 | TKH0111 | Horizon | load_offtake | 0 | N |  | WRD0331 | Vector | 70.2975 |  |  | 0 | 0 | 0 | 0 | 0 | 70.2975 | 0 | 0 | 0 | 0 | 0 | 0 | 0 | WRD0331Vector | WRD0331 | Vector | 70.2975 | N |  | 0 |  | 0 | 0 | 0 |  | 0 |  | 0 | 0 | 0 | 0 | 0
noNIGU | 2014 | WAI0111 | Horizon | load_offtake | 0 | N |  | WRK0331 | Unison | 46.1832 |  |  | 0 | 0 | 0 | 0 | 0 | 0 | 0 | 0 | 0 | 0 | 0 | 0 | 0 | WRK0331Unison | WRK0331 | Unison | 46.1832 | N |  | 0 |  | 0 | 0 | 0 |  | 0 |  | 0 | 0 | 0 | 0 | 0
noNIGU21 | 2014 | EDG0331 | Horizon | load_offtake | 417114.802 | N |  | WRK2201 | Contact | 2.226 |  |  | 0 | 0 | 0 | 0 | 0 | 0 | 0 | 0 | 0 | 0 | 0 | 0 | 0 | WRK2201Contact | WRK2201 | Contact | 2.226 | N |  | 0 |  | 0 | 0 | 0 |  | 0 |  | 0 | 0 | 0 | 0 | 0
noNIGU21 | 2014 | KAW0111 | Horizon | load_offtake | 109192.833 | N |  | WTK0111 | Network Waitaki | 4.3596 |  |  | 0 | 0 | 4.3596 | 0 | 0 | 0 | 0 | 0 | 0 | 0 | 0 | 0 | 0 | WTK0111Network Waitaki | WTK0111 | Network Waitaki | 4.3596 | S |  | 0 |  | 0 | 0 | 0 |  | 0 |  | 0 | 0 | 0 | 0 | 0
noNIGU21 | 2014 | TKH0111 | Horizon | load_offtake | 7096.839 | N |  | WTU0331 | Unison | 86.3394 |  |  | 0 | 0 | 0 | 0 | 0 | 86.3394 | 0 | 0 | 0 | 0 | 0 | 0 | 0 | WTU0331Unison | WTU0331 | Unison | 86.3394 | N |  | 0 |  | 0 | 0 | 0 |  | 0 |  | 0 | 0 | 0 | 0 | 0
noNIGU21 | 2014 | WAI0111 | Horizon | load_offtake | 59957.569 | N |  | WVY0111 | Powerco | 4.7439 |  |  | 0 | 0 | 0 | 0 | 0 | 0 | 0 | 0 | 0 | 0 | 0 | 0 | 0 | WVY0111Powerco | WVY0111 | Powerco | 4.7439 | N |  | 0 |  | 0 | 0 | 0 |  | 0 |  | 0 | 0 | 0 | 0 | 0
noWRK | 2014 | EDG0331 | Horizon | load_offtake | 291151.817 | N |  | WWD1102 | Meridian | 0.945 |  |  | 0 | 0 | 0 | 0 | 0 | 0 | 0 | 0 | 0 | 0 | 0 | 0 | 0 | WWD1102Meridian | WWD1102 | Meridian | 0.945 | N |  | 0 |  | 0 | 0 | 0 |  | 0 |  | 0 | 0 | 0 | 0 | 0
noWRK | 2014 | KAW0111 | Horizon | load_offtake | 53457.168 | N |  | WWD1103 | Meridian | 1.0038 |  |  | 0 | 0 | 0 | 0 | 0 | 0 | 0 | 0 | 0 | 0 | 0 | 0 | 0 | WWD1103Meridian | WWD1103 | Meridian | 1.0038 | N |  | 0 |  | 0 | 0 | 0 |  | 0 |  | 0 | 0 | 0 | 0 | 0
noWRK | 2014 | TKH0111 | Horizon | load_offtake | 4385.982 | N
noWRK | 2014 | WAI0111 | Horizon | load_offtake | 35122.659 | N
Pole 2 | 2014 | EDG0331 | Horizon | load_offtake | 11751081.334 | N |  | Generation allocation 1 | [17 empty] | Generation allocation 1 | Generation allocation 1
Pole 2 | 2014 | KAW0111 | Horizon | load_offtake | 2957552.274 | N |  | offer_node_to_participant | [17 empty] | offer_node_to_participant | offer_node_to_participant
Pole 2 | 2014 | TKH0111 | Horizon | load_offtake | 219944.83 | N |  | generator | offer_code | GWh/yr |  |  | 0 | 0 | 0 | 0 | 9028.0143 | 8551.3079 | 0 | 21033.0337 | 0 | 0 | 0 | 0 | 0 | generatoroffer_code | generator | offer_code | GWh/yr
Pole 2 | 2014 | WAI0111 | Horizon | load_offtake | 1784741.497 | N |  | ARA2201 ARA0 | MRP | 283.7683 |  |  | 0 | 0 | 0 | 0 | 0 | 283.7683 | 0 | 283.7683 | 0 | 0 | 0 | 0 | 0 | ARA2201 ARA0MRP | ARA2201 ARA0 | MRP | 283.7683 | N |  | 0 | 0 | 0 | 0 | 0 | 0 | 0 | 0.037365 | 0 | 0 | 0 | 0 | 0
Pole 3 | 2014 | EDG0331 | Horizon | load_offtake | 3034682.081 | N |  | ARG1101 BRR0 | Trustpower | 47.5612 |  |  | 0 | 0 | 0 | 0 | 0 | 0 | 0 | 0 | 0 | 0 | 0 | 0 | 0 | ARG1101 BRR0Trustpower | ARG1101 BRR0 | Trustpower | 47.5612 | S |  | 0 | 0 | 0 | 0 | 0 | 0 | 0 | 0 | 0 | 0 | 0 | 0 | 0
Pole 3 | 2014 | KAW0111 | Horizon | load_offtake | 765634.084 | N |  | ARI1101 ARI0 | MRP | 380.9953 |  |  | 0 | 0 | 0 | 0 | 0 | 0 | 0 | 380.9953 | 0 | 0 | 0 | 0 | 0 | ARI1101 ARI0MRP | ARI1101 ARI0 | MRP | 380.9953 | N |  | 0 | 0 | 0 | 0 | 0 | 0 | 0 | 0.050167 | 0 | 0 | 0 | 0 | 0
Pole 3 | 2014 | TKH0111 | Horizon | load_offtake | 58231.726 | N |  | ARI1102 ARI0 | MRP | 349.4018 |  |  | 0 | 0 | 0 | 0 | 0 | 0 | 0 | 349.4018 | 0 | 0 | 0 | 0 | 0 | ARI1102 ARI0MRP | ARI1102 ARI0 | MRP | 349.4018 | N |  | 0 | 0 | 0 | 0 | 0 | 0 | 0 | 0.046007 | 0 | 0 | 0 | 0 | 0
Pole 3 | 2014 | WAI0111 | Horizon | load_offtake | 476052.294 | N |  | ASB0661 HBK0 | Trustpower | 108.044 |  |  | 0 | 0 | 0 | 0 | 0 | 0 | 0 | 0 | 0 | 0 | 0 | 0 | 0 | ASB0661 HBK0Trustpower | ASB0661 HBK0 | Trustpower | 108.044 | S |  | 0 | 0 | 0 | 0 | 0 | 0 | 0 | 0 | 0 | 0 | 0 | 0 | 0
noLSIren | 2014 | BPE0551 | Kiwirail | load_offtake | 224.16 | N |  | ATI2201 ATI0 | MRP | 242.0064 |  |  | 0 | 0 | 0 | 0 | 0 | 242.0064 | 0 | 242.0064 | 0 | 0 | 0 | 0 | 0 | ATI2201 ATI0MRP | ATI2201 ATI0 | MRP | 242.0064 | N |  | 0 | 0 | 0 | 0 | 0 | 0 | 0 | 0.031866 | 0 | 0 | 0 | 0 | 0
noLSIren | 2014 | HAM0551 | Kiwirail | load_offtake | 23.605 | N |  | AVI2201 AVI0 | Meridian | 1049.8556 |  |  | 0 | 0 | 0 | 0 | 0 | 0 | 0 | 0 | 0 | 0 | 0 | 0 | 0 | AVI2201 AVI0Meridian | AVI2201 AVI0 | Meridian | 1049.8556 | S |  | 0 | 0 | 0 | 0 | 0 | 0 | 0 | 0 | 0 | 0 | 0 | 0 | 0
noLSIren | 2014 | PEN0251 | Kiwirail | load_offtake | 0.093 | N |  | BEN0162 BEN0 | Meridian |  |  |  | 0 | 0 | 0 | 0 | 0 | 0 | 0 | 0 | 0 | 0 | 0 | 0 | 0 | BEN0162 BEN0Meridian | BEN0162 BEN0 | Meridian |  | S |  | 0 | 0 | 0 | 0 | 0 | 0 | 0 | 0 | 0 | 0 | 0 | 0 | 0
noLSIren | 2014 | SWN0251 | Kiwirail | load_offtake | 0 | N |  | BEN0163 BEN0 | Meridian |  |  |  | 0 | 0 | 0 | 0 | 0 | 0 | 0 | 0 | 0 | 0 | 0 | 0 | 0 | BEN0163 BEN0Meridian | BEN0163 BEN0 | Meridian |  | S |  | 0 | 0 | 0 | 0 | 0 | 0 | 0 | 0 | 0 | 0 | 0 | 0 | 0
noLSIren | 2014 | TMN0551 | Kiwirail | load_offtake | 54.697 | N |  | BEN2202 BEN0 | Meridian | 2560.8305 |  |  | 0 | 0 | 0 | 0 | 0 | 0 | 0 | 0 | 0 | 0 | 0 | 0 | 0 | BEN2202 BEN0Meridian | BEN2202 BEN0 | Meridian | 2560.8305 | S |  | 0 | 0 | 0 | 0 | 0 | 0 | 0 | 0 | 0 | 0 | 0 | 0 | 0
noLSIren | 2014 | TNG0551 | Kiwirail | load_offtake | 34.631 | N |  | BWK1101 WPI0 | Trustpower | 187.2998 |  |  | 0 | 0 | 0 | 0 | 187.2998 | 0 | 0 | 0 | 0 | 0 | 0 | 0 | 0 | BWK1101 WPI0Trustpower | BWK1101 WPI0 | Trustpower | 187.2998 | S |  | 0 | 0 | 0 | 0 | 0 | 0 | 0 | 0 | 0 | 0 | 0 | 0 | 0
noNAaN | 2014 | BPE0551 | Kiwirail | load_offtake | 2408.476 | N |  | COB0661 COB0 | Trustpower | 220.2251 |  |  | 0 | 0 | 0 | 0 | 0 | 0 | 0 | 0 | 0 | 0 | 0 | 0 | 0 | COB0661 COB0Trustpower | COB0661 COB0 | Trustpower | 220.2251 | S |  | 0 | 0 | 0 | 0 | 0 | 0 | 0 | 0 | 0 | 0 | 0 | 0 | 0
noNAaN | 2014 | HAM0551 | Kiwirail | load_offtake | 3171.629 | N |  | COL0661 COL0 | Trustpower | 281.6138 |  |  | 0 | 0 | 0 | 0 | 0 | 0 | 0 | 0 | 0 | 0 | 0 | 0 | 0 | COL0661 COL0Trustpower | COL0661 COL0 | Trustpower | 281.6138 | S |  | 0 | 0 | 0 | 0 | 0 | 0 | 0 | 0 | 0 | 0 | 0 | 0 | 0
noNAaN | 2014 | PEN0251 | Kiwirail | load_offtake | 0.315 | N |  | CYD2201 CYD0 | Contact | 2286.3833 |  |  | 0 | 0 | 0 | 0 | 2286.3833 | 0 | 0 | 0 | 0 | 0 | 0 | 0 | 0 | CYD2201 CYD0Contact | CYD2201 CYD0 | Contact | 2286.3833 | S |  | 0 | 0 | 0 | 0 | 0 | 0 | 0 | 0 | 0 | 0 | 0 | 0 | 0
noNAaN | 2014 | SWN0251 | Kiwirail | load_offtake | 1483.724 | N |  | GLN0332 GLN0 | NZ Steel | 155.9682 |  |  | 0 | 0 | 0 | 0 | 0 | 0 | 0 | 155.9682 | 0 | 0 | 0 | 0 | 0 | GLN0332 GLN0NZ Steel | GLN0332 GLN0 | NZ Steel | 155.9682 | N |  | 0 | 0 | 0 | 0 | 0 | 0 | 0 | 0.020537 | 0 | 0 | 0 | 0 | 0
noNAaN | 2014 | TMN0551 | Kiwirail | load_offtake | 3443.156 | N |  | HLY2201 HLY1 | Genesis | 71.5174 |  |  | 0 | 0 | 0 | 0 | 0 | 0 | 0 | 71.5174 | 0 | 0 | 0 | 0 | 0 | HLY2201 HLY1Genesis | HLY2201 HLY1 | Genesis | 71.5174 | N |  | 0 | 0 | 0 | 0 | 0 | 0 | 0 | 0.009417 | 0 | 0 | 0 | 0 | 0
noNAaN | 2014 | TNG0551 | Kiwirail | load_offtake | 3447.144 | N |  | HLY2201 HLY2 | Genesis | 485.6533 |  |  | 0 | 0 | 0 | 0 | 0 | 0 | 0 | 485.6533 | 0 | 0 | 0 | 0 | 0 | HLY2201 HLY2Genesis | HLY2201 HLY2 | Genesis | 485.6533 | N |  | 0 | 0 | 0 | 0 | 0 | 0 | 0 | 0.063948 | 0 | 0 | 0 | 0 | 0
noNIGU | 2014 | BPE0551 | Kiwirail | load_offtake | 4009.003 | N |  | HLY2201 HLY5 | Genesis | 2553.0602 |  |  | 0 | 0 | 0 | 0 | 0 | 0 | 0 | 2553.0602 | 0 | 0 | 0 | 0 | 0 | HLY2201 HLY5Genesis | HLY2201 HLY5 | Genesis | 2553.0602 | N |  | 0 | 0 | 0 | 0 | 0 | 0 | 0 | 0.33617 | 0 | 0 | 0 | 0 | 0
noNIGU | 2014 | HAM0551 | Kiwirail | load_offtake | 12813.571 | N |  | HLY2201 HLY6 | Genesis | 9.3521 |  |  | 0 | 0 | 0 | 0 | 0 | 0 | 0 | 9.3521 | 0 | 0 | 0 | 0 | 0 | HLY2201 HLY6Genesis | HLY2201 HLY6 | Genesis | 9.3521 | N |  | 0 | 0 | 0 | 0 | 0 | 0 | 0 | 0.0012314 | 0 | 0 | 0 | 0 | 0
noNIGU | 2014 | PEN0251 | Kiwirail | load_offtake | 206.363 | N |  | HWA1101 PTA1 | Trustpower | 82.3577 |  |  | 0 | 0 | 0 | 0 | 0 | 0 | 0 | 82.3577 | 0 | 0 | 0 | 0 | 0 | HWA1101 PTA1Trustpower | HWA1101 PTA1 | Trustpower | 82.3577 | N |  | 0 | 0 | 0 | 0 | 0 | 0 | 0 | 0.010844 | 0 | 0 | 0 | 0 | 0
noNIGU | 2014 | SWN0251 | Kiwirail | load_offtake | 79249.465 | N |  | HWA1101 PTA2 | Trustpower | 82.3577 |  |  | 0 | 0 | 0 | 0 | 0 | 0 | 0 | 82.3577 | 0 | 0 | 0 | 0 | 0 | HWA1101 PTA2Trustpower | HWA1101 PTA2 | Trustpower | 82.3577 | N |  | 0 | 0 | 0 | 0 | 0 | 0 | 0 | 0.010844 | 0 | 0 | 0 | 0 | 0
noNIGU | 2014 | TMN0551 | Kiwirail | load_offtake | 10606.003 | N |  | HWA1101 PTA3 | Trustpower | 82.3577 |  |  | 0 | 0 | 0 | 0 | 0 | 0 | 0 | 82.3577 | 0 | 0 | 0 | 0 | 0 | HWA1101 PTA3Trustpower | HWA1101 PTA3 | Trustpower | 82.3577 | N |  | 0 | 0 | 0 | 0 | 0 | 0 | 0 | 0.010844 | 0 | 0 | 0 | 0 | 0
noNIGU | 2014 | TNG0551 | Kiwirail | load_offtake | 0 | N |  | HWA1102 WAA0 | Fonterra | 119.5324 |  |  | 0 | 0 | 0 | 0 | 0 | 0 | 0 | 119.5324 | 0 | 0 | 0 | 0 | 0 | HWA1102 WAA0Fonterra | HWA1102 WAA0 | Fonterra | 119.5324 | N |  | 0 | 0 | 0 | 0 | 0 | 0 | 0 | 0.015739 | 0 | 0 | 0 | 0 | 0
noNIGU21 | 2014 | BPE0551 | Kiwirail | load_offtake | 15728.033 | N |  | HWA1102 WAA1 | Fonterra | 119.5324 |  |  | 0 | 0 | 0 | 0 | 0 | 0 | 0 | 119.5324 | 0 | 0 | 0 | 0 | 0 | HWA1102 WAA1Fonterra | HWA1102 WAA1 | Fonterra | 119.5324 | N |  | 0 | 0 | 0 | 0 | 0 | 0 | 0 | 0.015739 | 0 | 0 | 0 | 0 | 0
noNIGU21 | 2014 | HAM0551 | Kiwirail | load_offtake | 22148.448 | N |  | HWB0331 WPI0 | Trustpower | 155.9685 |  |  | 0 | 0 | 0 | 0 | 155.9685 | 0 | 0 | 0 | 0 | 0 | 0 | 0 | 0 | HWB0331 WPI0Trustpower | HWB0331 WPI0 | Trustpower | 155.9685 | S |  | 0 | 0 | 0 | 0 | 0 | 0 | 0 | 0 | 0 | 0 | 0 | 0 | 0
noNIGU21 | 2014 | PEN0251 | Kiwirail | load_offtake | 206.363 | N |  | KAW0112 ONU0 | Todd |  |  |  | 0 | 0 | 0 | 0 | 0 | 0 | 0 | 0 | 0 | 0 | 0 | 0 | 0 | KAW0112 ONU0Todd | KAW0112 ONU0 | Todd |  | N |  | 0 | 0 | 0 | 0 | 0 | 0 | 0 | 0 | 0 | 0 | 0 | 0 | 0
noNIGU21 | 2014 | SWN0251 | Kiwirail | load_offtake | 23552.834 | N |  | KAW1101 KAG0 | MRP | 901.2834 |  |  | 0 | 0 | 0 | 0 | 0 | 901.2834 | 0 | 901.2834 | 0 | 0 | 0 | 0 | 0 | KAW1101 KAG0MRP | KAW1101 KAG0 | MRP | 901.2834 | N |  | 0 | 0 | 0 | 0 | 0 | 0 | 0 | 0.11868 | 0 | 0 | 0 | 0 | 0
noNIGU21 | 2014 | TMN0551 | Kiwirail | load_offtake | 23082.413 | N |  | KIN0112 KIN0 | CHH | 268.139 |  |  | 0 | 0 | 0 | 0 | 0 | 0 | 0 | 268.139 | 0 | 0 | 0 | 0 | 0 | KIN0112 KIN0CHH | KIN0112 KIN0 | CHH | 268.139 | N |  | 0 | 0 | 0 | 0 | 0 | 0 | 0 | 0.035307 | 0 | 0 | 0 | 0 | 0
noNIGU21 | 2014 | TNG0551 | Kiwirail | load_offtake | 12527.12 | N |  | KPA1101 KPI1 | Todd | 134.5598 |  |  | 0 | 0 | 0 | 0 | 0 | 0 | 0 | 134.5598 | 0 | 0 | 0 | 0 | 0 | KPA1101 KPI1Todd | KPA1101 KPI1 | Todd | 134.5598 | N |  | 0 | 0 | 0 | 0 | 0 | 0 | 0 | 0.017718 | 0 | 0 | 0 | 0 | 0
noWRK | 2014 | BPE0551 | Kiwirail | load_offtake | 5324.669 | N |  | KPO1101 KPO0 | MRP | 435.1084 |  |  | 0 | 0 | 0 | 0 | 0 | 0 | 0 | 435.1084 | 0 | 0 | 0 | 0 | 0 | KPO1101 KPO0MRP | KPO1101 KPO0 | MRP | 435.1084 | N |  | 0 | 0 | 0 | 0 | 0 | 0 | 0 | 0.057293 | 0 | 0 | 0 | 0 | 0
noWRK | 2014 | HAM0551 | Kiwirail | load_offtake | 13471.949 | N |  | KUM0661 KUM0 | Trustpower |  |  |  | 0 | 0 | 0 | 0 | 0 | 0 | 0 | 0 | 0 | 0 | 0 | 0 | 0 | KUM0661 KUM0Trustpower | KUM0661 KUM0 | Trustpower |  | S |  | 0 | 0 | 0 | 0 | 0 | 0 | 0 | 0 | 0 | 0 | 0 | 0 | 0
noWRK | 2014 | PEN0251 | Kiwirail | load_offtake | 28.169 | N |  | MAN2201 MAN0 | Meridian | 4516.7499 |  |  | 0 | 0 | 0 | 0 | 4516.7499 | 0 | 0 | 0 | 0 | 0 | 0 | 0 | 0 | MAN2201 MAN0Meridian | MAN2201 MAN0 | Meridian | 4516.7499 | S |  | 0 | 0 | 0 | 0 | 0 | 0 | 0 | 0 | 0 | 0 | 0 | 0 | 0
noWRK | 2014 | SWN0251 | Kiwirail | load_offtake | 9163.717 | N |  | MAT1101 ANI0 | Todd | 88.4176 |  |  | 0 | 0 | 0 | 0 | 0 | 88.4176 | 0 | 88.4176 | 0 | 0 | 0 | 0 | 0 | MAT1101 ANI0Todd | MAT1101 ANI0 | Todd | 88.4176 | N |  | 0 | 0 | 0 | 0 | 0 | 0 | 0 | 0.011642 | 0 | 0 | 0 | 0 | 0
noWRK | 2014 | TMN0551 | Kiwirail | load_offtake | 14068.274 | N |  | MAT1101 MAT0 | Trustpower | 178.9248 |  |  | 0 | 0 | 0 | 0 | 0 | 178.9248 | 0 | 178.9248 | 0 | 0 | 0 | 0 | 0 | MAT1101 MAT0Trustpower | MAT1101 MAT0 | Trustpower | 178.9248 | N |  | 0 | 0 | 0 | 0 | 0 | 0 | 0 | 0.02356 | 0 | 0 | 0 | 0 | 0
noWRK | 2014 | TNG0551 | Kiwirail | load_offtake | 1502.382 | N |  | MAT1102 MAT0 | Trustpower |  |  |  | 0 | 0 | 0 | 0 | 0 | 0 | 0 | 0 | 0 | 0 | 0 | 0 | 0 | MAT1102 MAT0Trustpower | MAT1102 MAT0 | Trustpower |  | N |  | 0 | 0 | 0 | 0 | 0 | 0 | 0 | 0 | 0 | 0 | 0 | 0 | 0
Pole 2 | 2014 | BPE0551 | Kiwirail | load_offtake | 291884.015 | N |  | MHO0331 MHO0 | Todd | 32.0157 |  |  | 0 | 0 | 0 | 0 | 0 | 0 | 0 | 32.0157 | 0 | 0 | 0 | 0 | 0 | MHO0331 MHO0Todd | MHO0331 MHO0 | Todd | 32.0157 | N |  | 0 | 0 | 0 | 0 | 0 | 0 | 0 | 0.0042157 | 0 | 0 | 0 | 0 | 0
Pole 2 | 2014 | HAM0551 | Kiwirail | load_offtake | 229658.382 | N |  | MKE1101 MKE1 | Todd | 216.2182 |  |  | 0 | 0 | 0 | 0 | 0 | 0 | 0 | 216.2182 | 0 | 0 | 0 | 0 | 0 | MKE1101 MKE1Todd | MKE1101 MKE1 | Todd | 216.2182 | N |  | 0 | 0 | 0 | 0 | 0 | 0 | 0 | 0.02847 | 0 | 0 | 0 | 0 | 0
Pole 2 | 2014 | PEN0251 | Kiwirail | load_offtake | 960.035 | N |  | MTI2201 MTI0 | MRP | 742.0081 |  |  | 0 | 0 | 0 | 0 | 0 | 0 | 0 | 742.0081 | 0 | 0 | 0 | 0 | 0 | MTI2201 MTI0MRP | MTI2201 MTI0 | MRP | 742.0081 | N |  | 0 | 0 | 0 | 0 | 0 | 0 | 0 | 0.097704 | 0 | 0 | 0 | 0 | 0
Pole 2 | 2014 | SWN0251 | Kiwirail | load_offtake | 141086.306 | N |  | NAP2201 NAP0 | NAP JV | 1082.2997 |  |  | 0 | 0 | 0 | 0 | 0 | 1082.2997 | 0 | 1082.2997 | 0 | 0 | 0 | 0 | 0 | NAP2201 NAP0NAP JV | NAP2201 NAP0 | NAP JV | 1082.2997 | N |  | 0 | 0 | 0 | 0 | 0 | 0 | 0 | 0.14251 | 0 | 0 | 0 | 0 | 0
Pole 2 | 2014 | TMN0551 | Kiwirail | load_offtake | 251504.918 | N |  | NAP2202 NTM0 | Ngatamariki | 628.9651 |  |  | 0 | 0 | 0 | 0 | 0 | 628.9651 | 0 | 628.9651 | 0 | 0 | 0 | 0 | 0 | NAP2202 NTM0Ngatamariki | NAP2202 NTM0 | Ngatamariki | 628.9651 | N |  | 0 | 0 | 0 | 0 | 0 | 0 | 0 | 0.082819 | 0 | 0 | 0 | 0 | 0
Pole 2 | 2014 | TNG0551 | Kiwirail | load_offtake | 285391.095 | N |  | NSY0331 PAE0 | Trustpower | 70.4513 |  |  | 0 | 0 | 0 | 0 | 70.4513 | 0 | 0 | 0 | 0 | 0 | 0 | 0 | 0 | NSY0331 PAE0Trustpower | NSY0331 PAE0 | Trustpower | 70.4513 | S |  | 0 | 0 | 0 | 0 | 0 | 0 | 0 | 0 | 0 | 0 | 0 | 0 | 0
Pole 3 | 2014 | BPE0551 | Kiwirail | load_offtake | 66692.001 | N |  | OHA2201 OHA0 | Meridian | 1279.4146 |  |  | 0 | 0 | 0 | 0 | 0 | 0 | 0 | 0 | 0 | 0 | 0 | 0 | 0 | OHA2201 OHA0Meridian | OHA2201 OHA0 | Meridian | 1279.4146 | S |  | 0 | 0 | 0 | 0 | 0 | 0 | 0 | 0 | 0 | 0 | 0 | 0 | 0
Pole 3 | 2014 | HAM0551 | Kiwirail | load_offtake | 51747.696 | N |  | OHB2201 OHB0 | Meridian | 1064.4581 |  |  | 0 | 0 | 0 | 0 | 0 | 0 | 0 | 0 | 0 | 0 | 0 | 0 | 0 | OHB2201 OHB0Meridian | OHB2201 OHB0 | Meridian | 1064.4581 | S |  | 0 | 0 | 0 | 0 | 0 | 0 | 0 | 0 | 0 | 0 | 0 | 0 | 0
Pole 3 | 2014 | PEN0251 | Kiwirail | load_offtake | 97.103 | N |  | OHC2201 OHC0 | Meridian | 1057.1782 |  |  | 0 | 0 | 0 | 0 | 0 | 0 | 0 | 0 | 0 | 0 | 0 | 0 | 0 | OHC2201 OHC0Meridian | OHC2201 OHC0 | Meridian | 1057.1782 | S |  | 0 | 0 | 0 | 0 | 0 | 0 | 0 | 0 | 0 | 0 | 0 | 0 | 0
Pole 3 | 2014 | SWN0251 | Kiwirail | load_offtake | 37286.381 | N |  | OHK2201 OHK0 | MRP | 348.1761 |  |  | 0 | 0 | 0 | 0 | 0 | 348.1761 | 0 | 348.1761 | 0 | 0 | 0 | 0 | 0 | OHK2201 OHK0MRP | OHK2201 OHK0 | MRP | 348.1761 | N |  | 0 | 0 | 0 | 0 | 0 | 0 | 0 | 0.045846 | 0 | 0 | 0 | 0 | 0
Pole 3 | 2014 | TMN0551 | Kiwirail | load_offtake | 61158.786 | N |  | OKI2201 OKI0 | Contact | 271.3665 |  |  | 0 | 0 | 0 | 0 | 0 | 271.3665 | 0 | 271.3665 | 0 | 0 | 0 | 0 | 0 | OKI2201 OKI0Contact | OKI2201 OKI0 | Contact | 271.3665 | N |  | 0 | 0 | 0 | 0 | 0 | 0 | 0 | 0.035732 | 0 | 0 | 0 | 0 | 0
Pole 3 | 2014 | TNG0551 | Kiwirail | load_offtake | 74959.326 | N |  | OTA2202 OTC0 | Contact | 1362.0249 |  |  | 0 | 0 | 0 | 0 | 0 | 0 | 0 | 1362.0249 | 0 | 0 | 0 | 0 | 0 | OTA2202 OTC0Contact | OTA2202 OTC0 | Contact | 1362.0249 | N |  | 0 | 0 | 0 | 0 | 0 | 0 | 0 | 0.17934 | 0 | 0 | 0 | 0 | 0
noLSIren | 2014 | FKN0331 | Lakeland Network | load_offtake | 172.8208 | S |  | PPI2201 PPI0 | Contact | 393.7993 |  |  | 0 | 0 | 0 | 0 | 0 | 393.7993 | 0 | 393.7993 | 0 | 0 | 0 | 0 | 0 | PPI2201 PPI0Contact | PPI2201 PPI0 | Contact | 393.7993 | N |  | 0 | 0 | 0 | 0 | 0 | 0 | 0 | 0.051853 | 0 | 0 | 0 | 0 | 0
noNAaN | 2014 | FKN0331 | Lakeland Network | load_offtake | 3795.5413 | S |  | ROT1101 WHE0 | Trustpower | 55.6241 |  |  | 0 | 0 | 0 | 0 | 0 | 55.6241 | 0 | 55.6241 | 0 | 0 | 0 | 0 | 0 | ROT1101 WHE0Trustpower | ROT1101 WHE0 | Trustpower | 55.6241 | N |  | 0 | 0 | 0 | 0 | 0 | 0 | 0 | 0.0073243 | 0 | 0 | 0 | 0 | 0
noNIGU | 2014 | FKN0331 | Lakeland Network | load_offtake | 0 | S |  | ROX1101 ROX0 | Contact | 534.005 |  |  | 0 | 0 | 0 | 0 | 534.005 | 0 | 0 | 0 | 0 | 0 | 0 | 0 | 0 | ROX1101 ROX0Contact | ROX1101 ROX0 | Contact | 534.005 | S |  | 0 | 0 | 0 | 0 | 0 | 0 | 0 | 0 | 0 | 0 | 0 | 0 | 0
noNIGU21 | 2014 | FKN0331 | Lakeland Network | load_offtake | 18026.8142 | S |  | ROX2201 ROX0 | Contact | 1277.1565 |  |  | 0 | 0 | 0 | 0 | 1277.1565 | 0 | 0 | 0 | 0 | 0 | 0 | 0 | 0 | ROX2201 ROX0Contact | ROX2201 ROX0 | Contact | 1277.1565 | S |  | 0 | 0 | 0 | 0 | 0 | 0 | 0 | 0 | 0 | 0 | 0 | 0 | 0
noWRK | 2014 | FKN0331 | Lakeland Network | load_offtake | 7954.1057 | S |  | RPO2201 RPO0 | Genesis | 515.9375 |  |  | 0 | 0 | 0 | 0 | 0 | 0 | 0 | 515.9375 | 0 | 0 | 0 | 0 | 0 | RPO2201 RPO0Genesis | RPO2201 RPO0 | Genesis | 515.9375 | N |  | 0 | 0 | 0 | 0 | 0 | 0 | 0 | 0.067936 | 0 | 0 | 0 | 0 | 0
Pole 2 | 2014 | FKN0331 | Lakeland Network | load_offtake | 0 | S |  | SFD2201 SFD21 | Contact | 175.9889 |  |  | 0 | 0 | 0 | 0 | 0 | 0 | 0 | 175.9889 | 0 | 0 | 0 | 0 | 0 | SFD2201 SFD21Contact | SFD2201 SFD21 | Contact | 175.9889 | N |  | 0 | 0 | 0 | 0 | 0 | 0 | 0 | 0.023173 | 0 | 0 | 0 | 0 | 0
Pole 3 | 2014 | FKN0331 | Lakeland Network | load_offtake | 0 | S |  | SFD2201 SFD22 | Contact | 169.8471 |  |  | 0 | 0 | 0 | 0 | 0 | 0 | 0 | 169.8471 | 0 | 0 | 0 | 0 | 0 | SFD2201 SFD22Contact | SFD2201 SFD22 | Contact | 169.8471 | N |  | 0 | 0 | 0 | 0 | 0 | 0 | 0 | 0.022365 | 0 | 0 | 0 | 0 | 0
noLSIren | 2014 | CUL0331 | Mainpower | load_offtake | 7970.645 | S |  | SFD2201 SPL0 | Contact | 607.4522 |  |  | 0 | 0 | 0 | 0 | 0 | 0 | 0 | 607.4522 | 0 | 0 | 0 | 0 | 0 | SFD2201 SPL0Contact | SFD2201 SPL0 | Contact | 607.4522 | N |  | 0 | 0 | 0 | 0 | 0 | 0 | 0 | 0.079986 | 0 | 0 | 0 | 0 | 0
noLSIren | 2014 | CUL0661 | Mainpower | load_offtake | 4245.177 | S |  | STK0661 COB0 | Trustpower |  |  |  | 0 | 0 | 0 | 0 | 0 | 0 | 0 | 0 | 0 | 0 | 0 | 0 | 0 | STK0661 COB0Trustpower | STK0661 COB0 | Trustpower |  | S |  | 0 | 0 | 0 | 0 | 0 | 0 | 0 | 0 | 0 | 0 | 0 | 0 | 0
noLSIren | 2014 | KAI0111 | Mainpower | load_offtake | 15869.126 | S |  | SWN2201 SWN0 | MRP | 331.4765 |  |  | 0 | 0 | 0 | 0 | 0 | 0 | 0 | 331.4765 | 0 | 0 | 0 | 0 | 0 | SWN2201 SWN0MRP | SWN2201 SWN0 | MRP | 331.4765 | N |  | 0 | 0 | 0 | 0 | 0 | 0 | 0 | 0.043647 | 0 | 0 | 0 | 0 | 0
noLSIren | 2014 | SBK0331 | Mainpower | load_offtake | 27139.572 | S |  | SWN2201 SWN5 | MRP | 331.4765 |  |  | 0 | 0 | 0 | 0 | 0 | 0 | 0 | 331.4765 | 0 | 0 | 0 | 0 | 0 | SWN2201 SWN5MRP | SWN2201 SWN5 | MRP | 331.4765 | N |  | 0 | 0 | 0 | 0 | 0 | 0 | 0 | 0.043647 | 0 | 0 | 0 | 0 | 0
noLSIren | 2014 | WPR0331 | Mainpower | load_offtake | 4994.15 | S |  | TGA0331 KMI0 | Trustpower | 150.4318 |  |  | 0 | 0 | 0 | 0 | 0 | 150.4318 | 0 | 150.4318 | 0 | 0 | 0 | 0 | 0 | TGA0331 KMI0Trustpower | TGA0331 KMI0 | Trustpower | 150.4318 | N |  | 0 | 0 | 0 | 0 | 0 | 0 | 0 | 0.019808 | 0 | 0 | 0 | 0 | 0
noLSIren | 2014 | WPR0661 | Mainpower | load_offtake | 3183.104 | S |  | THI2201 THI1 | Contact | 758.9218 |  |  | 0 | 0 | 0 | 0 | 0 | 758.9218 | 0 | 758.9218 | 0 | 0 | 0 | 0 | 0 | THI2201 THI1Contact | THI2201 THI1 | Contact | 758.9218 | N |  | 0 | 0 | 0 | 0 | 0 | 0 | 0 | 0.099931 | 0 | 0 | 0 | 0 | 0
noNAaN | 2014 | CUL0331 | Mainpower | load_offtake | 21860.999 | S |  | THI2201 THI2 | Contact | 758.9218 |  |  | 0 | 0 | 0 | 0 | 0 | 758.9218 | 0 | 758.9218 | 0 | 0 | 0 | 0 | 0 | THI2201 THI2Contact | THI2201 THI2 | Contact | 758.9218 | N |  | 0 | 0 | 0 | 0 | 0 | 0 | 0 | 0.099931 | 0 | 0 | 0 | 0 | 0
noNAaN | 2014 | CUL0661 | Mainpower | load_offtake | 12018.191 | S |  | TKA0111 TKA0 | Genesis | 51.4316 |  |  | 0 | 0 | 0 | 0 | 0 | 0 | 0 | 0 | 0 | 0 | 0 | 0 | 0 | TKA0111 TKA0Genesis | TKA0111 TKA0 | Genesis | 51.4316 | S |  | 0 | 0 | 0 | 0 | 0 | 0 | 0 | 0 | 0 | 0 | 0 | 0 | 0
noNAaN | 2014 | KAI0111 | Mainpower | load_offtake | 52545.796 | S |  | TKA0111 TKA1 | Genesis | 51.4316 |  |  | 0 | 0 | 0 | 0 | 0 | 0 | 0 | 0 | 0 | 0 | 0 | 0 | 0 | TKA0111 TKA1Genesis | TKA0111 TKA1 | Genesis | 51.4316 | S |  | 0 | 0 | 0 | 0 | 0 | 0 | 0 | 0 | 0 | 0 | 0 | 0 | 0
noNAaN | 2014 | SBK0331 | Mainpower | load_offtake | 86117.893 | S |  | TKB2201 TKB0 | Genesis | 793.7163 |  |  | 0 | 0 | 0 | 0 | 0 | 0 | 0 | 0 | 0 | 0 | 0 | 0 | 0 | TKB2201 TKB0Genesis | TKB2201 TKB0 | Genesis | 793.7163 | S |  | 0 | 0 | 0 | 0 | 0 | 0 | 0 | 0 | 0 | 0 | 0 | 0 | 0
noNAaN | 2014 | WPR0331 | Mainpower | load_offtake | 14316.212 | S |  | TKB2201 TKB1 | Genesis | 793.7163 |  |  | 0 | 0 | 0 | 0 | 0 | 0 | 0 | 0 | 0 | 0 | 0 | 0 | 0 | TKB2201 TKB1Genesis | TKB2201 TKB1 | Genesis | 793.7163 | S |  | 0 | 0 | 0 | 0 | 0 | 0 | 0 | 0 | 0 | 0 | 0 | 0 | 0
noNAaN | 2014 | WPR0661 | Mainpower | load_offtake | 9393.984 | S |  | TKU2201 TKU0 | Genesis | 614.7549 |  |  | 0 | 0 | 0 | 0 | 0 | 0 | 0 | 614.7549 | 0 | 0 | 0 | 0 | 0 | TKU2201 TKU0Genesis | TKU2201 TKU0 | Genesis | 614.7549 | N |  | 0 | 0 | 0 | 0 | 0 | 0 | 0 | 0.080948 | 0 | 0 | 0 | 0 | 0
noNIGU | 2014 | CUL0331 | Mainpower | load_offtake | 75768.123 | S |  | TUI1101 KTW0 | Genesis | 410.5061 |  |  | 0 | 0 | 0 | 0 | 0 | 0 | 0 | 410.5061 | 0 | 0 | 0 | 0 | 0 | TUI1101 KTW0Genesis | TUI1101 KTW0 | Genesis | 410.5061 | N |  | 0 | 0 | 0 | 0 | 0 | 0 | 0 | 0.054053 | 0 | 0 | 0 | 0 | 0
noNIGU | 2014 | CUL0661 | Mainpower | load_offtake | 13509.336 | S |  | TUI1101 PRI0 | Genesis | 410.5061 |  |  | 0 | 0 | 0 | 0 | 0 | 0 | 0 | 410.5061 | 0 | 0 | 0 | 0 | 0 | TUI1101 PRI0Genesis | TUI1101 PRI0 | Genesis | 410.5061 | N |  | 0 | 0 | 0 | 0 | 0 | 0 | 0 | 0.054053 | 0 | 0 | 0 | 0 | 0
noNIGU | 2014 | KAI0111 | Mainpower | load_offtake | 0 | S |  | TUI1101 TUI0 | Genesis | 410.5061 |  |  | 0 | 0 | 0 | 0 | 0 | 0 | 0 | 410.5061 | 0 | 0 | 0 | 0 | 0 | TUI1101 TUI0Genesis | TUI1101 TUI0 | Genesis | 410.5061 | N |  | 0 | 0 | 0 | 0 | 0 | 0 | 0 | 0.054053 | 0 | 0 | 0 | 0 | 0
noNIGU | 2014 | SBK0331 | Mainpower | load_offtake | 30372.859 | S |  | TWH0331 TRC1 | Contact | 204.4085 |  |  | 0 | 0 | 0 | 0 | 0 | 0 | 0 | 204.4085 | 0 | 0 | 0 | 0 | 0 | TWH0331 TRC1Contact | TWH0331 TRC1 | Contact | 204.4085 | N |  | 0 | 0 | 0 | 0 | 0 | 0 | 0 | 0.026915 | 0 | 0 | 0 | 0 | 0
noNIGU | 2014 | WPR0331 | Mainpower | load_offtake | 6203.68 | S |  | WHI2201 WHI0 | Contact | 1.1159 |  |  | 0 | 0 | 0 | 0 | 0 | 0 | 0 | 1.1159 | 0 | 0 | 0 | 0 | 0 | WHI2201 WHI0Contact | WHI2201 WHI0 | Contact | 1.1159 | N |  | 0 | 0 | 0 | 0 | 0 | 0 | 0 | 0.00014694 | 0 | 0 | 0 | 0 | 0
noNIGU | 2014 | WPR0661 | Mainpower | load_offtake | 6556.157 | S |  | WKM2201 MOK0 | Mokai JV | 879.2122 |  |  | 0 | 0 | 0 | 0 | 0 | 879.2122 | 0 | 879.2122 | 0 | 0 | 0 | 0 | 0 | WKM2201 MOK0Mokai JV | WKM2201 MOK0 | Mokai JV | 879.2122 | N |  | 0 | 0 | 0 | 0 | 0 | 0 | 0 | 0.11577 | 0 | 0 | 0 | 0 | 0
noNIGU21 | 2014 | CUL0331 | Mainpower | load_offtake | 148252.736 | S |  | WKM2201 WKM0 | MRP | 416.6301 |  |  | 0 | 0 | 0 | 0 | 0 | 0 | 0 | 416.6301 | 0 | 0 | 0 | 0 | 0 | WKM2201 WKM0MRP | WKM2201 WKM0 | MRP | 416.6301 | N |  | 0 | 0 | 0 | 0 | 0 | 0 | 0 | 0.05486 | 0 | 0 | 0 | 0 | 0
noNIGU21 | 2014 | CUL0661 | Mainpower | load_offtake | 69563.824 | S |  | WPA2201 WPA0 | MRP | 198.9593 |  |  | 0 | 0 | 0 | 0 | 0 | 0 | 0 | 198.9593 | 0 | 0 | 0 | 0 | 0 | WPA2201 WPA0MRP | WPA2201 WPA0 | MRP | 198.9593 | N |  | 0 | 0 | 0 | 0 | 0 | 0 | 0 | 0.026198 | 0 | 0 | 0 | 0 | 0
noNIGU21 | 2014 | KAI0111 | Mainpower | load_offtake | 257400.479 | S |  | WRK0331 RKA0 | MRP | 168.2001 |  |  | 0 | 0 | 0 | 0 | 0 | 168.2001 | 0 | 168.2001 | 0 | 0 | 0 | 0 | 0 | WRK0331 RKA0MRP | WRK0331 RKA0 | MRP | 168.2001 | N |  | 0 | 0 | 0 | 0 | 0 | 0 | 0 | 0.022148 | 0 | 0 | 0 | 0 | 0
noNIGU21 | 2014 | SBK0331 | Mainpower | load_offtake | 467239.137 | S |  | WRK0331 TAA0 | Contact | 208.6345 |  |  | 0 | 0 | 0 | 0 | 0 | 208.6345 | 0 | 208.6345 | 0 | 0 | 0 | 0 | 0 | WRK0331 TAA0Contact | WRK0331 TAA0 | Contact | 208.6345 | N |  | 0 | 0 | 0 | 0 | 0 | 0 | 0 | 0.027472 | 0 | 0 | 0 | 0 | 0
noNIGU21 | 2014 | WPR0331 | Mainpower | load_offtake | 77349.856 | S |  | WRK2201 WRK0 | Contact | 1152.3542 |  |  | 0 | 0 | 0 | 0 | 0 | 1152.3542 | 0 | 1152.3542 | 0 | 0 | 0 | 0 | 0 | WRK2201 WRK0Contact | WRK2201 WRK0 | Contact | 1152.3542 | N |  | 0 | 0 | 0 | 0 | 0 | 0 | 0 | 0.15174 | 0 | 0 | 0 | 0 | 0
noNIGU21 | 2014 | WPR0661 | Mainpower | load_offtake | 50509.67 | S |  | WTK0111 WTK0 | Meridian | 550.3351 |  |  | 0 | 0 | 0 | 0 | 0 | 0 | 0 | 0 | 0 | 0 | 0 | 0 | 0 | WTK0111 WTK0Meridian | WTK0111 WTK0 | Meridian | 550.3351 | S |  | 0 | 0 | 0 | 0 | 0 | 0 | 0 | 0 | 0 | 0 | 0 | 0 | 0
noWRK | 2014 | CUL0331 | Mainpower | load_offtake | 59179.771 | S
noWRK | 2014 | CUL0661 | Mainpower | load_offtake | 31967.649 | S
noWRK | 2014 | KAI0111 | Mainpower | load_offtake | 107556.486 | S |  | Generation allocation 2 | [17 empty] | Generation allocation 2 | Generation allocation 2
noWRK | 2014 | SBK0331 | Mainpower | load_offtake | 217015.211 | S |  | offer_node_to_participant | [17 empty] | offer_node_to_participant | offer_node_to_participant
noWRK | 2014 | WPR0331 | Mainpower | load_offtake | 33290.759 | S |  | generator | offer_code | GWh/yr |  |  | 0 | 18937.826 | 18937.826 | 0 | 0 | 0 | 0 | 18937.826 | 0 | 0 | 0 | 486.1378 | 0 | generatoroffer_code | generator | offer_code | GWh/yr
noWRK | 2014 | WPR0661 | Mainpower | load_offtake | 22823.101 | S |  | ARA2201 ARA0 | MRP | 283.7683 |  |  | 0 | 0 | 0 | 0 | 0 | 0 | 0 | 0 | 0 | 0 | 0 | 0 | 0 | ARA2201 ARA0MRP | ARA2201 ARA0 | MRP | 283.7683 | N |  | 0 | 0 | 0 | 0 | 0 | 0 | 0 | 0 | 0 | 0 | 0 | 0 | 0
Pole 2 | 2014 | CUL0331 | Mainpower | load_offtake | 0 | S |  | ARG1101 BRR0 | Trustpower | 47.5612 |  |  | 0 | 47.5612 | 47.5612 | 0 | 0 | 0 | 0 | 47.5612 | 0 | 0 | 0 | 0 | 0 | ARG1101 BRR0Trustpower | ARG1101 BRR0 | Trustpower | 47.5612 | S |  | 0 | 0 | 0 | 0 | 0 | 0 | 0 | 0.0069555 | 0 | 0 | 0 | 0 | 0
Pole 2 | 2014 | CUL0661 | Mainpower | load_offtake | 0 | S |  | ARI1101 ARI0 | MRP | 380.9953 |  |  | 0 | 0 | 0 | 0 | 0 | 0 | 0 | 0 | 0 | 0 | 0 | 0 | 0 | ARI1101 ARI0MRP | ARI1101 ARI0 | MRP | 380.9953 | N |  | 0 | 0 | 0 | 0 | 0 | 0 | 0 | 0 | 0 | 0 | 0 | 0 | 0
Pole 2 | 2014 | KAI0111 | Mainpower | load_offtake | 0 | S |  | ARI1102 ARI0 | MRP | 349.4018 |  |  | 0 | 0 | 0 | 0 | 0 | 0 | 0 | 0 | 0 | 0 | 0 | 0 | 0 | ARI1102 ARI0MRP | ARI1102 ARI0 | MRP | 349.4018 | N |  | 0 | 0 | 0 | 0 | 0 | 0 | 0 | 0 | 0 | 0 | 0 | 0 | 0
Pole 2 | 2014 | SBK0331 | Mainpower | load_offtake | 0 | S |  | ASB0661 HBK0 | Trustpower | 108.044 |  |  | 0 | 108.044 | 108.044 | 0 | 0 | 0 | 0 | 108.044 | 0 | 0 | 0 | 0 | 0 | ASB0661 HBK0Trustpower | ASB0661 HBK0 | Trustpower | 108.044 | S |  | 0 | 0 | 0 | 0 | 0 | 0 | 0 | 0.015801 | 0 | 0 | 0 | 0 | 0
Pole 2 | 2014 | WPR0331 | Mainpower | load_offtake | 0 | S |  | ATI2201 ATI0 | MRP | 242.0064 |  |  | 0 | 0 | 0 | 0 | 0 | 0 | 0 | 0 | 0 | 0 | 0 | 0 | 0 | ATI2201 ATI0MRP | ATI2201 ATI0 | MRP | 242.0064 | N |  | 0 | 0 | 0 | 0 | 0 | 0 | 0 | 0 | 0 | 0 | 0 | 0 | 0
Pole 2 | 2014 | WPR0661 | Mainpower | load_offtake | 0 | S |  | AVI2201 AVI0 | Meridian | 1049.8556 |  |  | 0 | 1049.8556 | 1049.8556 | 0 | 0 | 0 | 0 | 1049.8556 | 0 | 0 | 0 | 0 | 0 | AVI2201 AVI0Meridian | AVI2201 AVI0 | Meridian | 1049.8556 | S |  | 0 | 0 | 0 | 0 | 0 | 0 | 0 | 0.15353 | 0 | 0 | 0 | 0 | 0
Pole 3 | 2014 | CUL0331 | Mainpower | load_offtake | 0 | S |  | BEN0162 BEN0 | Meridian |  |  |  | 0 | 0 | 0 | 0 | 0 | 0 | 0 | 0 | 0 | 0 | 0 | 0 | 0 | BEN0162 BEN0Meridian | BEN0162 BEN0 | Meridian |  | S |  | 0 | 0 | 0 | 0 | 0 | 0 | 0 | 0 | 0 | 0 | 0 | 0 | 0
Pole 3 | 2014 | CUL0661 | Mainpower | load_offtake | 0 | S |  | BEN0163 BEN0 | Meridian |  |  |  | 0 | 0 | 0 | 0 | 0 | 0 | 0 | 0 | 0 | 0 | 0 | 0 | 0 | BEN0163 BEN0Meridian | BEN0163 BEN0 | Meridian |  | S |  | 0 | 0 | 0 | 0 | 0 | 0 | 0 | 0 | 0 | 0 | 0 | 0 | 0
Pole 3 | 2014 | KAI0111 | Mainpower | load_offtake | 0 | S |  | BEN2202 BEN0 | Meridian | 2560.8305 |  |  | 0 | 2560.8305 | 2560.8305 | 0 | 0 | 0 | 0 | 2560.8305 | 0 | 0 | 0 | 0 | 0 | BEN2202 BEN0Meridian | BEN2202 BEN0 | Meridian | 2560.8305 | S |  | 0 | 0 | 0 | 0 | 0 | 0 | 0 | 0.3745 | 0 | 0 | 0 | 0 | 0
Pole 3 | 2014 | SBK0331 | Mainpower | load_offtake | 0 | S |  | BWK1101 WPI0 | Trustpower | 187.2998 |  |  | 0 | 187.2998 | 187.2998 | 0 | 0 | 0 | 0 | 187.2998 | 0 | 0 | 0 | 0 | 0 | BWK1101 WPI0Trustpower | BWK1101 WPI0 | Trustpower | 187.2998 | S |  | 0 | 0 | 0 | 0 | 0 | 0 | 0 | 0.027391 | 0 | 0 | 0 | 0 | 0
Pole 3 | 2014 | WPR0331 | Mainpower | load_offtake | 0 | S |  | COB0661 COB0 | Trustpower | 220.2251 |  |  | 0 | 220.2251 | 220.2251 | 0 | 0 | 0 | 0 | 220.2251 | 0 | 0 | 0 | 0 | 0 | COB0661 COB0Trustpower | COB0661 COB0 | Trustpower | 220.2251 | S |  | 0 | 0 | 0 | 0 | 0 | 0 | 0 | 0.032206 | 0 | 0 | 0 | 0 | 0
Pole 3 | 2014 | WPR0661 | Mainpower | load_offtake | 0 | S |  | COL0661 COL0 | Trustpower | 281.6138 |  |  | 0 | 281.6138 | 281.6138 | 0 | 0 | 0 | 0 | 281.6138 | 0 | 0 | 0 | 0 | 0 | COL0661 COL0Trustpower | COL0661 COL0 | Trustpower | 281.6138 | S |  | 0 | 0 | 0 | 0 | 0 | 0 | 0 | 0.041184 | 0 | 0 | 0 | 0 | 0
noLSIren | 2014 | BLN0331 | Marlborough Lines | load_offtake | 55039.723 | S |  | CYD2201 CYD0 | Contact | 2286.3833 |  |  | 0 | 2286.3833 | 2286.3833 | 0 | 0 | 0 | 0 | 2286.3833 | 0 | 0 | 0 | 0 | 0 | CYD2201 CYD0Contact | CYD2201 CYD0 | Contact | 2286.3833 | S |  | 0 | 0 | 0 | 0 | 0 | 0 | 0 | 0.33437 | 0 | 0 | 0 | 0 | 0
noNAaN | 2014 | BLN0331 | Marlborough Lines | load_offtake | 147293.612 | S |  | GLN0332 GLN0 | NZ Steel | 155.9682 |  |  | 0 | 0 | 0 | 0 | 0 | 0 | 0 | 0 | 0 | 0 | 0 | 0 | 0 | GLN0332 GLN0NZ Steel | GLN0332 GLN0 | NZ Steel | 155.9682 | N |  | 0 | 0 | 0 | 0 | 0 | 0 | 0 | 0 | 0 | 0 | 0 | 0 | 0
noNIGU | 2014 | BLN0331 | Marlborough Lines | load_offtake | 111475.888 | S |  | HLY2201 HLY1 | Genesis | 71.5174 |  |  | 0 | 0 | 0 | 0 | 0 | 0 | 0 | 0 | 0 | 0 | 0 | 0 | 0 | HLY2201 HLY1Genesis | HLY2201 HLY1 | Genesis | 71.5174 | N |  | 0 | 0 | 0 | 0 | 0 | 0 | 0 | 0 | 0 | 0 | 0 | 0 | 0
noNIGU21 | 2014 | BLN0331 | Marlborough Lines | load_offtake | 829631.132 | S |  | HLY2201 HLY2 | Genesis | 485.6533 |  |  | 0 | 0 | 0 | 0 | 0 | 0 | 0 | 0 | 0 | 0 | 0 | 0 | 0 | HLY2201 HLY2Genesis | HLY2201 HLY2 | Genesis | 485.6533 | N |  | 0 | 0 | 0 | 0 | 0 | 0 | 0 | 0 | 0 | 0 | 0 | 0 | 0
noWRK | 2014 | BLN0331 | Marlborough Lines | load_offtake | 359870.548 | S |  | HLY2201 HLY5 | Genesis | 2553.0602 |  |  | 0 | 0 | 0 | 0 | 0 | 0 | 0 | 0 | 0 | 0 | 0 | 0 | 0 | HLY2201 HLY5Genesis | HLY2201 HLY5 | Genesis | 2553.0602 | N |  | 0 | 0 | 0 | 0 | 0 | 0 | 0 | 0 | 0 | 0 | 0 | 0 | 0
Pole 2 | 2014 | BLN0331 | Marlborough Lines | load_offtake | 0 | S |  | HLY2201 HLY6 | Genesis | 9.3521 |  |  | 0 | 0 | 0 | 0 | 0 | 0 | 0 | 0 | 0 | 0 | 0 | 0 | 0 | HLY2201 HLY6Genesis | HLY2201 HLY6 | Genesis | 9.3521 | N |  | 0 | 0 | 0 | 0 | 0 | 0 | 0 | 0 | 0 | 0 | 0 | 0 | 0
Pole 3 | 2014 | BLN0331 | Marlborough Lines | load_offtake | 0 | S |  | HWA1101 PTA1 | Trustpower | 82.3577 |  |  | 0 | 0 | 0 | 0 | 0 | 0 | 0 | 0 | 0 | 0 | 0 | 82.3577 | 0 | HWA1101 PTA1Trustpower | HWA1101 PTA1 | Trustpower | 82.3577 | N |  | 0 | 0 | 0 | 0 | 0 | 0 | 0 | 0 | 0 | 0 | 0 | 0 | 0
noLSIren | 2014 | AVI2201 AVI0 | Meridian | generation | 113768.697 | S |  | HWA1101 PTA2 | Trustpower | 82.3577 |  |  | 0 | 0 | 0 | 0 | 0 | 0 | 0 | 0 | 0 | 0 | 0 | 82.3577 | 0 | HWA1101 PTA2Trustpower | HWA1101 PTA2 | Trustpower | 82.3577 | N |  | 0 | 0 | 0 | 0 | 0 | 0 | 0 | 0 | 0 | 0 | 0 | 0 | 0
noLSIren | 2014 | BEN2202 BEN0 | Meridian | generation | 0 | S |  | HWA1101 PTA3 | Trustpower | 82.3577 |  |  | 0 | 0 | 0 | 0 | 0 | 0 | 0 | 0 | 0 | 0 | 0 | 82.3577 | 0 | HWA1101 PTA3Trustpower | HWA1101 PTA3 | Trustpower | 82.3577 | N |  | 0 | 0 | 0 | 0 | 0 | 0 | 0 | 0 | 0 | 0 | 0 | 0 | 0
noLSIren | 2014 | HWA1102 | Meridian | load_offtake | 9.859 | N |  | HWA1102 WAA0 | Fonterra | 119.5324 |  |  | 0 | 0 | 0 | 0 | 0 | 0 | 0 | 0 | 0 | 0 | 0 | 119.5324 | 0 | HWA1102 WAA0Fonterra | HWA1102 WAA0 | Fonterra | 119.5324 | N |  | 0 | 0 | 0 | 0 | 0 | 0 | 0 | 0 | 0 | 0 | 0 | 0 | 0
noLSIren | 2014 | MAN2201 MAN0 | Meridian | generation | 0 | S |  | HWA1102 WAA1 | Fonterra | 119.5324 |  |  | 0 | 0 | 0 | 0 | 0 | 0 | 0 | 0 | 0 | 0 | 0 | 119.5324 | 0 | HWA1102 WAA1Fonterra | HWA1102 WAA1 | Fonterra | 119.5324 | N |  | 0 | 0 | 0 | 0 | 0 | 0 | 0 | 0 | 0 | 0 | 0 | 0 | 0
noLSIren | 2014 | NMA0331e | Meridian | load_injection | 0 | S |  | HWB0331 WPI0 | Trustpower | 155.9685 |  |  | 0 | 155.9685 | 155.9685 | 0 | 0 | 0 | 0 | 155.9685 | 0 | 0 | 0 | 0 | 0 | HWB0331 WPI0Trustpower | HWB0331 WPI0 | Trustpower | 155.9685 | S |  | 0 | 0 | 0 | 0 | 0 | 0 | 0 | 0.022809 | 0 | 0 | 0 | 0 | 0
noLSIren | 2014 | OHA2201 OHA0 | Meridian | generation | 0 | S |  | KAW0112 ONU0 | Todd |  |  |  | 0 | 0 | 0 | 0 | 0 | 0 | 0 | 0 | 0 | 0 | 0 | 0 | 0 | KAW0112 ONU0Todd | KAW0112 ONU0 | Todd |  | N |  | 0 | 0 | 0 | 0 | 0 | 0 | 0 | 0 | 0 | 0 | 0 | 0 | 0
noLSIren | 2014 | OHB2201 OHB0 | Meridian | generation | 0 | S |  | KAW1101 KAG0 | MRP | 901.2834 |  |  | 0 | 0 | 0 | 0 | 0 | 0 | 0 | 0 | 0 | 0 | 0 | 0 | 0 | KAW1101 KAG0MRP | KAW1101 KAG0 | MRP | 901.2834 | N |  | 0 | 0 | 0 | 0 | 0 | 0 | 0 | 0 | 0 | 0 | 0 | 0 | 0
noLSIren | 2014 | OHC2201 OHC0 | Meridian | generation | 1327.232 | S |  | KIN0112 KIN0 | CHH | 268.139 |  |  | 0 | 0 | 0 | 0 | 0 | 0 | 0 | 0 | 0 | 0 | 0 | 0 | 0 | KIN0112 KIN0CHH | KIN0112 KIN0 | CHH | 268.139 | N |  | 0 | 0 | 0 | 0 | 0 | 0 | 0 | 0 | 0 | 0 | 0 | 0 | 0
noLSIren | 2014 | TWH0331e | Meridian | load_injection | 1581.903 | N |  | KPA1101 KPI1 | Todd | 134.5598 |  |  | 0 | 0 | 0 | 0 | 0 | 0 | 0 | 0 | 0 | 0 | 0 | 0 | 0 | KPA1101 KPI1Todd | KPA1101 KPI1 | Todd | 134.5598 | N |  | 0 | 0 | 0 | 0 | 0 | 0 | 0 | 0 | 0 | 0 | 0 | 0 | 0
noLSIren | 2014 | TWZ0331 | Meridian | load_offtake | 64.4995 | S |  | KPO1101 KPO0 | MRP | 435.1084 |  |  | 0 | 0 | 0 | 0 | 0 | 0 | 0 | 0 | 0 | 0 | 0 | 0 | 0 | KPO1101 KPO0MRP | KPO1101 KPO0 | MRP | 435.1084 | N |  | 0 | 0 | 0 | 0 | 0 | 0 | 0 | 0 | 0 | 0 | 0 | 0 | 0
noLSIren | 2014 | WDV1101 | Meridian | load_injection | 0 | N |  | KUM0661 KUM0 | Trustpower |  |  |  | 0 | 0 | 0 | 0 | 0 | 0 | 0 | 0 | 0 | 0 | 0 | 0 | 0 | KUM0661 KUM0Trustpower | KUM0661 KUM0 | Trustpower |  | S |  | 0 | 0 | 0 | 0 | 0 | 0 | 0 | 0 | 0 | 0 | 0 | 0 | 0
noLSIren | 2014 | WDV1101 | Meridian | load_offtake | 0 | N |  | MAN2201 MAN0 | Meridian | 4516.7499 |  |  | 0 | 4516.7499 | 4516.7499 | 0 | 0 | 0 | 0 | 4516.7499 | 0 | 0 | 0 | 0 | 0 | MAN2201 MAN0Meridian | MAN2201 MAN0 | Meridian | 4516.7499 | S |  | 0 | 0 | 0 | 0 | 0 | 0 | 0 | 0.66054 | 0 | 0 | 0 | 0 | 0
noLSIren | 2014 | WTK0111 WTK0 | Meridian | generation | 0 | S |  | MAT1101 ANI0 | Todd | 88.4176 |  |  | 0 | 0 | 0 | 0 | 0 | 0 | 0 | 0 | 0 | 0 | 0 | 0 | 0 | MAT1101 ANI0Todd | MAT1101 ANI0 | Todd | 88.4176 | N |  | 0 | 0 | 0 | 0 | 0 | 0 | 0 | 0 | 0 | 0 | 0 | 0 | 0
noLSIren | 2014 | WWD1102 | Meridian | load_injection | 0 | N |  | MAT1101 MAT0 | Trustpower | 178.9248 |  |  | 0 | 0 | 0 | 0 | 0 | 0 | 0 | 0 | 0 | 0 | 0 | 0 | 0 | MAT1101 MAT0Trustpower | MAT1101 MAT0 | Trustpower | 178.9248 | N |  | 0 | 0 | 0 | 0 | 0 | 0 | 0 | 0 | 0 | 0 | 0 | 0 | 0
noLSIren | 2014 | WWD1102 | Meridian | load_offtake | 15.261 | N |  | MAT1102 MAT0 | Trustpower |  |  |  | 0 | 0 | 0 | 0 | 0 | 0 | 0 | 0 | 0 | 0 | 0 | 0 | 0 | MAT1102 MAT0Trustpower | MAT1102 MAT0 | Trustpower |  | N |  | 0 | 0 | 0 | 0 | 0 | 0 | 0 | 0 | 0 | 0 | 0 | 0 | 0
noLSIren | 2014 | WWD1103 | Meridian | load_injection | 0 | N |  | MHO0331 MHO0 | Todd | 32.0157 |  |  | 0 | 0 | 0 | 0 | 0 | 0 | 0 | 0 | 0 | 0 | 0 | 0 | 0 | MHO0331 MHO0Todd | MHO0331 MHO0 | Todd | 32.0157 | N |  | 0 | 0 | 0 | 0 | 0 | 0 | 0 | 0 | 0 | 0 | 0 | 0 | 0
noLSIren | 2014 | WWD1103 | Meridian | load_offtake | 16.902 | N |  | MKE1101 MKE1 | Todd | 216.2182 |  |  | 0 | 0 | 0 | 0 | 0 | 0 | 0 | 0 | 0 | 0 | 0 | 0 | 0 | MKE1101 MKE1Todd | MKE1101 MKE1 | Todd | 216.2182 | N |  | 0 | 0 | 0 | 0 | 0 | 0 | 0 | 0 | 0 | 0 | 0 | 0 | 0
noNAaN | 2014 | AVI2201 AVI0 | Meridian | generation | 0 | S |  | MTI2201 MTI0 | MRP | 742.0081 |  |  | 0 | 0 | 0 | 0 | 0 | 0 | 0 | 0 | 0 | 0 | 0 | 0 | 0 | MTI2201 MTI0MRP | MTI2201 MTI0 | MRP | 742.0081 | N |  | 0 | 0 | 0 | 0 | 0 | 0 | 0 | 0 | 0 | 0 | 0 | 0 | 0
noNAaN | 2014 | BEN2202 BEN0 | Meridian | generation | 0 | S |  | NAP2201 NAP0 | NAP JV | 1082.2997 |  |  | 0 | 0 | 0 | 0 | 0 | 0 | 0 | 0 | 0 | 0 | 0 | 0 | 0 | NAP2201 NAP0NAP JV | NAP2201 NAP0 | NAP JV | 1082.2997 | N |  | 0 | 0 | 0 | 0 | 0 | 0 | 0 | 0 | 0 | 0 | 0 | 0 | 0
noNAaN | 2014 | HWA1102 | Meridian | load_offtake | 77.426 | N |  | NAP2202 NTM0 | Ngatamariki | 628.9651 |  |  | 0 | 0 | 0 | 0 | 0 | 0 | 0 | 0 | 0 | 0 | 0 | 0 | 0 | NAP2202 NTM0Ngatamariki | NAP2202 NTM0 | Ngatamariki | 628.9651 | N |  | 0 | 0 | 0 | 0 | 0 | 0 | 0 | 0 | 0 | 0 | 0 | 0 | 0
noNAaN | 2014 | MAN2201 MAN0 | Meridian | generation | 0 | S |  | NSY0331 PAE0 | Trustpower | 70.4513 |  |  | 0 | 70.4513 | 70.4513 | 0 | 0 | 0 | 0 | 70.4513 | 0 | 0 | 0 | 0 | 0 | NSY0331 PAE0Trustpower | NSY0331 PAE0 | Trustpower | 70.4513 | S |  | 0 | 0 | 0 | 0 | 0 | 0 | 0 | 0.010303 | 0 | 0 | 0 | 0 | 0
noNAaN | 2014 | NMA0331e | Meridian | load_injection | 0 | S |  | OHA2201 OHA0 | Meridian | 1279.4146 |  |  | 0 | 1279.4146 | 1279.4146 | 0 | 0 | 0 | 0 | 1279.4146 | 0 | 0 | 0 | 0 | 0 | OHA2201 OHA0Meridian | OHA2201 OHA0 | Meridian | 1279.4146 | S |  | 0 | 0 | 0 | 0 | 0 | 0 | 0 | 0.18711 | 0 | 0 | 0 | 0 | 0
noNAaN | 2014 | OHA2201 OHA0 | Meridian | generation | 0 | S |  | OHB2201 OHB0 | Meridian | 1064.4581 |  |  | 0 | 1064.4581 | 1064.4581 | 0 | 0 | 0 | 0 | 1064.4581 | 0 | 0 | 0 | 0 | 0 | OHB2201 OHB0Meridian | OHB2201 OHB0 | Meridian | 1064.4581 | S |  | 0 | 0 | 0 | 0 | 0 | 0 | 0 | 0.15567 | 0 | 0 | 0 | 0 | 0
noNAaN | 2014 | OHB2201 OHB0 | Meridian | generation | 0 | S |  | OHC2201 OHC0 | Meridian | 1057.1782 |  |  | 0 | 1057.1782 | 1057.1782 | 0 | 0 | 0 | 0 | 1057.1782 | 0 | 0 | 0 | 0 | 0 | OHC2201 OHC0Meridian | OHC2201 OHC0 | Meridian | 1057.1782 | S |  | 0 | 0 | 0 | 0 | 0 | 0 | 0 | 0.1546 | 0 | 0 | 0 | 0 | 0
noNAaN | 2014 | OHC2201 OHC0 | Meridian | generation | 0 | S |  | OHK2201 OHK0 | MRP | 348.1761 |  |  | 0 | 0 | 0 | 0 | 0 | 0 | 0 | 0 | 0 | 0 | 0 | 0 | 0 | OHK2201 OHK0MRP | OHK2201 OHK0 | MRP | 348.1761 | N |  | 0 | 0 | 0 | 0 | 0 | 0 | 0 | 0 | 0 | 0 | 0 | 0 | 0
noNAaN | 2014 | TWH0331e | Meridian | load_injection | 0 | N |  | OKI2201 OKI0 | Contact | 271.3665 |  |  | 0 | 0 | 0 | 0 | 0 | 0 | 0 | 0 | 0 | 0 | 0 | 0 | 0 | OKI2201 OKI0Contact | OKI2201 OKI0 | Contact | 271.3665 | N |  | 0 | 0 | 0 | 0 | 0 | 0 | 0 | 0 | 0 | 0 | 0 | 0 | 0
noNAaN | 2014 | TWZ0331 | Meridian | load_offtake | 1185.1017 | S |  | OTA2202 OTC0 | Contact | 1362.0249 |  |  | 0 | 0 | 0 | 0 | 0 | 0 | 0 | 0 | 0 | 0 | 0 | 0 | 0 | OTA2202 OTC0Contact | OTA2202 OTC0 | Contact | 1362.0249 | N |  | 0 | 0 | 0 | 0 | 0 | 0 | 0 | 0 | 0 | 0 | 0 | 0 | 0
noNAaN | 2014 | WDV1101 | Meridian | load_injection | 0 | N |  | PPI2201 PPI0 | Contact | 393.7993 |  |  | 0 | 0 | 0 | 0 | 0 | 0 | 0 | 0 | 0 | 0 | 0 | 0 | 0 | PPI2201 PPI0Contact | PPI2201 PPI0 | Contact | 393.7993 | N |  | 0 | 0 | 0 | 0 | 0 | 0 | 0 | 0 | 0 | 0 | 0 | 0 | 0
noNAaN | 2014 | WDV1101 | Meridian | load_offtake | 224.985 | N |  | ROT1101 WHE0 | Trustpower | 55.6241 |  |  | 0 | 0 | 0 | 0 | 0 | 0 | 0 | 0 | 0 | 0 | 0 | 0 | 0 | ROT1101 WHE0Trustpower | ROT1101 WHE0 | Trustpower | 55.6241 | N |  | 0 | 0 | 0 | 0 | 0 | 0 | 0 | 0 | 0 | 0 | 0 | 0 | 0
noNAaN | 2014 | WTK0111 WTK0 | Meridian | generation | 0 | S |  | ROX1101 ROX0 | Contact | 534.005 |  |  | 0 | 534.005 | 534.005 | 0 | 0 | 0 | 0 | 534.005 | 0 | 0 | 0 | 0 | 0 | ROX1101 ROX0Contact | ROX1101 ROX0 | Contact | 534.005 | S |  | 0 | 0 | 0 | 0 | 0 | 0 | 0 | 0.078094 | 0 | 0 | 0 | 0 | 0
noNAaN | 2014 | WWD1102 | Meridian | load_injection | 0 | N |  | ROX2201 ROX0 | Contact | 1277.1565 |  |  | 0 | 1277.1565 | 1277.1565 | 0 | 0 | 0 | 0 | 1277.1565 | 0 | 0 | 0 | 0 | 0 | ROX2201 ROX0Contact | ROX2201 ROX0 | Contact | 1277.1565 | S |  | 0 | 0 | 0 | 0 | 0 | 0 | 0 | 0.18677 | 0 | 0 | 0 | 0 | 0
noNAaN | 2014 | WWD1102 | Meridian | load_offtake | 115.076 | N |  | RPO2201 RPO0 | Genesis | 515.9375 |  |  | 0 | 0 | 0 | 0 | 0 | 0 | 0 | 0 | 0 | 0 | 0 | 0 | 0 | RPO2201 RPO0Genesis | RPO2201 RPO0 | Genesis | 515.9375 | N |  | 0 | 0 | 0 | 0 | 0 | 0 | 0 | 0 | 0 | 0 | 0 | 0 | 0
noNAaN | 2014 | WWD1103 | Meridian | load_injection | 0 | N |  | SFD2201 SFD21 | Contact | 175.9889 |  |  | 0 | 0 | 0 | 0 | 0 | 0 | 0 | 0 | 0 | 0 | 0 | 0 | 0 | SFD2201 SFD21Contact | SFD2201 SFD21 | Contact | 175.9889 | N |  | 0 | 0 | 0 | 0 | 0 | 0 | 0 | 0 | 0 | 0 | 0 | 0 | 0
noNAaN | 2014 | WWD1103 | Meridian | load_offtake | 110.355 | N |  | SFD2201 SFD22 | Contact | 169.8471 |  |  | 0 | 0 | 0 | 0 | 0 | 0 | 0 | 0 | 0 | 0 | 0 | 0 | 0 | SFD2201 SFD22Contact | SFD2201 SFD22 | Contact | 169.8471 | N |  | 0 | 0 | 0 | 0 | 0 | 0 | 0 | 0 | 0 | 0 | 0 | 0 | 0
noNIGU | 2014 | AVI2201 AVI0 | Meridian | generation | 0 | S |  | SFD2201 SPL0 | Contact | 607.4522 |  |  | 0 | 0 | 0 | 0 | 0 | 0 | 0 | 0 | 0 | 0 | 0 | 0 | 0 | SFD2201 SPL0Contact | SFD2201 SPL0 | Contact | 607.4522 | N |  | 0 | 0 | 0 | 0 | 0 | 0 | 0 | 0 | 0 | 0 | 0 | 0 | 0
noNIGU | 2014 | BEN2202 BEN0 | Meridian | generation | 0 | S |  | STK0661 COB0 | Trustpower |  |  |  | 0 | 0 | 0 | 0 | 0 | 0 | 0 | 0 | 0 | 0 | 0 | 0 | 0 | STK0661 COB0Trustpower | STK0661 COB0 | Trustpower |  | S |  | 0 | 0 | 0 | 0 | 0 | 0 | 0 | 0 | 0 | 0 | 0 | 0 | 0
noNIGU | 2014 | HWA1102 | Meridian | load_offtake | 1125.233 | N |  | SWN2201 SWN0 | MRP | 331.4765 |  |  | 0 | 0 | 0 | 0 | 0 | 0 | 0 | 0 | 0 | 0 | 0 | 0 | 0 | SWN2201 SWN0MRP | SWN2201 SWN0 | MRP | 331.4765 | N |  | 0 | 0 | 0 | 0 | 0 | 0 | 0 | 0 | 0 | 0 | 0 | 0 | 0
noNIGU | 2014 | MAN2201 MAN0 | Meridian | generation | 0 | S |  | SWN2201 SWN5 | MRP | 331.4765 |  |  | 0 | 0 | 0 | 0 | 0 | 0 | 0 | 0 | 0 | 0 | 0 | 0 | 0 | SWN2201 SWN5MRP | SWN2201 SWN5 | MRP | 331.4765 | N |  | 0 | 0 | 0 | 0 | 0 | 0 | 0 | 0 | 0 | 0 | 0 | 0 | 0
noNIGU | 2014 | NMA0331e | Meridian | load_injection | 0 | S |  | TGA0331 KMI0 | Trustpower | 150.4318 |  |  | 0 | 0 | 0 | 0 | 0 | 0 | 0 | 0 | 0 | 0 | 0 | 0 | 0 | TGA0331 KMI0Trustpower | TGA0331 KMI0 | Trustpower | 150.4318 | N |  | 0 | 0 | 0 | 0 | 0 | 0 | 0 | 0 | 0 | 0 | 0 | 0 | 0
noNIGU | 2014 | OHA2201 OHA0 | Meridian | generation | 43486.276 | S |  | THI2201 THI1 | Contact | 758.9218 |  |  | 0 | 0 | 0 | 0 | 0 | 0 | 0 | 0 | 0 | 0 | 0 | 0 | 0 | THI2201 THI1Contact | THI2201 THI1 | Contact | 758.9218 | N |  | 0 | 0 | 0 | 0 | 0 | 0 | 0 | 0 | 0 | 0 | 0 | 0 | 0
noNIGU | 2014 | OHB2201 OHB0 | Meridian | generation | 0 | S |  | THI2201 THI2 | Contact | 758.9218 |  |  | 0 | 0 | 0 | 0 | 0 | 0 | 0 | 0 | 0 | 0 | 0 | 0 | 0 | THI2201 THI2Contact | THI2201 THI2 | Contact | 758.9218 | N |  | 0 | 0 | 0 | 0 | 0 | 0 | 0 | 0 | 0 | 0 | 0 | 0 | 0
noNIGU | 2014 | OHC2201 OHC0 | Meridian | generation | 0 | S |  | TKA0111 TKA0 | Genesis | 51.4316 |  |  | 0 | 51.4316 | 51.4316 | 0 | 0 | 0 | 0 | 51.4316 | 0 | 0 | 0 | 0 | 0 | TKA0111 TKA0Genesis | TKA0111 TKA0 | Genesis | 51.4316 | S |  | 0 | 0 | 0 | 0 | 0 | 0 | 0 | 0.0075215 | 0 | 0 | 0 | 0 | 0
noNIGU | 2014 | TWH0331e | Meridian | load_injection | 0 | N |  | TKA0111 TKA1 | Genesis | 51.4316 |  |  | 0 | 51.4316 | 51.4316 | 0 | 0 | 0 | 0 | 51.4316 | 0 | 0 | 0 | 0 | 0 | TKA0111 TKA1Genesis | TKA0111 TKA1 | Genesis | 51.4316 | S |  | 0 | 0 | 0 | 0 | 0 | 0 | 0 | 0.0075215 | 0 | 0 | 0 | 0 | 0
noNIGU | 2014 | TWZ0331 | Meridian | load_offtake | 1646.5477 | S |  | TKB2201 TKB0 | Genesis | 793.7163 |  |  | 0 | 793.7163 | 793.7163 | 0 | 0 | 0 | 0 | 793.7163 | 0 | 0 | 0 | 0 | 0 | TKB2201 TKB0Genesis | TKB2201 TKB0 | Genesis | 793.7163 | S |  | 0 | 0 | 0 | 0 | 0 | 0 | 0 | 0.11608 | 0 | 0 | 0 | 0 | 0
noNIGU | 2014 | WDV1101 | Meridian | load_injection | 0 | N |  | TKB2201 TKB1 | Genesis | 793.7163 |  |  | 0 | 793.7163 | 793.7163 | 0 | 0 | 0 | 0 | 793.7163 | 0 | 0 | 0 | 0 | 0 | TKB2201 TKB1Genesis | TKB2201 TKB1 | Genesis | 793.7163 | S |  | 0 | 0 | 0 | 0 | 0 | 0 | 0 | 0.11608 | 0 | 0 | 0 | 0 | 0
noNIGU | 2014 | WDV1101 | Meridian | load_offtake | 0 | N |  | TKU2201 TKU0 | Genesis | 614.7549 |  |  | 0 | 0 | 0 | 0 | 0 | 0 | 0 | 0 | 0 | 0 | 0 | 0 | 0 | TKU2201 TKU0Genesis | TKU2201 TKU0 | Genesis | 614.7549 | N |  | 0 | 0 | 0 | 0 | 0 | 0 | 0 | 0 | 0 | 0 | 0 | 0 | 0
noNIGU | 2014 | WTK0111 WTK0 | Meridian | generation | 0 | S |  | TUI1101 KTW0 | Genesis | 410.5061 |  |  | 0 | 0 | 0 | 0 | 0 | 0 | 0 | 0 | 0 | 0 | 0 | 0 | 0 | TUI1101 KTW0Genesis | TUI1101 KTW0 | Genesis | 410.5061 | N |  | 0 | 0 | 0 | 0 | 0 | 0 | 0 | 0 | 0 | 0 | 0 | 0 | 0
noNIGU | 2014 | WWD1102 | Meridian | load_injection | 0 | N |  | TUI1101 PRI0 | Genesis | 410.5061 |  |  | 0 | 0 | 0 | 0 | 0 | 0 | 0 | 0 | 0 | 0 | 0 | 0 | 0 | TUI1101 PRI0Genesis | TUI1101 PRI0 | Genesis | 410.5061 | N |  | 0 | 0 | 0 | 0 | 0 | 0 | 0 | 0 | 0 | 0 | 0 | 0 | 0
noNIGU | 2014 | WWD1102 | Meridian | load_offtake | 471.435 | N |  | TUI1101 TUI0 | Genesis | 410.5061 |  |  | 0 | 0 | 0 | 0 | 0 | 0 | 0 | 0 | 0 | 0 | 0 | 0 | 0 | TUI1101 TUI0Genesis | TUI1101 TUI0 | Genesis | 410.5061 | N |  | 0 | 0 | 0 | 0 | 0 | 0 | 0 | 0 | 0 | 0 | 0 | 0 | 0
noNIGU | 2014 | WWD1103 | Meridian | load_injection | 0 | N |  | TWH0331 TRC1 | Contact | 204.4085 |  |  | 0 | 0 | 0 | 0 | 0 | 0 | 0 | 0 | 0 | 0 | 0 | 0 | 0 | TWH0331 TRC1Contact | TWH0331 TRC1 | Contact | 204.4085 | N |  | 0 | 0 | 0 | 0 | 0 | 0 | 0 | 0 | 0 | 0 | 0 | 0 | 0
noNIGU | 2014 | WWD1103 | Meridian | load_offtake | 458.815 | N |  | WHI2201 WHI0 | Contact | 1.1159 |  |  | 0 | 0 | 0 | 0 | 0 | 0 | 0 | 0 | 0 | 0 | 0 | 0 | 0 | WHI2201 WHI0Contact | WHI2201 WHI0 | Contact | 1.1159 | N |  | 0 | 0 | 0 | 0 | 0 | 0 | 0 | 0 | 0 | 0 | 0 | 0 | 0
noNIGU21 | 2014 | AVI2201 AVI0 | Meridian | generation | 0 | S |  | WKM2201 MOK0 | Mokai JV | 879.2122 |  |  | 0 | 0 | 0 | 0 | 0 | 0 | 0 | 0 | 0 | 0 | 0 | 0 | 0 | WKM2201 MOK0Mokai JV | WKM2201 MOK0 | Mokai JV | 879.2122 | N |  | 0 | 0 | 0 | 0 | 0 | 0 | 0 | 0 | 0 | 0 | 0 | 0 | 0
noNIGU21 | 2014 | BEN2202 BEN0 | Meridian | generation | 0 | S |  | WKM2201 WKM0 | MRP | 416.6301 |  |  | 0 | 0 | 0 | 0 | 0 | 0 | 0 | 0 | 0 | 0 | 0 | 0 | 0 | WKM2201 WKM0MRP | WKM2201 WKM0 | MRP | 416.6301 | N |  | 0 | 0 | 0 | 0 | 0 | 0 | 0 | 0 | 0 | 0 | 0 | 0 | 0
noNIGU21 | 2014 | HWA1102 | Meridian | load_offtake | 1199.271 | N |  | WPA2201 WPA0 | MRP | 198.9593 |  |  | 0 | 0 | 0 | 0 | 0 | 0 | 0 | 0 | 0 | 0 | 0 | 0 | 0 | WPA2201 WPA0MRP | WPA2201 WPA0 | MRP | 198.9593 | N |  | 0 | 0 | 0 | 0 | 0 | 0 | 0 | 0 | 0 | 0 | 0 | 0 | 0
noNIGU21 | 2014 | MAN2201 MAN0 | Meridian | generation | 0 | S |  | WRK0331 RKA0 | MRP | 168.2001 |  |  | 0 | 0 | 0 | 0 | 0 | 0 | 0 | 0 | 0 | 0 | 0 | 0 | 0 | WRK0331 RKA0MRP | WRK0331 RKA0 | MRP | 168.2001 | N |  | 0 | 0 | 0 | 0 | 0 | 0 | 0 | 0 | 0 | 0 | 0 | 0 | 0
noNIGU21 | 2014 | NMA0331e | Meridian | load_injection | 0 | S |  | WRK0331 TAA0 | Contact | 208.6345 |  |  | 0 | 0 | 0 | 0 | 0 | 0 | 0 | 0 | 0 | 0 | 0 | 0 | 0 | WRK0331 TAA0Contact | WRK0331 TAA0 | Contact | 208.6345 | N |  | 0 | 0 | 0 | 0 | 0 | 0 | 0 | 0 | 0 | 0 | 0 | 0 | 0
noNIGU21 | 2014 | OHA2201 OHA0 | Meridian | generation | 0 | S |  | WRK2201 WRK0 | Contact | 1152.3542 |  |  | 0 | 0 | 0 | 0 | 0 | 0 | 0 | 0 | 0 | 0 | 0 | 0 | 0 | WRK2201 WRK0Contact | WRK2201 WRK0 | Contact | 1152.3542 | N |  | 0 | 0 | 0 | 0 | 0 | 0 | 0 | 0 | 0 | 0 | 0 | 0 | 0
noNIGU21 | 2014 | OHB2201 OHB0 | Meridian | generation | 0 | S |  | WTK0111 WTK0 | Meridian | 550.3351 |  |  | 0 | 550.3351 | 550.3351 | 0 | 0 | 0 | 0 | 550.3351 | 0 | 0 | 0 | 0 | 0 | WTK0111 WTK0Meridian | WTK0111 WTK0 | Meridian | 550.3351 | S |  | 0 | 0 | 0 | 0 | 0 | 0 | 0 | 0.080482 | 0 | 0 | 0 | 0 | 0
noNIGU21 | 2014 | OHC2201 OHC0 | Meridian | generation | 0 | S
noNIGU21 | 2014 | TWH0331e | Meridian | load_injection | 0 | N
noNIGU21 | 2014 | TWZ0331 | Meridian | load_offtake | 6994.8575 | S
noNIGU21 | 2014 | WDV1101 | Meridian | load_injection | 0 | N
noNIGU21 | 2014 | WDV1101 | Meridian | load_offtake | 905.843 | N
noNIGU21 | 2014 | WTK0111 WTK0 | Meridian | generation | 0 | S
noNIGU21 | 2014 | WWD1102 | Meridian | load_injection | 0 | N
noNIGU21 | 2014 | WWD1102 | Meridian | load_offtake | 635.306 | N
noNIGU21 | 2014 | WWD1103 | Meridian | load_injection | 0 | N
noNIGU21 | 2014 | WWD1103 | Meridian | load_offtake | 628.429 | N
noWRK | 2014 | AVI2201 AVI0 | Meridian | generation | 0 | S
noWRK | 2014 | BEN2202 BEN0 | Meridian | generation | 0 | S
noWRK | 2014 | HWA1102 | Meridian | load_offtake | 129.886 | N
noWRK | 2014 | MAN2201 MAN0 | Meridian | generation | 0 | S
noWRK | 2014 | NMA0331e | Meridian | load_injection | 0 | S
noWRK | 2014 | OHA2201 OHA0 | Meridian | generation | 0 | S
noWRK | 2014 | OHB2201 OHB0 | Meridian | generation | 0 | S
noWRK | 2014 | OHC2201 OHC0 | Meridian | generation | 0 | S
noWRK | 2014 | TWH0331e | Meridian | load_injection | 0 | N
noWRK | 2014 | TWZ0331 | Meridian | load_offtake | 3256.2208 | S
noWRK | 2014 | WDV1101 | Meridian | load_injection | 0 | N
noWRK | 2014 | WDV1101 | Meridian | load_offtake | 301.51 | N
noWRK | 2014 | WTK0111 WTK0 | Meridian | generation | 0 | S
noWRK | 2014 | WWD1102 | Meridian | load_injection | 0 | N
noWRK | 2014 | WWD1102 | Meridian | load_offtake | 219.695 | N
noWRK | 2014 | WWD1103 | Meridian | load_injection | 0 | N
noWRK | 2014 | WWD1103 | Meridian | load_offtake | 181.794 | N
Pole 2 | 2014 | AVI2201 AVI0 | Meridian | generation | 15429246.6 | S
Pole 2 | 2014 | BEN2202 BEN0 | Meridian | generation | 57563805.112 | S
Pole 2 | 2014 | HWA1102 | Meridian | load_offtake | 15800.543 | N
Pole 2 | 2014 | MAN2201 MAN0 | Meridian | generation | 79547068.186 | S
Pole 2 | 2014 | NMA0331e | Meridian | load_injection | 2092393.078 | S
Pole 2 | 2014 | OHA2201 OHA0 | Meridian | generation | 20190460.709 | S
Pole 2 | 2014 | OHB2201 OHB0 | Meridian | generation | 16843914.407 | S
Pole 2 | 2014 | OHC2201 OHC0 | Meridian | generation | 16644603.763 | S
Pole 2 | 2014 | TWH0331e | Meridian | load_injection | 0 | N
Pole 2 | 2014 | TWZ0331 | Meridian | load_offtake | 0 | S
Pole 2 | 2014 | WDV1101 | Meridian | load_injection | 0 | N
Pole 2 | 2014 | WDV1101 | Meridian | load_offtake | 28975.17 | N
Pole 2 | 2014 | WTK0111 WTK0 | Meridian | generation | 8077103.552 | S
Pole 2 | 2014 | WWD1102 | Meridian | load_injection | 0 | N
Pole 2 | 2014 | WWD1102 | Meridian | load_offtake | 21583.442 | N
Pole 2 | 2014 | WWD1103 | Meridian | load_injection | 0 | N
Pole 2 | 2014 | WWD1103 | Meridian | load_offtake | 17367.812 | N
Pole 3 | 2014 | AVI2201 AVI0 | Meridian | generation | 17179522.001 | S
Pole 3 | 2014 | BEN2202 BEN0 | Meridian | generation | 61354530.286 | S
Pole 3 | 2014 | HWA1102 | Meridian | load_offtake | 8186.45 | N
Pole 3 | 2014 | MAN2201 MAN0 | Meridian | generation | 73542964.505 | S
Pole 3 | 2014 | NMA0331e | Meridian | load_injection | 2202034.96 | S
Pole 3 | 2014 | OHA2201 OHA0 | Meridian | generation | 24019598.214 | S
Pole 3 | 2014 | OHB2201 OHB0 | Meridian | generation | 20096908.214 | S
Pole 3 | 2014 | OHC2201 OHC0 | Meridian | generation | 19777556.495 | S
Pole 3 | 2014 | TWH0331e | Meridian | load_injection | 0 | N
Pole 3 | 2014 | TWZ0331 | Meridian | load_offtake | 0 | S
Pole 3 | 2014 | WDV1101 | Meridian | load_injection | 0 | N
Pole 3 | 2014 | WDV1101 | Meridian | load_offtake | 6190.374 | N
Pole 3 | 2014 | WTK0111 WTK0 | Meridian | generation | 9020195.322 | S
Pole 3 | 2014 | WWD1102 | Meridian | load_injection | 0 | N
Pole 3 | 2014 | WWD1102 | Meridian | load_offtake | 3686.615 | N
Pole 3 | 2014 | WWD1103 | Meridian | load_injection | 0 | N
Pole 3 | 2014 | WWD1103 | Meridian | load_offtake | 3215.252 | N
noLSIren | 2014 | MNI0111 | Methanex | load_offtake | 461.814 | N
noNAaN | 2014 | MNI0111 | Methanex | load_offtake | 15189.426 | N
noNIGU | 2014 | MNI0111 | Methanex | load_offtake | 61859.466 | N
noNIGU21 | 2014 | MNI0111 | Methanex | load_offtake | 118555.175 | N
noWRK | 2014 | MNI0111 | Methanex | load_offtake | 48227.062 | N
Pole 2 | 2014 | MNI0111 | Methanex | load_offtake | 1752767.526 | N
Pole 3 | 2014 | MNI0111 | Methanex | load_offtake | 419059.984 | N
noLSIren | 2014 | WKM2201 MOK0 | Mokai JV | generation | 0 | N
noNAaN | 2014 | WKM2201 MOK0 | Mokai JV | generation | 0 | N
noNIGU | 2014 | WKM2201 MOK0 | Mokai JV | generation | 274837.231 | N
noNIGU21 | 2014 | WKM2201 MOK0 | Mokai JV | generation | 0 | N
noWRK | 2014 | WKM2201 MOK0 | Mokai JV | generation | 0 | N
Pole 2 | 2014 | WKM2201 MOK0 | Mokai JV | generation | 0 | N
Pole 3 | 2014 | WKM2201 MOK0 | Mokai JV | generation | 0 | N
noLSIren | 2014 | ARA2201 ARA0 | MRP | generation | 7950.038 | N
noLSIren | 2014 | ARI1101 ARI0 | MRP | generation | 0 | N
noLSIren | 2014 | ARI1102 ARI0 | MRP | generation | 1596.417 | N
noLSIren | 2014 | ATI2201 ATI0 | MRP | generation | 3277.083 | N
noLSIren | 2014 | KAW1101 KAG0 | MRP | generation | 0 | N
noLSIren | 2014 | KPO1101 KPO0 | MRP | generation | 1373.477 | N
noLSIren | 2014 | MTI2201 MTI0 | MRP | generation | 9618.099 | N
noLSIren | 2014 | NAP2202 | MRP | load_offtake | 0 | N
noLSIren | 2014 | OHK2201 OHK0 | MRP | generation | 3939.959 | N
noLSIren | 2014 | SWN2201 | MRP | load_offtake | 271.771 | N
noLSIren | 2014 | SWN2201 SWN5 | MRP | generation | 0 | N
noLSIren | 2014 | WKM2201 WKM0 | MRP | generation | 2343.846 | N
noLSIren | 2014 | WPA2201 WPA0 | MRP | generation | 1739.964 | N
noLSIren | 2014 | WRK0331 RKA0 | MRP | generation | 1200.541 | N
noNAaN | 2014 | ARA2201 ARA0 | MRP | generation | 0 | N
noNAaN | 2014 | ARI1101 ARI0 | MRP | generation | 0 | N
noNAaN | 2014 | ARI1102 ARI0 | MRP | generation | 0 | N
noNAaN | 2014 | ATI2201 ATI0 | MRP | generation | 0 | N
noNAaN | 2014 | KAW1101 KAG0 | MRP | generation | 0 | N
noNAaN | 2014 | KPO1101 KPO0 | MRP | generation | 0 | N
noNAaN | 2014 | MTI2201 MTI0 | MRP | generation | 0 | N
noNAaN | 2014 | NAP2202 | MRP | load_offtake | 4.213 | N
noNAaN | 2014 | OHK2201 OHK0 | MRP | generation | 0 | N
noNAaN | 2014 | SWN2201 | MRP | load_offtake | 1609.841 | N
noNAaN | 2014 | SWN2201 SWN5 | MRP | generation | 0 | N
noNAaN | 2014 | WKM2201 WKM0 | MRP | generation | 0 | N
noNAaN | 2014 | WPA2201 WPA0 | MRP | generation | 0 | N
noNAaN | 2014 | WRK0331 RKA0 | MRP | generation | 0 | N
noNIGU | 2014 | ARA2201 ARA0 | MRP | generation | 446618.515 | N
noNIGU | 2014 | ARI1101 ARI0 | MRP | generation | 0 | N
noNIGU | 2014 | ARI1102 ARI0 | MRP | generation | 408956.017 | N
noNIGU | 2014 | ATI2201 ATI0 | MRP | generation | 460015.101 | N
noNIGU | 2014 | KAW1101 KAG0 | MRP | generation | 205959.225 | N
noNIGU | 2014 | KPO1101 KPO0 | MRP | generation | 0 | N
noNIGU | 2014 | MTI2201 MTI0 | MRP | generation | 1476633.258 | N
noNIGU | 2014 | NAP2202 | MRP | load_offtake | 6.64 | N
noNIGU | 2014 | OHK2201 OHK0 | MRP | generation | 612963.707 | N
noNIGU | 2014 | SWN2201 | MRP | load_offtake | 27494.706 | N
noNIGU | 2014 | SWN2201 SWN5 | MRP | generation | 0 | N
noNIGU | 2014 | WKM2201 WKM0 | MRP | generation | 568020.551 | N
noNIGU | 2014 | WPA2201 WPA0 | MRP | generation | 274983.82 | N
noNIGU | 2014 | WRK0331 RKA0 | MRP | generation | 148015.706 | N
noNIGU21 | 2014 | ARA2201 ARA0 | MRP | generation | 0 | N
noNIGU21 | 2014 | ARI1101 ARI0 | MRP | generation | 0 | N
noNIGU21 | 2014 | ARI1102 ARI0 | MRP | generation | 0 | N
noNIGU21 | 2014 | ATI2201 ATI0 | MRP | generation | 0 | N
noNIGU21 | 2014 | KAW1101 KAG0 | MRP | generation | 0 | N
noNIGU21 | 2014 | KPO1101 KPO0 | MRP | generation | 0 | N
noNIGU21 | 2014 | MTI2201 MTI0 | MRP | generation | 0 | N
noNIGU21 | 2014 | NAP2202 | MRP | load_offtake | 21.987 | N
noNIGU21 | 2014 | OHK2201 OHK0 | MRP | generation | 0 | N
noNIGU21 | 2014 | SWN2201 | MRP | load_offtake | 21797.114 | N
noNIGU21 | 2014 | SWN2201 SWN5 | MRP | generation | 0 | N
noNIGU21 | 2014 | WKM2201 WKM0 | MRP | generation | 0 | N
noNIGU21 | 2014 | WPA2201 WPA0 | MRP | generation | 0 | N
noNIGU21 | 2014 | WRK0331 RKA0 | MRP | generation | 0 | N
noWRK | 2014 | ARA2201 ARA0 | MRP | generation | 413370.887 | N
noWRK | 2014 | ARI1101 ARI0 | MRP | generation | 0 | N
noWRK | 2014 | ARI1102 ARI0 | MRP | generation | 0 | N
noWRK | 2014 | ATI2201 ATI0 | MRP | generation | 0 | N
noWRK | 2014 | KAW1101 KAG0 | MRP | generation | 0 | N
noWRK | 2014 | KPO1101 KPO0 | MRP | generation | 0 | N
noWRK | 2014 | MTI2201 MTI0 | MRP | generation | 0 | N
noWRK | 2014 | NAP2202 | MRP | load_offtake | 0 | N
noWRK | 2014 | OHK2201 OHK0 | MRP | generation | 69418.768 | N
noWRK | 2014 | SWN2201 | MRP | load_offtake | 4355.048 | N
noWRK | 2014 | SWN2201 SWN5 | MRP | generation | 0 | N
noWRK | 2014 | WKM2201 WKM0 | MRP | generation | 0 | N
noWRK | 2014 | WPA2201 WPA0 | MRP | generation | 0 | N
noWRK | 2014 | WRK0331 RKA0 | MRP | generation | 253501.025 | N
Pole 2 | 2014 | ARA2201 ARA0 | MRP | generation | 0 | N
Pole 2 | 2014 | ARI1101 ARI0 | MRP | generation | 0 | N
Pole 2 | 2014 | ARI1102 ARI0 | MRP | generation | 0 | N
Pole 2 | 2014 | ATI2201 ATI0 | MRP | generation | 0 | N
Pole 2 | 2014 | KAW1101 KAG0 | MRP | generation | 0 | N
Pole 2 | 2014 | KPO1101 KPO0 | MRP | generation | 0 | N
Pole 2 | 2014 | MTI2201 MTI0 | MRP | generation | 0 | N
Pole 2 | 2014 | NAP2202 | MRP | load_offtake | 946.108 | N
Pole 2 | 2014 | OHK2201 OHK0 | MRP | generation | 0 | N
Pole 2 | 2014 | SWN2201 | MRP | load_offtake | 135192.385 | N
Pole 2 | 2014 | SWN2201 SWN5 | MRP | generation | 0 | N
Pole 2 | 2014 | WKM2201 WKM0 | MRP | generation | 0 | N
Pole 2 | 2014 | WPA2201 WPA0 | MRP | generation | 0 | N
Pole 2 | 2014 | WRK0331 RKA0 | MRP | generation | 0 | N
Pole 3 | 2014 | ARA2201 ARA0 | MRP | generation | 0 | N
Pole 3 | 2014 | ARI1101 ARI0 | MRP | generation | 0 | N
Pole 3 | 2014 | ARI1102 ARI0 | MRP | generation | 0 | N
Pole 3 | 2014 | ATI2201 ATI0 | MRP | generation | 0 | N
Pole 3 | 2014 | KAW1101 KAG0 | MRP | generation | 0 | N
Pole 3 | 2014 | KPO1101 KPO0 | MRP | generation | 0 | N
Pole 3 | 2014 | MTI2201 MTI0 | MRP | generation | 0 | N
Pole 3 | 2014 | NAP2202 | MRP | load_offtake | 475.569 | N
Pole 3 | 2014 | OHK2201 OHK0 | MRP | generation | 0 | N
Pole 3 | 2014 | SWN2201 | MRP | load_offtake | 23804.705 | N
Pole 3 | 2014 | SWN2201 SWN5 | MRP | generation | 0 | N
Pole 3 | 2014 | WKM2201 WKM0 | MRP | generation | 0 | N
Pole 3 | 2014 | WPA2201 WPA0 | MRP | generation | 0 | N
Pole 3 | 2014 | WRK0331 RKA0 | MRP | generation | 0 | N
noLSIren | 2014 | NAP2201 NAP0 | NAP JV | generation | 0 | N
noNAaN | 2014 | NAP2201 NAP0 | NAP JV | generation | 0 | N
noNIGU | 2014 | NAP2201 NAP0 | NAP JV | generation | 191932.106 | N
noNIGU21 | 2014 | NAP2201 NAP0 | NAP JV | generation | 0 | N
noWRK | 2014 | NAP2201 NAP0 | NAP JV | generation | 1180990.327 | N
Pole 2 | 2014 | NAP2201 NAP0 | NAP JV | generation | 0 | N
Pole 3 | 2014 | NAP2201 NAP0 | NAP JV | generation | 0 | N
noLSIren | 2014 | KIK0111 | Network Tasman | load_offtake | 1415.817 | S
noLSIren | 2014 | MCH0111 | Network Tasman | load_offtake | 1419.514 | S
noLSIren | 2014 | STK0331 | Network Tasman | load_offtake | 87404.778 | S
noNAaN | 2014 | KIK0111 | Network Tasman | load_offtake | 4426.319 | S
noNAaN | 2014 | MCH0111 | Network Tasman | load_offtake | 4073.765 | S
noNAaN | 2014 | STK0331 | Network Tasman | load_offtake | 289540.992 | S
noNIGU | 2014 | KIK0111 | Network Tasman | load_offtake | 7636.294 | S
noNIGU | 2014 | MCH0111 | Network Tasman | load_offtake | 7092.849 | S
noNIGU | 2014 | STK0331 | Network Tasman | load_offtake | 58487.125 | S
noNIGU21 | 2014 | KIK0111 | Network Tasman | load_offtake | 26603.63 | S
noNIGU21 | 2014 | MCH0111 | Network Tasman | load_offtake | 24370.729 | S
noNIGU21 | 2014 | STK0331 | Network Tasman | load_offtake | 1561582.746 | S
noWRK | 2014 | KIK0111 | Network Tasman | load_offtake | 11706.156 | S
noWRK | 2014 | MCH0111 | Network Tasman | load_offtake | 11383.884 | S
noWRK | 2014 | STK0331 | Network Tasman | load_offtake | 678483.2 | S
Pole 2 | 2014 | KIK0111 | Network Tasman | load_offtake | 0 | S
Pole 2 | 2014 | MCH0111 | Network Tasman | load_offtake | 0 | S
Pole 2 | 2014 | STK0331 | Network Tasman | load_offtake | 0 | S
Pole 3 | 2014 | KIK0111 | Network Tasman | load_offtake | 0 | S
Pole 3 | 2014 | MCH0111 | Network Tasman | load_offtake | 0 | S
Pole 3 | 2014 | STK0331 | Network Tasman | load_offtake | 0 | S
noLSIren | 2014 | BPT1101 | Network Waitaki | load_offtake | 3540.889 | S
noLSIren | 2014 | OAM0331 | Network Waitaki | load_offtake | 60414.636 | S
noLSIren | 2014 | TWZ0331 | Network Waitaki | load_offtake | 192.246 | S
noLSIren | 2014 | WTK0111 | Network Waitaki | load_offtake | 4823.059 | S
noNAaN | 2014 | BPT1101 | Network Waitaki | load_offtake | 4005.615 | S
noNAaN | 2014 | OAM0331 | Network Waitaki | load_offtake | 65659.204 | S
noNAaN | 2014 | TWZ0331 | Network Waitaki | load_offtake | 4057.9517 | S
noNAaN | 2014 | WTK0111 | Network Waitaki | load_offtake | 4052.217 | S
noNIGU | 2014 | BPT1101 | Network Waitaki | load_offtake | 35686.101 | S
noNIGU | 2014 | OAM0331 | Network Waitaki | load_offtake | 129995.006 | S
noNIGU | 2014 | TWZ0331 | Network Waitaki | load_offtake | 5178.1085 | S
noNIGU | 2014 | WTK0111 | Network Waitaki | load_offtake | 9767.585 | S
noNIGU21 | 2014 | BPT1101 | Network Waitaki | load_offtake | 36929.143 | S
noNIGU21 | 2014 | OAM0331 | Network Waitaki | load_offtake | 405192.972 | S
noNIGU21 | 2014 | TWZ0331 | Network Waitaki | load_offtake | 21997.6207 | S
noNIGU21 | 2014 | WTK0111 | Network Waitaki | load_offtake | 24767.227 | S
noWRK | 2014 | BPT1101 | Network Waitaki | load_offtake | 30436.818 | S
noWRK | 2014 | OAM0331 | Network Waitaki | load_offtake | 199080.992 | S
noWRK | 2014 | TWZ0331 | Network Waitaki | load_offtake | 10240.2531 | S
noWRK | 2014 | WTK0111 | Network Waitaki | load_offtake | 13693.321 | S
Pole 2 | 2014 | BPT1101 | Network Waitaki | load_offtake | 0 | S
Pole 2 | 2014 | OAM0331 | Network Waitaki | load_offtake | 0 | S
Pole 2 | 2014 | TWZ0331 | Network Waitaki | load_offtake | 0 | S
Pole 2 | 2014 | WTK0111 | Network Waitaki | load_offtake | 0 | S
Pole 3 | 2014 | BPT1101 | Network Waitaki | load_offtake | 0 | S
Pole 3 | 2014 | OAM0331 | Network Waitaki | load_offtake | 0 | S
Pole 3 | 2014 | TWZ0331 | Network Waitaki | load_offtake | 0 | S
Pole 3 | 2014 | WTK0111 | Network Waitaki | load_offtake | 0 | S
noLSIren | 2014 | NAP2202 NTM0 | Ngatamariki | generation | 0 | N
noNAaN | 2014 | NAP2202 NTM0 | Ngatamariki | generation | 0 | N
noNIGU | 2014 | NAP2202 NTM0 | Ngatamariki | generation | 130478.323 | N
noNIGU21 | 2014 | NAP2202 NTM0 | Ngatamariki | generation | 0 | N
noWRK | 2014 | NAP2202 NTM0 | Ngatamariki | generation | 707726.919 | N
Pole 2 | 2014 | NAP2202 NTM0 | Ngatamariki | generation | 0 | N
Pole 3 | 2014 | NAP2202 NTM0 | Ngatamariki | generation | 0 | N
noLSIren | 2014 | KAW | Norske Skog | DC | 0 | N
noNAaN | 2014 | KAW | Norske Skog | DC | 24358.29 | N
noNIGU | 2014 | KAW | Norske Skog | DC | 256660.524 | N
noNIGU21 | 2014 | KAW | Norske Skog | DC | 160110.237 | N
noWRK | 2014 | KAW | Norske Skog | DC | 39692.699 | N
Pole 2 | 2014 | KAW | Norske Skog | DC | 1898371.752 | N
Pole 3 | 2014 | KAW | Norske Skog | DC | 622097.264 | N
noLSIren | 2014 | BRB0331 | Northpower | load_offtake | 0 | N
noLSIren | 2014 | MPE1101 | Northpower | load_offtake | 821.757 | N
noLSIren | 2014 | MTO0331 | Northpower | load_offtake | 0 | N
noNAaN | 2014 | BRB0331 | Northpower | load_offtake | 52406.0387 | N
noNAaN | 2014 | MPE1101 | Northpower | load_offtake | 645186.533 | N
noNAaN | 2014 | MTO0331 | Northpower | load_offtake | 87824.626 | N
noNIGU | 2014 | BRB0331 | Northpower | load_offtake | 1379915.9292 | N
noNIGU | 2014 | MPE1101 | Northpower | load_offtake | 17529671.68 | N
noNIGU | 2014 | MTO0331 | Northpower | load_offtake | 2581865.077 | N
noNIGU21 | 2014 | BRB0331 | Northpower | load_offtake | 412753.2733 | N
noNIGU21 | 2014 | MPE1101 | Northpower | load_offtake | 5100856.106 | N
noNIGU21 | 2014 | MTO0331 | Northpower | load_offtake | 760338.519 | N
noWRK | 2014 | BRB0331 | Northpower | load_offtake | 92028.4038 | N
noWRK | 2014 | MPE1101 | Northpower | load_offtake | 1092452.051 | N
noWRK | 2014 | MTO0331 | Northpower | load_offtake | 176917.572 | N
Pole 2 | 2014 | BRB0331 | Northpower | load_offtake | 2111460.681 | N
Pole 2 | 2014 | MPE1101 | Northpower | load_offtake | 23977620.922 | N
Pole 2 | 2014 | MTO0331 | Northpower | load_offtake | 3745328.86 | N
Pole 3 | 2014 | BRB0331 | Northpower | load_offtake | 538484.9937 | N
Pole 3 | 2014 | MPE1101 | Northpower | load_offtake | 6083271.083 | N
Pole 3 | 2014 | MTO0331 | Northpower | load_offtake | 987498.132 | N
noLSIren | 2014 | GLN | NZ Steel | DC | 2261.195 | N
noNAaN | 2014 | GLN | NZ Steel | DC | 218549.41 | N
noNIGU | 2014 | GLN | NZ Steel | DC | 14098707.072 | N
noNIGU21 | 2014 | GLN | NZ Steel | DC | 4279020.57 | N
noWRK | 2014 | GLN | NZ Steel | DC | 975411.691 | N
Pole 2 | 2014 | GLN | NZ Steel | DC | 23068337.998 | N
Pole 3 | 2014 | GLN | NZ Steel | DC | 5779182.638 | N
noLSIren | 2014 | APS0111 | Orion | load_offtake | 132.011 | S
noLSIren | 2014 | BRY0661 | Orion | load_offtake | 70447.618 | S
noLSIren | 2014 | CLH0111 | Orion | load_offtake | 167.587 | S
noLSIren | 2014 | COL0111 | Orion | load_offtake | 128.449 | S
noLSIren | 2014 | HOR0331 | Orion | load_offtake | 5756.182 | S
noLSIren | 2014 | HOR0661 | Orion | load_offtake | 6607.587 | S
noLSIren | 2014 | ISL0331 | Orion | load_offtake | 38287.025 | S
noLSIren | 2014 | ISL0661 | Orion | load_offtake | 225023.865 | S
noLSIren | 2014 | KBY0661 | Orion | load_offtake | 4143.058 | S
noLSIren | 2014 | KBY0662 | Orion | load_offtake | 4326.734 | S
noNAaN | 2014 | APS0111 | Orion | load_offtake | 399.662 | S
noNAaN | 2014 | BRY0661 | Orion | load_offtake | 239292.025 | S
noNAaN | 2014 | CLH0111 | Orion | load_offtake | 628.324 | S
noNAaN | 2014 | COL0111 | Orion | load_offtake | 469.232 | S
noNAaN | 2014 | HOR0331 | Orion | load_offtake | 22096.511 | S
noNAaN | 2014 | HOR0661 | Orion | load_offtake | 22170.814 | S
noNAaN | 2014 | ISL0331 | Orion | load_offtake | 129208.372 | S
noNAaN | 2014 | ISL0661 | Orion | load_offtake | 729515.721 | S
noNAaN | 2014 | KBY0661 | Orion | load_offtake | 7817.016 | S
noNAaN | 2014 | KBY0662 | Orion | load_offtake | 8261.098 | S
noNIGU | 2014 | APS0111 | Orion | load_offtake | 322.168 | S
noNIGU | 2014 | BRY0661 | Orion | load_offtake | 0 | S
noNIGU | 2014 | CLH0111 | Orion | load_offtake | 0 | S
noNIGU | 2014 | COL0111 | Orion | load_offtake | 0 | S
noNIGU | 2014 | HOR0331 | Orion | load_offtake | 77920.645 | S
noNIGU | 2014 | HOR0661 | Orion | load_offtake | 128125.064 | S
noNIGU | 2014 | ISL0331 | Orion | load_offtake | 98875.837 | S
noNIGU | 2014 | ISL0661 | Orion | load_offtake | 0 | S
noNIGU | 2014 | KBY0661 | Orion | load_offtake | 43539.631 | S
noNIGU | 2014 | KBY0662 | Orion | load_offtake | 44492.499 | S
noNIGU21 | 2014 | APS0111 | Orion | load_offtake | 2182.178 | S
noNIGU21 | 2014 | BRY0661 | Orion | load_offtake | 1148377.868 | S
noNIGU21 | 2014 | CLH0111 | Orion | load_offtake | 2993.681 | S
noNIGU21 | 2014 | COL0111 | Orion | load_offtake | 2280.976 | S
noNIGU21 | 2014 | HOR0331 | Orion | load_offtake | 154179.596 | S
noNIGU21 | 2014 | HOR0661 | Orion | load_offtake | 174237.155 | S
noNIGU21 | 2014 | ISL0331 | Orion | load_offtake | 747590.233 | S
noNIGU21 | 2014 | ISL0661 | Orion | load_offtake | 3786081.964 | S
noNIGU21 | 2014 | KBY0661 | Orion | load_offtake | 60305.086 | S
noNIGU21 | 2014 | KBY0662 | Orion | load_offtake | 62775.76 | S
noWRK | 2014 | APS0111 | Orion | load_offtake | 963.085 | S
noWRK | 2014 | BRY0661 | Orion | load_offtake | 423256.99 | S
noWRK | 2014 | CLH0111 | Orion | load_offtake | 1525.182 | S
noWRK | 2014 | COL0111 | Orion | load_offtake | 1011.298 | S
noWRK | 2014 | HOR0331 | Orion | load_offtake | 93669.724 | S
noWRK | 2014 | HOR0661 | Orion | load_offtake | 102494.978 | S
noWRK | 2014 | ISL0331 | Orion | load_offtake | 260561.635 | S
noWRK | 2014 | ISL0661 | Orion | load_offtake | 1565392.265 | S
noWRK | 2014 | KBY0661 | Orion | load_offtake | 30634.016 | S
noWRK | 2014 | KBY0662 | Orion | load_offtake | 32163.9 | S
Pole 2 | 2014 | APS0111 | Orion | load_offtake | 0 | S
Pole 2 | 2014 | BRY0661 | Orion | load_offtake | 0 | S
Pole 2 | 2014 | CLH0111 | Orion | load_offtake | 0 | S
Pole 2 | 2014 | COL0111 | Orion | load_offtake | 0 | S
Pole 2 | 2014 | HOR0331 | Orion | load_offtake | 0 | S
Pole 2 | 2014 | HOR0661 | Orion | load_offtake | 0 | S
Pole 2 | 2014 | ISL0331 | Orion | load_offtake | 0 | S
Pole 2 | 2014 | ISL0661 | Orion | load_offtake | 0 | S
Pole 2 | 2014 | KBY0661 | Orion | load_offtake | 0 | S
Pole 2 | 2014 | KBY0662 | Orion | load_offtake | 0 | S
Pole 3 | 2014 | APS0111 | Orion | load_offtake | 0 | S
Pole 3 | 2014 | BRY0661 | Orion | load_offtake | 0 | S
Pole 3 | 2014 | CLH0111 | Orion | load_offtake | 0 | S
Pole 3 | 2014 | COL0111 | Orion | load_offtake | 0 | S
Pole 3 | 2014 | HOR0331 | Orion | load_offtake | 0 | S
Pole 3 | 2014 | HOR0661 | Orion | load_offtake | 0 | S
Pole 3 | 2014 | ISL0331 | Orion | load_offtake | 0 | S
Pole 3 | 2014 | ISL0661 | Orion | load_offtake | 0 | S
Pole 3 | 2014 | KBY0661 | Orion | load_offtake | 0 | S
Pole 3 | 2014 | KBY0662 | Orion | load_offtake | 0 | S
noLSIren | 2014 | BAL0331 | OtagoNet JV | load_offtake | 62375.003 | S
noLSIren | 2014 | HWB0331 | OtagoNet JV | load_offtake | 5056.6118 | S
noLSIren | 2014 | HWB1101 | OtagoNet JV | load_offtake | 9771.118 | S
noLSIren | 2014 | NSY0331 | OtagoNet JV | load_offtake | 79216.644 | S
noNAaN | 2014 | BAL0331 | OtagoNet JV | load_offtake | 42578.603 | S
noNAaN | 2014 | HWB0331 | OtagoNet JV | load_offtake | 2208.9448 | S
noNAaN | 2014 | HWB1101 | OtagoNet JV | load_offtake | 8735.253 | S
noNAaN | 2014 | NSY0331 | OtagoNet JV | load_offtake | 61692.136 | S
noNIGU | 2014 | BAL0331 | OtagoNet JV | load_offtake | 114072.281 | S
noNIGU | 2014 | HWB0331 | OtagoNet JV | load_offtake | 20966.5177 | S
noNIGU | 2014 | HWB1101 | OtagoNet JV | load_offtake | 0 | S
noNIGU | 2014 | NSY0331 | OtagoNet JV | load_offtake | 122319.769 | S
noNIGU21 | 2014 | BAL0331 | OtagoNet JV | load_offtake | 278798.831 | S
noNIGU21 | 2014 | HWB0331 | OtagoNet JV | load_offtake | 20966.5177 | S
noNIGU21 | 2014 | HWB1101 | OtagoNet JV | load_offtake | 40552.769 | S
noNIGU21 | 2014 | NSY0331 | OtagoNet JV | load_offtake | 374064.721 | S
noWRK | 2014 | BAL0331 | OtagoNet JV | load_offtake | 108757.497 | S
noWRK | 2014 | HWB0331 | OtagoNet JV | load_offtake | 4251.9024 | S
noWRK | 2014 | HWB1101 | OtagoNet JV | load_offtake | 21191.093 | S
noWRK | 2014 | NSY0331 | OtagoNet JV | load_offtake | 168552.568 | S
Pole 2 | 2014 | BAL0331 | OtagoNet JV | load_offtake | 0 | S
Pole 2 | 2014 | HWB0331 | OtagoNet JV | load_offtake | 0 | S
Pole 2 | 2014 | HWB1101 | OtagoNet JV | load_offtake | 0 | S
Pole 2 | 2014 | NSY0331 | OtagoNet JV | load_offtake | 0 | S
Pole 3 | 2014 | BAL0331 | OtagoNet JV | load_offtake | 0 | S
Pole 3 | 2014 | HWB0331 | OtagoNet JV | load_offtake | 0 | S
Pole 3 | 2014 | HWB1101 | OtagoNet JV | load_offtake | 0 | S
Pole 3 | 2014 | NSY0331 | OtagoNet JV | load_offtake | 0 | S
noLSIren | 2014 | BDE0111 | Other | load_offtake | 191.7309 | S
noLSIren | 2014 | HWA0332 | Other | load_offtake | 393.532 | N
noLSIren | 2014 | NAP2201 | Other | load_offtake | 0 | N
noLSIren | 2014 | NPL0331 | Other | load_offtake | 0 | N
noLSIren | 2014 | PEN0331 | Other | load_offtake | 0.25273 | N
noLSIren | 2014 | WKM2201 | Other | load_offtake | 301.401 | N
noNAaN | 2014 | BDE0111 | Other | load_offtake | 135.5275 | S
noNAaN | 2014 | HWA0332 | Other | load_offtake | 18725.884 | N
noNAaN | 2014 | NAP2201 | Other | load_offtake | 39.223 | N
noNAaN | 2014 | NPL0331 | Other | load_offtake | 722.6204 | N
noNAaN | 2014 | PEN0331 | Other | load_offtake | 848.275 | N
noNAaN | 2014 | WKM2201 | Other | load_offtake | 14181.044 | N
noNIGU | 2014 | BDE0111 | Other | load_offtake | 266.195 | S
noNIGU | 2014 | HWA0332 | Other | load_offtake | 51671.062 | N
noNIGU | 2014 | NAP2201 | Other | load_offtake | 136.974 | N
noNIGU | 2014 | NPL0331 | Other | load_offtake | 1417.7037 | N
noNIGU | 2014 | PEN0331 | Other | load_offtake | 8852.6792 | N
noNIGU | 2014 | WKM2201 | Other | load_offtake | 0 | N
noNIGU21 | 2014 | BDE0111 | Other | load_offtake | 796.5435 | S
noNIGU21 | 2014 | HWA0332 | Other | load_offtake | 130889.495 | N
noNIGU21 | 2014 | NAP2201 | Other | load_offtake | 155.993 | N
noNIGU21 | 2014 | NPL0331 | Other | load_offtake | 4784.5155 | N
noNIGU21 | 2014 | PEN0331 | Other | load_offtake | 2630.7362 | N
noNIGU21 | 2014 | WKM2201 | Other | load_offtake | 53779.994 | N
noWRK | 2014 | BDE0111 | Other | load_offtake | 345.2514 | S
noWRK | 2014 | HWA0332 | Other | load_offtake | 48015.865 | N
noWRK | 2014 | NAP2201 | Other | load_offtake | 0 | N
noWRK | 2014 | NPL0331 | Other | load_offtake | 2020.1188 | N
noWRK | 2014 | PEN0331 | Other | load_offtake | 536.6568 | N
noWRK | 2014 | WKM2201 | Other | load_offtake | 80958.651 | N
Pole 2 | 2014 | BDE0111 | Other | load_offtake | 0 | S
Pole 2 | 2014 | HWA0332 | Other | load_offtake | 2050491.638 | N
Pole 2 | 2014 | NAP2201 | Other | load_offtake | 4869.206 | N
Pole 2 | 2014 | NPL0331 | Other | load_offtake | 75758.7737 | N
Pole 2 | 2014 | PEN0331 | Other | load_offtake | 12370.1212 | N
Pole 2 | 2014 | WKM2201 | Other | load_offtake | 1597054.03 | N
Pole 3 | 2014 | BDE0111 | Other | load_offtake | 0 | S
Pole 3 | 2014 | HWA0332 | Other | load_offtake | 515017.415 | N
Pole 3 | 2014 | NAP2201 | Other | load_offtake | 1584.785 | N
Pole 3 | 2014 | NPL0331 | Other | load_offtake | 19529.4714 | N
Pole 3 | 2014 | PEN0331 | Other | load_offtake | 2906.5346 | N
Pole 3 | 2014 | WKM2201 | Other | load_offtake | 391712.545 | N
noLSIren | 2014 | TWI2201 | Pacific Aluminium | load_offtake | 1911828.228 | S
noNAaN | 2014 | TWI2201 | Pacific Aluminium | load_offtake | 1320877.351 | S
noNIGU | 2014 | TWI2201 | Pacific Aluminium | load_offtake | 2641311.039 | S
noNIGU21 | 2014 | TWI2201 | Pacific Aluminium | load_offtake | 8058427.565 | S
noWRK | 2014 | TWI2201 | Pacific Aluminium | load_offtake | 3370474.575 | S
Pole 2 | 2014 | TWI2201 | Pacific Aluminium | load_offtake | 0 | S
Pole 3 | 2014 | TWI2201 | Pacific Aluminium | load_offtake | 0 | S
noLSIren | 2014 | MNG1101 | Pacific Steel | load_offtake | 1149.621 | N
noNAaN | 2014 | MNG1101 | Pacific Steel | load_offtake |  | N
noNIGU | 2014 | MNG1101 | Pacific Steel | load_offtake |  | N
noNIGU21 | 2014 | MNG1101 | Pacific Steel | load_offtake |  | N
noWRK | 2014 | MNG1101 | Pacific Steel | load_offtake |  | N
Pole 2 | 2014 | MNG1101 | Pacific Steel | load_offtake |  | N
Pole 3 | 2014 | MNG1101 | Pacific Steel | load_offtake |  | N
noLSIren | 2014 | WHI0111 | PanPac | load_offtake | 2896.8724 | N
noNAaN | 2014 | WHI0111 | PanPac | load_offtake | 136239.06 | N
noNIGU | 2014 | WHI0111 | PanPac | load_offtake | 150415.4802 | N
noNIGU21 | 2014 | WHI0111 | PanPac | load_offtake | 641351.2284 | N
noWRK | 2014 | WHI0111 | PanPac | load_offtake | 0 | N
Pole 2 | 2014 | WHI0111 | PanPac | load_offtake | 16585562.637 | N
Pole 3 | 2014 | WHI0111 | PanPac | load_offtake | 4014504.7962 | N
noLSIren | 2014 | CYD0331 | Pioneer | load_injection | 0 | S
noNAaN | 2014 | CYD0331 | Pioneer | load_injection | 0 | S
noNIGU | 2014 | CYD0331 | Pioneer | load_injection | 0 | S
noNIGU21 | 2014 | CYD0331 | Pioneer | load_injection | 0 | S
noWRK | 2014 | CYD0331 | Pioneer | load_injection | 0 | S
Pole 2 | 2014 | CYD0331 | Pioneer | load_injection | 589849.693 | S
Pole 3 | 2014 | CYD0331 | Pioneer | load_injection | 625018.851 | S
noLSIren | 2014 | BPE0331 | Powerco | load_offtake | 0 | N
noLSIren | 2014 | BRK0331 | Powerco | load_offtake | 6.637 | N
noLSIren | 2014 | CST0331 | Powerco | load_offtake | 506.648 | N
noLSIren | 2014 | GYT0331 | Powerco | load_offtake | 0 | N
noLSIren | 2014 | HIN0331 | Powerco | load_offtake | 0 | N
noLSIren | 2014 | HUI0331 | Powerco | load_offtake | 310.217 | N
noLSIren | 2014 | HWA0331 | Powerco | load_offtake | 1037.378 | N
noLSIren | 2014 | KIN0331 | Powerco | load_offtake | 0 | N
noLSIren | 2014 | KMO0331 | Powerco | load_offtake | 0 | N
noLSIren | 2014 | KPU0661 | Powerco | load_offtake | 0 | N
noLSIren | 2014 | LTN0331 | Powerco | load_offtake | 0 | N
noLSIren | 2014 | MGM0331 | Powerco | load_offtake | 668.508 | N
noLSIren | 2014 | MST0331 | Powerco | load_offtake | 21.626 | N
noLSIren | 2014 | MTM0331 | Powerco | load_offtake | 114.52 | N
noLSIren | 2014 | MTN0331 | Powerco | load_offtake | 743.628 | N
noLSIren | 2014 | MTR0331 | Powerco | load_offtake | 0 | N
noLSIren | 2014 | NPL0331 | Powerco | load_offtake | 0 | N
noLSIren | 2014 | OKN0111 | Powerco | load_offtake | 0 | N
noLSIren | 2014 | OPK0331 | Powerco | load_offtake | 281.18 | N
noLSIren | 2014 | PAO1101 | Powerco | load_offtake | 0 | N
noLSIren | 2014 | SFD0331 | Powerco | load_offtake | 60.46 | N
noLSIren | 2014 | TGA0111 | Powerco | load_offtake | 0 | N
noLSIren | 2014 | TGA0331 | Powerco | load_offtake | 0 | N
noLSIren | 2014 | TMI0331 | Powerco | load_offtake | 263.561 | N
noLSIren | 2014 | WGN0331 | Powerco | load_offtake | 0 | N
noLSIren | 2014 | WHU0331 | Powerco | load_offtake | 2132.418 | N
noLSIren | 2014 | WKO0331 | Powerco | load_offtake | 0 | N
noLSIren | 2014 | WVY0111 | Powerco | load_offtake | 245.412 | N
noNAaN | 2014 | BPE0331 | Powerco | load_offtake | 170547.056 | N
noNAaN | 2014 | BRK0331 | Powerco | load_offtake | 47388.593 | N
noNAaN | 2014 | CST0331 | Powerco | load_offtake | 95932.815 | N
noNAaN | 2014 | GYT0331 | Powerco | load_offtake | 18318.061 | N
noNAaN | 2014 | HIN0331 | Powerco | load_offtake | 84012.623 | N
noNAaN | 2014 | HUI0331 | Powerco | load_offtake | 34859.437 | N
noNAaN | 2014 | HWA0331 | Powerco | load_offtake | 53205.99 | N
noNAaN | 2014 | KIN0331 | Powerco | load_offtake | 32567.815 | N
noNAaN | 2014 | KMO0331 | Powerco | load_offtake | 29726.58 | N
noNAaN | 2014 | KPU0661 | Powerco | load_offtake | 91801.058 | N
noNAaN | 2014 | LTN0331 | Powerco | load_offtake | 92539.863 | N
noNAaN | 2014 | MGM0331 | Powerco | load_offtake | 19577.783 | N
noNAaN | 2014 | MST0331 | Powerco | load_offtake | 78635.447 | N
noNAaN | 2014 | MTM0331 | Powerco | load_offtake | 117475.569 | N
noNAaN | 2014 | MTN0331 | Powerco | load_offtake | 30446.426 | N
noNAaN | 2014 | MTR0331 | Powerco | load_offtake | 12817.439 | N
noNAaN | 2014 | NPL0331 | Powerco | load_offtake | 30963.4436 | N
noNAaN | 2014 | OKN0111 | Powerco | load_offtake | 4273.2282 | N
noNAaN | 2014 | OPK0331 | Powerco | load_offtake | 15067.476 | N
noNAaN | 2014 | PAO1101 | Powerco | load_offtake | 54945.851 | N
noNAaN | 2014 | SFD0331 | Powerco | load_offtake | 43340.89 | N
noNAaN | 2014 | TGA0111 | Powerco | load_offtake | 49073.282 | N
noNAaN | 2014 | TGA0331 | Powerco | load_offtake | 145969.695 | N
noNAaN | 2014 | TMI0331 | Powerco | load_offtake | 53039.579 | N
noNAaN | 2014 | WGN0331 | Powerco | load_offtake | 50154.71 | N
noNAaN | 2014 | WHU0331 | Powerco | load_offtake | 66009.611 | N
noNAaN | 2014 | WKO0331 | Powerco | load_offtake | 75461.154 | N
noNAaN | 2014 | WVY0111 | Powerco | load_offtake | 7975.134 | N
noNIGU | 2014 | BPE0331 | Powerco | load_offtake | 95240.175 | N
noNIGU | 2014 | BRK0331 | Powerco | load_offtake | 0 | N
noNIGU | 2014 | CST0331 | Powerco | load_offtake | 261186.268 | N
noNIGU | 2014 | GYT0331 | Powerco | load_offtake | 0 | N
noNIGU | 2014 | HIN0331 | Powerco | load_offtake | 319348.32 | N
noNIGU | 2014 | HUI0331 | Powerco | load_offtake | 148078.791 | N
noNIGU | 2014 | HWA0331 | Powerco | load_offtake | 156289.528 | N
noNIGU | 2014 | KIN0331 | Powerco | load_offtake | 0 | N
noNIGU | 2014 | KMO0331 | Powerco | load_offtake | 0 | N
noNIGU | 2014 | KPU0661 | Powerco | load_offtake | 247912.014 | N
noNIGU | 2014 | LTN0331 | Powerco | load_offtake | 30481.343 | N
noNIGU | 2014 | MGM0331 | Powerco | load_offtake | 49316.526 | N
noNIGU | 2014 | MST0331 | Powerco | load_offtake | 48365.05 | N
noNIGU | 2014 | MTM0331 | Powerco | load_offtake | 0 | N
noNIGU | 2014 | MTN0331 | Powerco | load_offtake | 37446.575 | N
noNIGU | 2014 | MTR0331 | Powerco | load_offtake | 5129.37 | N
noNIGU | 2014 | NPL0331 | Powerco | load_offtake | 62922.9643 | N
noNIGU | 2014 | OKN0111 | Powerco | load_offtake | 0 | N
noNIGU | 2014 | OPK0331 | Powerco | load_offtake | 59255.188 | N
noNIGU | 2014 | PAO1101 | Powerco | load_offtake | 195672.85 | N
noNIGU | 2014 | SFD0331 | Powerco | load_offtake | 128767.504 | N
noNIGU | 2014 | TGA0111 | Powerco | load_offtake | 0 | N
noNIGU | 2014 | TGA0331 | Powerco | load_offtake | 0 | N
noNIGU | 2014 | TMI0331 | Powerco | load_offtake | 0 | N
noNIGU | 2014 | WGN0331 | Powerco | load_offtake | 75890.851 | N
noNIGU | 2014 | WHU0331 | Powerco | load_offtake | 359501.722 | N
noNIGU | 2014 | WKO0331 | Powerco | load_offtake | 227234.754 | N
noNIGU | 2014 | WVY0111 | Powerco | load_offtake | 22290.774 | N
noNIGU21 | 2014 | BPE0331 | Powerco | load_offtake | 953354.356 | N
noNIGU21 | 2014 | BRK0331 | Powerco | load_offtake | 252033.278 | N
noNIGU21 | 2014 | CST0331 | Powerco | load_offtake | 699267.65 | N
noNIGU21 | 2014 | GYT0331 | Powerco | load_offtake | 92037.24 | N
noNIGU21 | 2014 | HIN0331 | Powerco | load_offtake | 721526.055 | N
noNIGU21 | 2014 | HUI0331 | Powerco | load_offtake | 273406.042 | N
noNIGU21 | 2014 | HWA0331 | Powerco | load_offtake | 384670.654 | N
noNIGU21 | 2014 | KIN0331 | Powerco | load_offtake | 183022.561 | N
noNIGU21 | 2014 | KMO0331 | Powerco | load_offtake | 76000.306 | N
noNIGU21 | 2014 | KPU0661 | Powerco | load_offtake | 722338.865 | N
noNIGU21 | 2014 | LTN0331 | Powerco | load_offtake | 504131.645 | N
noNIGU21 | 2014 | MGM0331 | Powerco | load_offtake | 128278.873 | N
noNIGU21 | 2014 | MST0331 | Powerco | load_offtake | 443490.561 | N
noNIGU21 | 2014 | MTM0331 | Powerco | load_offtake | 368440.141 | N
noNIGU21 | 2014 | MTN0331 | Powerco | load_offtake | 182012.378 | N
noNIGU21 | 2014 | MTR0331 | Powerco | load_offtake | 73931.926 | N
noNIGU21 | 2014 | NPL0331 | Powerco | load_offtake | 212354.6015 | N
noNIGU21 | 2014 | OKN0111 | Powerco | load_offtake | 21013.1635 | N
noNIGU21 | 2014 | OPK0331 | Powerco | load_offtake | 117270.538 | N
noNIGU21 | 2014 | PAO1101 | Powerco | load_offtake | 467093.415 | N
noNIGU21 | 2014 | SFD0331 | Powerco | load_offtake | 318175.126 | N
noNIGU21 | 2014 | TGA0111 | Powerco | load_offtake | 153039.479 | N
noNIGU21 | 2014 | TGA0331 | Powerco | load_offtake | 466029.558 | N
noNIGU21 | 2014 | TMI0331 | Powerco | load_offtake | 177682.527 | N
noNIGU21 | 2014 | WGN0331 | Powerco | load_offtake | 319955.92 | N
noNIGU21 | 2014 | WHU0331 | Powerco | load_offtake | 621620.296 | N
noNIGU21 | 2014 | WKO0331 | Powerco | load_offtake | 606119.594 | N
noNIGU21 | 2014 | WVY0111 | Powerco | load_offtake | 56038.481 | N
noWRK | 2014 | BPE0331 | Powerco | load_offtake | 438678.023 | N
noWRK | 2014 | BRK0331 | Powerco | load_offtake | 114556.329 | N
noWRK | 2014 | CST0331 | Powerco | load_offtake | 300795.302 | N
noWRK | 2014 | GYT0331 | Powerco | load_offtake | 52015.308 | N
noWRK | 2014 | HIN0331 | Powerco | load_offtake | 429468.931 | N
noWRK | 2014 | HUI0331 | Powerco | load_offtake | 114337.867 | N
noWRK | 2014 | HWA0331 | Powerco | load_offtake | 167918.812 | N
noWRK | 2014 | KIN0331 | Powerco | load_offtake | 107492.214 | N
noWRK | 2014 | KMO0331 | Powerco | load_offtake | 77871.054 | N
noWRK | 2014 | KPU0661 | Powerco | load_offtake | 396897.994 | N
noWRK | 2014 | LTN0331 | Powerco | load_offtake | 231209.608 | N
noWRK | 2014 | MGM0331 | Powerco | load_offtake | 60346.808 | N
noWRK | 2014 | MST0331 | Powerco | load_offtake | 205479.5 | N
noWRK | 2014 | MTM0331 | Powerco | load_offtake | 312249.684 | N
noWRK | 2014 | MTN0331 | Powerco | load_offtake | 79624.265 | N
noWRK | 2014 | MTR0331 | Powerco | load_offtake | 35853.907 | N
noWRK | 2014 | NPL0331 | Powerco | load_offtake | 89660.3912 | N
noWRK | 2014 | OKN0111 | Powerco | load_offtake | 10379.976 | N
noWRK | 2014 | OPK0331 | Powerco | load_offtake | 57712.762 | N
noWRK | 2014 | PAO1101 | Powerco | load_offtake | 263479.83 | N
noWRK | 2014 | SFD0331 | Powerco | load_offtake | 139344.169 | N
noWRK | 2014 | TGA0111 | Powerco | load_offtake | 139538.863 | N
noWRK | 2014 | TGA0331 | Powerco | load_offtake | 402591.089 | N
noWRK | 2014 | TMI0331 | Powerco | load_offtake | 138811.662 | N
noWRK | 2014 | WGN0331 | Powerco | load_offtake | 142342.637 | N
noWRK | 2014 | WHU0331 | Powerco | load_offtake | 347962.57 | N
noWRK | 2014 | WKO0331 | Powerco | load_offtake | 330322.945 | N
noWRK | 2014 | WVY0111 | Powerco | load_offtake | 25226.175 | N
Pole 2 | 2014 | BPE0331 | Powerco | load_offtake | 20170017.909 | N
Pole 2 | 2014 | BRK0331 | Powerco | load_offtake | 4982131.91 | N
Pole 2 | 2014 | CST0331 | Powerco | load_offtake | 10679329.494 | N
Pole 2 | 2014 | GYT0331 | Powerco | load_offtake | 2348044.721 | N
Pole 2 | 2014 | HIN0331 | Powerco | load_offtake | 8499504.846 | N
Pole 2 | 2014 | HUI0331 | Powerco | load_offtake | 4293216.091 | N
Pole 2 | 2014 | HWA0331 | Powerco | load_offtake | 6098741.053 | N
Pole 2 | 2014 | KIN0331 | Powerco | load_offtake | 3422958.574 | N
Pole 2 | 2014 | KMO0331 | Powerco | load_offtake | 2692394.737 | N
Pole 2 | 2014 | KPU0661 | Powerco | load_offtake | 8661750.363 | N
Pole 2 | 2014 | LTN0331 | Powerco | load_offtake | 10984007.877 | N
Pole 2 | 2014 | MGM0331 | Powerco | load_offtake | 2540191.046 | N
Pole 2 | 2014 | MST0331 | Powerco | load_offtake | 9931280.958 | N
Pole 2 | 2014 | MTM0331 | Powerco | load_offtake | 11484625.112 | N
Pole 2 | 2014 | MTN0331 | Powerco | load_offtake | 3586169.521 | N
Pole 2 | 2014 | MTR0331 | Powerco | load_offtake | 1431194.426 | N
Pole 2 | 2014 | NPL0331 | Powerco | load_offtake | 3362456.2693 | N
Pole 2 | 2014 | OKN0111 | Powerco | load_offtake | 410549.9788 | N
Pole 2 | 2014 | OPK0331 | Powerco | load_offtake | 1767687.563 | N
Pole 2 | 2014 | PAO1101 | Powerco | load_offtake | 5581332.665 | N
Pole 2 | 2014 | SFD0331 | Powerco | load_offtake | 4954999.858 | N
Pole 2 | 2014 | TGA0111 | Powerco | load_offtake | 4826118.617 | N
Pole 2 | 2014 | TGA0331 | Powerco | load_offtake | 14423835.119 | N
Pole 2 | 2014 | TMI0331 | Powerco | load_offtake | 5368147.05 | N
Pole 2 | 2014 | WGN0331 | Powerco | load_offtake | 22938619.892 | N
Pole 2 | 2014 | WHU0331 | Powerco | load_offtake | 6882602.02 | N
Pole 2 | 2014 | WKO0331 | Powerco | load_offtake | 7166110.317 | N
Pole 2 | 2014 | WVY0111 | Powerco | load_offtake | 942128.855 | N
Pole 3 | 2014 | BPE0331 | Powerco | load_offtake | 4994811.646 | N
Pole 3 | 2014 | BRK0331 | Powerco | load_offtake | 1264951.928 | N
Pole 3 | 2014 | CST0331 | Powerco | load_offtake | 2732706.216 | N
Pole 3 | 2014 | GYT0331 | Powerco | load_offtake | 550689.778 | N
Pole 3 | 2014 | HIN0331 | Powerco | load_offtake | 2223146.793 | N
Pole 3 | 2014 | HUI0331 | Powerco | load_offtake | 993930.216 | N
Pole 3 | 2014 | HWA0331 | Powerco | load_offtake | 1495139.087 | N
Pole 3 | 2014 | KIN0331 | Powerco | load_offtake | 849579.695 | N
Pole 3 | 2014 | KMO0331 | Powerco | load_offtake | 764961.793 | N
Pole 3 | 2014 | KPU0661 | Powerco | load_offtake | 2303032.033 | N
Pole 3 | 2014 | LTN0331 | Powerco | load_offtake | 2701231.363 | N
Pole 3 | 2014 | MGM0331 | Powerco | load_offtake | 576608.928 | N
Pole 3 | 2014 | MST0331 | Powerco | load_offtake | 2385643.009 | N
Pole 3 | 2014 | MTM0331 | Powerco | load_offtake | 3074192.495 | N
Pole 3 | 2014 | MTN0331 | Powerco | load_offtake | 855095.908 | N
Pole 3 | 2014 | MTR0331 | Powerco | load_offtake | 362485.96 | N
Pole 3 | 2014 | NPL0331 | Powerco | load_offtake | 866790.6066 | N
Pole 3 | 2014 | OKN0111 | Powerco | load_offtake | 114745.4256 | N
Pole 3 | 2014 | OPK0331 | Powerco | load_offtake | 427214.289 | N
Pole 3 | 2014 | PAO1101 | Powerco | load_offtake | 1462448.996 | N
Pole 3 | 2014 | SFD0331 | Powerco | load_offtake | 1243844.631 | N
Pole 3 | 2014 | TGA0111 | Powerco | load_offtake | 1311432.971 | N
Pole 3 | 2014 | TGA0331 | Powerco | load_offtake | 3880904.091 | N
Pole 3 | 2014 | TMI0331 | Powerco | load_offtake | 1427251.554 | N
Pole 3 | 2014 | WGN0331 | Powerco | load_offtake | 0 | N
Pole 3 | 2014 | WHU0331 | Powerco | load_offtake | 1617969.281 | N
Pole 3 | 2014 | WKO0331 | Powerco | load_offtake | 1897696.254 | N
Pole 3 | 2014 | WVY0111 | Powerco | load_offtake | 226444.313 | N
noLSIren | 2014 | BDE0111 | Rayonier | load_offtake | 21625.6431 | S
noNAaN | 2014 | BDE0111 | Rayonier | load_offtake | 15083.0825 | S
noNIGU | 2014 | BDE0111 | Rayonier | load_offtake | 30024.577 | S
noNIGU21 | 2014 | BDE0111 | Rayonier | load_offtake | 89843.4705 | S
noWRK | 2014 | BDE0111 | Rayonier | load_offtake | 38941.4856 | S
Pole 2 | 2014 | BDE0111 | Rayonier | load_offtake | 0 | S
Pole 3 | 2014 | BDE0111 | Rayonier | load_offtake | 0 | S
noLSIren | 2014 | BRB0331 | Refinery | load_offtake | 0 | N
noNAaN | 2014 | BRB0331 | Refinery | load_offtake | 255626.4233 | N
noNIGU | 2014 | BRB0331 | Refinery | load_offtake | 6730960.4468 | N
noNIGU21 | 2014 | BRB0331 | Refinery | load_offtake | 2013329.8687 | N
noWRK | 2014 | BRB0331 | Refinery | load_offtake | 448896.5832 | N
Pole 2 | 2014 | BRB0331 | Refinery | load_offtake | 10299292.897 | N
Pole 3 | 2014 | BRB0331 | Refinery | load_offtake | 2626624.6493 | N
noLSIren | 2014 | DVK0111 | Scanpower | load_offtake | 310.631 | N
noLSIren | 2014 | WDV0111 | Scanpower | load_offtake | 0 | N
noNAaN | 2014 | DVK0111 | Scanpower | load_offtake | 25040.42 | N
noNAaN | 2014 | WDV0111 | Scanpower | load_offtake | 4748.698 | N
noNIGU | 2014 | DVK0111 | Scanpower | load_offtake | 24273.161 | N
noNIGU | 2014 | WDV0111 | Scanpower | load_offtake | 2369.893 | N
noNIGU21 | 2014 | DVK0111 | Scanpower | load_offtake | 144128.449 | N
noNIGU21 | 2014 | WDV0111 | Scanpower | load_offtake | 25892.106 | N
noWRK | 2014 | DVK0111 | Scanpower | load_offtake | 71084.148 | N
noWRK | 2014 | WDV0111 | Scanpower | load_offtake | 13207.843 | N
Pole 2 | 2014 | DVK0111 | Scanpower | load_offtake | 3087313.681 | N
Pole 2 | 2014 | WDV0111 | Scanpower | load_offtake | 572746.76 | N
Pole 3 | 2014 | DVK0111 | Scanpower | load_offtake | 738009.075 | N
Pole 3 | 2014 | WDV0111 | Scanpower | load_offtake | 139878.919 | N
noLSIren | 2014 | HTI0331 | The Lines Company | load_offtake | 2642.566 | N
noLSIren | 2014 | NPK0331 | The Lines Company | load_offtake | 0 | N
noLSIren | 2014 | OKN0111 | The Lines Company | load_offtake | 0 | N
noLSIren | 2014 | ONG0331 | The Lines Company | load_offtake | 221.792 | N
noLSIren | 2014 | TKU0331 | The Lines Company | load_offtake | 0 | N
noLSIren | 2014 | TNG0111 | The Lines Company | load_offtake | 0 | N
noNAaN | 2014 | HTI0331 | The Lines Company | load_offtake | 51163.808 | N
noNAaN | 2014 | NPK0331 | The Lines Company | load_offtake | 7136.385 | N
noNAaN | 2014 | OKN0111 | The Lines Company | load_offtake | 7557.8001 | N
noNAaN | 2014 | ONG0331 | The Lines Company | load_offtake | 5428.117 | N
noNAaN | 2014 | TKU0331 | The Lines Company | load_offtake | 12382.6947 | N
noNAaN | 2014 | TNG0111 | The Lines Company | load_offtake | 1.3279 | N
noNIGU | 2014 | HTI0331 | The Lines Company | load_offtake | 142037.843 | N
noNIGU | 2014 | NPK0331 | The Lines Company | load_offtake | 0 | N
noNIGU | 2014 | OKN0111 | The Lines Company | load_offtake | 0 | N
noNIGU | 2014 | ONG0331 | The Lines Company | load_offtake | 12793.4 | N
noNIGU | 2014 | TKU0331 | The Lines Company | load_offtake | 0 | N
noNIGU | 2014 | TNG0111 | The Lines Company | load_offtake | 5.3527 | N
noNIGU21 | 2014 | HTI0331 | The Lines Company | load_offtake | 373384.443 | N
noNIGU21 | 2014 | NPK0331 | The Lines Company | load_offtake | 33728.36 | N
noNIGU21 | 2014 | OKN0111 | The Lines Company | load_offtake | 37164.4894 | N
noNIGU21 | 2014 | ONG0331 | The Lines Company | load_offtake | 34254.957 | N
noNIGU21 | 2014 | TKU0331 | The Lines Company | load_offtake | 50447.668 | N
noNIGU21 | 2014 | TNG0111 | The Lines Company | load_offtake | 5.3527 | N
noWRK | 2014 | HTI0331 | The Lines Company | load_offtake | 193263.554 | N
noWRK | 2014 | NPK0331 | The Lines Company | load_offtake | 17427.167 | N
noWRK | 2014 | OKN0111 | The Lines Company | load_offtake | 18358.3863 | N
noWRK | 2014 | ONG0331 | The Lines Company | load_offtake | 23469.179 | N
noWRK | 2014 | TKU0331 | The Lines Company | load_offtake | 51498.362 | N
noWRK | 2014 | TNG0111 | The Lines Company | load_offtake | 0 | N
Pole 2 | 2014 | HTI0331 | The Lines Company | load_offtake | 5492997.73 | N
Pole 2 | 2014 | NPK0331 | The Lines Company | load_offtake | 638741.673 | N
Pole 2 | 2014 | OKN0111 | The Lines Company | load_offtake | 726113.1731 | N
Pole 2 | 2014 | ONG0331 | The Lines Company | load_offtake | 482907.089 | N
Pole 2 | 2014 | TKU0331 | The Lines Company | load_offtake | 1355325.559 | N
Pole 2 | 2014 | TNG0111 | The Lines Company | load_offtake | 43.7375 | N
Pole 3 | 2014 | HTI0331 | The Lines Company | load_offtake | 1274299.422 | N
Pole 3 | 2014 | NPK0331 | The Lines Company | load_offtake | 186632.616 | N
Pole 3 | 2014 | OKN0111 | The Lines Company | load_offtake | 202942.9258 | N
Pole 3 | 2014 | ONG0331 | The Lines Company | load_offtake | 90671.374 | N
Pole 3 | 2014 | TKU0331 | The Lines Company | load_offtake | 352258.094 | N
Pole 3 | 2014 | TNG0111 | The Lines Company | load_offtake | 0.13933 | N
noLSIren | 2014 | EDN0331 | The Power Company | load_offtake | 61097.495 | S
noLSIren | 2014 | GOR0331 | The Power Company | load_offtake | 64073.453 | S
noLSIren | 2014 | INV0331 | The Power Company | load_offtake | 84119.6045 | S
noLSIren | 2014 | NMA0331 | The Power Company | load_offtake | 116738.635 | S
noNAaN | 2014 | EDN0331 | The Power Company | load_offtake | 32150.371 | S
noNAaN | 2014 | GOR0331 | The Power Company | load_offtake | 48558.752 | S
noNAaN | 2014 | INV0331 | The Power Company | load_offtake | 67675.8559 | S
noNAaN | 2014 | NMA0331 | The Power Company | load_offtake | 76255.617 | S
noNIGU | 2014 | EDN0331 | The Power Company | load_offtake | 169629.217 | S
noNIGU | 2014 | GOR0331 | The Power Company | load_offtake | 51973.229 | S
noNIGU | 2014 | INV0331 | The Power Company | load_offtake | 25742.7381 | S
noNIGU | 2014 | NMA0331 | The Power Company | load_offtake | 151587.318 | S
noNIGU21 | 2014 | EDN0331 | The Power Company | load_offtake | 246328.995 | S
noNIGU21 | 2014 | GOR0331 | The Power Company | load_offtake | 280238.985 | S
noNIGU21 | 2014 | INV0331 | The Power Company | load_offtake | 380355.3822 | S
noNIGU21 | 2014 | NMA0331 | The Power Company | load_offtake | 470890.973 | S
noWRK | 2014 | EDN0331 | The Power Company | load_offtake | 116130.063 | S
noWRK | 2014 | GOR0331 | The Power Company | load_offtake | 126664.658 | S
noWRK | 2014 | INV0331 | The Power Company | load_offtake | 170914.0186 | S
noWRK | 2014 | NMA0331 | The Power Company | load_offtake | 203746.227 | S
Pole 2 | 2014 | EDN0331 | The Power Company | load_offtake | 0 | S
Pole 2 | 2014 | GOR0331 | The Power Company | load_offtake | 0 | S
Pole 2 | 2014 | INV0331 | The Power Company | load_offtake | 0 | S
Pole 2 | 2014 | NMA0331 | The Power Company | load_offtake | 0 | S
Pole 3 | 2014 | EDN0331 | The Power Company | load_offtake | 0 | S
Pole 3 | 2014 | GOR0331 | The Power Company | load_offtake | 0 | S
Pole 3 | 2014 | INV0331 | The Power Company | load_offtake | 0 | S
Pole 3 | 2014 | NMA0331 | The Power Company | load_offtake | 0 | S
noLSIren | 2014 | KPA1101 KPI1 | Todd | generation | 0 | N
noLSIren | 2014 | MAT1101 ANI0 | Todd | generation | 983.663 | N
noLSIren | 2014 | MHO0331 MHO0 | Todd | generation | 3041.426 | N
noLSIren | 2014 | MKE1101 | Todd | load_offtake | 0 | N
noLSIren | 2014 | MKE1101 MKE1 | Todd | generation | 0 | N
noNAaN | 2014 | KPA1101 KPI1 | Todd | generation | 0 | N
noNAaN | 2014 | MAT1101 ANI0 | Todd | generation | 0 | N
noNAaN | 2014 | MHO0331 MHO0 | Todd | generation | 0 | N
noNAaN | 2014 | MKE1101 | Todd | load_offtake | 206.601 | N
noNAaN | 2014 | MKE1101 MKE1 | Todd | generation | 0 | N
noNIGU | 2014 | KPA1101 KPI1 | Todd | generation | 0 | N
noNIGU | 2014 | MAT1101 ANI0 | Todd | generation | 86381.671 | N
noNIGU | 2014 | MHO0331 MHO0 | Todd | generation | 10087.417 | N
noNIGU | 2014 | MKE1101 | Todd | load_offtake | 1313.794 | N
noNIGU | 2014 | MKE1101 MKE1 | Todd | generation | 0 | N
noNIGU21 | 2014 | KPA1101 KPI1 | Todd | generation | 0 | N
noNIGU21 | 2014 | MAT1101 ANI0 | Todd | generation | 0 | N
noNIGU21 | 2014 | MHO0331 MHO0 | Todd | generation | 0 | N
noNIGU21 | 2014 | MKE1101 | Todd | load_offtake | 2010.944 | N
noNIGU21 | 2014 | MKE1101 MKE1 | Todd | generation | 0 | N
noWRK | 2014 | KPA1101 KPI1 | Todd | generation | 0 | N
noWRK | 2014 | MAT1101 ANI0 | Todd | generation | 0 | N
noWRK | 2014 | MHO0331 MHO0 | Todd | generation | 0 | N
noWRK | 2014 | MKE1101 | Todd | load_offtake | 396.026 | N
noWRK | 2014 | MKE1101 MKE1 | Todd | generation | 0 | N
Pole 2 | 2014 | KPA1101 KPI1 | Todd | generation | 0 | N
Pole 2 | 2014 | MAT1101 ANI0 | Todd | generation | 0 | N
Pole 2 | 2014 | MHO0331 MHO0 | Todd | generation | 0 | N
Pole 2 | 2014 | MKE1101 | Todd | load_offtake | 37768.66 | N
Pole 2 | 2014 | MKE1101 MKE1 | Todd | generation | 0 | N
Pole 3 | 2014 | KPA1101 KPI1 | Todd | generation | 0 | N
Pole 3 | 2014 | MAT1101 ANI0 | Todd | generation | 0 | N
Pole 3 | 2014 | MHO0331 MHO0 | Todd | generation | 0 | N
Pole 3 | 2014 | MKE1101 | Todd | load_offtake | 10818.189 | N
Pole 3 | 2014 | MKE1101 MKE1 | Todd | generation | 0 | N
noLSIren | 2014 | KOE1101 | Top Energy | load_offtake | 5458.413 | N
noLSIren | 2014 | KOE1101e | Top Energy | load_injection | 0 | N
noNAaN | 2014 | KOE1101 | Top Energy | load_offtake | 314386.6 | N
noNAaN | 2014 | KOE1101e | Top Energy | load_injection | 0 | N
noNIGU | 2014 | KOE1101 | Top Energy | load_offtake | 7873670.952 | N
noNIGU | 2014 | KOE1101e | Top Energy | load_injection | 0 | N
noNIGU21 | 2014 | KOE1101 | Top Energy | load_offtake | 2447109.21 | N
noNIGU21 | 2014 | KOE1101e | Top Energy | load_injection | 0 | N
noWRK | 2014 | KOE1101 | Top Energy | load_offtake | 463417.884 | N
noWRK | 2014 | KOE1101e | Top Energy | load_injection | 0 | N
Pole 2 | 2014 | KOE1101 | Top Energy | load_offtake | 11310997.626 | N
Pole 2 | 2014 | KOE1101e | Top Energy | load_injection | 0 | N
Pole 3 | 2014 | KOE1101 | Top Energy | load_offtake | 2779257.847 | N
Pole 3 | 2014 | KOE1101e | Top Energy | load_injection | 0 | N
noLSIren | 2014 | ARG1101 | TrustPower | load_offtake | 6.794 | S
noLSIren | 2014 | ARG1101 BRR0 | Trustpower | generation | 0 | S
noLSIren | 2014 | ASB0661 HBK0 | Trustpower | generation | 0 | S
noLSIren | 2014 | BPE0331e | Trustpower | load_injection | 0 | N
noLSIren | 2014 | BWK1101 | TrustPower | load_offtake | 8.807 | S
noLSIren | 2014 | BWK1101 WPI0 | Trustpower | generation | 0 | S
noLSIren | 2014 | COL0661 | TrustPower | load_offtake | 7.271 | S
noLSIren | 2014 | COL0661 COL0 | Trustpower | generation | 0 | S
noLSIren | 2014 | HWA1101 | TrustPower | load_offtake | 5.917 | N
noLSIren | 2014 | HWA1101 PTA1 | Trustpower | generation | 605.978 | N
noLSIren | 2014 | HWA1101 PTA2 | Trustpower | generation | 828.917 | N
noLSIren | 2014 | HWA1101 PTA3 | Trustpower | generation | 735.642 | N
noLSIren | 2014 | HWB0331 WPI0 | Trustpower | generation | 0 | S
noLSIren | 2014 | KUM0661 | Trustpower | load_injection | 497.063 | S
noLSIren | 2014 | KUM0661 KUM0 | Trustpower | generation | 0 | S
noLSIren | 2014 | LTN0331e | Trustpower | load_injection | 0 | N
noLSIren | 2014 | MAT1101 | TrustPower | load_offtake | 2.517 | N
noLSIren | 2014 | MAT1101 MAT0 | Trustpower | generation | 2169.656 | N
noLSIren | 2014 | MAT1102 MAT0 | Trustpower | generation | 0 | N
noLSIren | 2014 | NSY0331 PAE0 | Trustpower | generation | 0 | S
noLSIren | 2014 | ROT1101 | TrustPower | load_offtake | 0.05 | N
noLSIren | 2014 | ROT1101 WHE0 | Trustpower | generation | 1216.631 | N
noLSIren | 2014 | STK0661 COB0 | Trustpower | generation | 0 | S
noLSIren | 2014 | TGA0331 KMI0 | Trustpower | generation | 1954.15 | N
noLSIren | 2014 | TWC2201 | Trustpower | load_injection | 0 | N
noLSIren | 2014 | TWC2201 | TrustPower | load_offtake | 0 | N
noNAaN | 2014 | ARG1101 | TrustPower | load_offtake | 16.734 | S
noNAaN | 2014 | ARG1101 BRR0 | Trustpower | generation | 0 | S
noNAaN | 2014 | ASB0661 HBK0 | Trustpower | generation | 0 | S
noNAaN | 2014 | BPE0331e | Trustpower | load_injection | 0 | N
noNAaN | 2014 | BWK1101 | TrustPower | load_offtake | 6.734 | S
noNAaN | 2014 | BWK1101 WPI0 | Trustpower | generation | 0 | S
noNAaN | 2014 | COL0661 | TrustPower | load_offtake | 2.414 | S
noNAaN | 2014 | COL0661 COL0 | Trustpower | generation | 0 | S
noNAaN | 2014 | HWA1101 | TrustPower | load_offtake | 9.928 | N
noNAaN | 2014 | HWA1101 PTA1 | Trustpower | generation | 0 | N
noNAaN | 2014 | HWA1101 PTA2 | Trustpower | generation | 0 | N
noNAaN | 2014 | HWA1101 PTA3 | Trustpower | generation | 0 | N
noNAaN | 2014 | HWB0331 WPI0 | Trustpower | generation | 0 | S
noNAaN | 2014 | KUM0661 | Trustpower | load_injection | 0 | S
noNAaN | 2014 | KUM0661 KUM0 | Trustpower | generation | 0 | S
noNAaN | 2014 | LTN0331e | Trustpower | load_injection | 0 | N
noNAaN | 2014 | MAT1101 | TrustPower | load_offtake | 11.679 | N
noNAaN | 2014 | MAT1101 MAT0 | Trustpower | generation | 0 | N
noNAaN | 2014 | MAT1102 MAT0 | Trustpower | generation | 0 | N
noNAaN | 2014 | NSY0331 PAE0 | Trustpower | generation | 0 | S
noNAaN | 2014 | ROT1101 | TrustPower | load_offtake | 0.069 | N
noNAaN | 2014 | ROT1101 WHE0 | Trustpower | generation | 0 | N
noNAaN | 2014 | STK0661 COB0 | Trustpower | generation | 0 | S
noNAaN | 2014 | TGA0331 KMI0 | Trustpower | generation | 0 | N
noNAaN | 2014 | TWC2201 | Trustpower | load_injection | 0 | N
noNAaN | 2014 | TWC2201 | TrustPower | load_offtake | 146.684 | N
noNIGU | 2014 | ARG1101 | TrustPower | load_offtake | 136.584 | S
noNIGU | 2014 | ARG1101 BRR0 | Trustpower | generation | 12179.347 | S
noNIGU | 2014 | ASB0661 HBK0 | Trustpower | generation | 82359.49 | S
noNIGU | 2014 | BPE0331e | Trustpower | load_injection | 0 | N
noNIGU | 2014 | BWK1101 | TrustPower | load_offtake | 68.46 | S
noNIGU | 2014 | BWK1101 WPI0 | Trustpower | generation | 108948.224 | S
noNIGU | 2014 | COL0661 | TrustPower | load_offtake | 16.874 | S
noNIGU | 2014 | COL0661 COL0 | Trustpower | generation | 0 | S
noNIGU | 2014 | HWA1101 | TrustPower | load_offtake | 154.614 | N
noNIGU | 2014 | HWA1101 PTA1 | Trustpower | generation | 0 | N
noNIGU | 2014 | HWA1101 PTA2 | Trustpower | generation | 7856.7 | N
noNIGU | 2014 | HWA1101 PTA3 | Trustpower | generation | 27547.591 | N
noNIGU | 2014 | HWB0331 WPI0 | Trustpower | generation | 153156.292 | S
noNIGU | 2014 | KUM0661 | Trustpower | load_injection | 4424.065 | S
noNIGU | 2014 | KUM0661 KUM0 | Trustpower | generation | 4782.657 | S
noNIGU | 2014 | LTN0331e | Trustpower | load_injection | 0 | N
noNIGU | 2014 | MAT1101 | TrustPower | load_offtake | 54.303 | N
noNIGU | 2014 | MAT1101 MAT0 | Trustpower | generation | 138352.95 | N
noNIGU | 2014 | MAT1102 MAT0 | Trustpower | generation | 0 | N
noNIGU | 2014 | NSY0331 PAE0 | Trustpower | generation | 5220.567 | S
noNIGU | 2014 | ROT1101 | TrustPower | load_offtake | 0.588 | N
noNIGU | 2014 | ROT1101 WHE0 | Trustpower | generation | 101277.377 | N
noNIGU | 2014 | STK0661 COB0 | Trustpower | generation | 0 | S
noNIGU | 2014 | TGA0331 KMI0 | Trustpower | generation | 225442.451 | N
noNIGU | 2014 | TWC2201 | Trustpower | load_injection | 0 | N
noNIGU | 2014 | TWC2201 | TrustPower | load_offtake | 395.417 | N
noNIGU21 | 2014 | ARG1101 | TrustPower | load_offtake | 143.639 | S
noNIGU21 | 2014 | ARG1101 BRR0 | Trustpower | generation | 0 | S
noNIGU21 | 2014 | ASB0661 HBK0 | Trustpower | generation | 0 | S
noNIGU21 | 2014 | BPE0331e | Trustpower | load_injection | 0 | N
noNIGU21 | 2014 | BWK1101 | TrustPower | load_offtake | 68.459 | S
noNIGU21 | 2014 | BWK1101 WPI0 | Trustpower | generation | 0 | S
noNIGU21 | 2014 | COL0661 | TrustPower | load_offtake | 18.322 | S
noNIGU21 | 2014 | COL0661 COL0 | Trustpower | generation | 0 | S
noNIGU21 | 2014 | HWA1101 | TrustPower | load_offtake | 156.397 | N
noNIGU21 | 2014 | HWA1101 PTA1 | Trustpower | generation | 0 | N
noNIGU21 | 2014 | HWA1101 PTA2 | Trustpower | generation | 0 | N
noNIGU21 | 2014 | HWA1101 PTA3 | Trustpower | generation | 0 | N
noNIGU21 | 2014 | HWB0331 WPI0 | Trustpower | generation | 0 | S
noNIGU21 | 2014 | KUM0661 | Trustpower | load_injection | 0 | S
noNIGU21 | 2014 | KUM0661 KUM0 | Trustpower | generation | 0 | S
noNIGU21 | 2014 | LTN0331e | Trustpower | load_injection | 0 | N
noNIGU21 | 2014 | MAT1101 | TrustPower | load_offtake | 62.318 | N
noNIGU21 | 2014 | MAT1101 MAT0 | Trustpower | generation | 0 | N
noNIGU21 | 2014 | MAT1102 MAT0 | Trustpower | generation | 0 | N
noNIGU21 | 2014 | NSY0331 PAE0 | Trustpower | generation | 0 | S
noNIGU21 | 2014 | ROT1101 | TrustPower | load_offtake | 0.588 | N
noNIGU21 | 2014 | ROT1101 WHE0 | Trustpower | generation | 0 | N
noNIGU21 | 2014 | STK0661 COB0 | Trustpower | generation | 0 | S
noNIGU21 | 2014 | TGA0331 KMI0 | Trustpower | generation | 0 | N
noNIGU21 | 2014 | TWC2201 | Trustpower | load_injection | 0 | N
noNIGU21 | 2014 | TWC2201 | TrustPower | load_offtake | 740.567 | N
noWRK | 2014 | ARG1101 | TrustPower | load_offtake | 40.905 | S
noWRK | 2014 | ARG1101 BRR0 | Trustpower | generation | 0 | S
noWRK | 2014 | ASB0661 HBK0 | Trustpower | generation | 0 | S
noWRK | 2014 | BPE0331e | Trustpower | load_injection | 0 | N
noWRK | 2014 | BWK1101 | TrustPower | load_offtake | 16.735 | S
noWRK | 2014 | BWK1101 WPI0 | Trustpower | generation | 0 | S
noWRK | 2014 | COL0661 | TrustPower | load_offtake | 7.524 | S
noWRK | 2014 | COL0661 COL0 | Trustpower | generation | 0 | S
noWRK | 2014 | HWA1101 | TrustPower | load_offtake | 29.153 | N
noWRK | 2014 | HWA1101 PTA1 | Trustpower | generation | 0 | N
noWRK | 2014 | HWA1101 PTA2 | Trustpower | generation | 0 | N
noWRK | 2014 | HWA1101 PTA3 | Trustpower | generation | 0 | N
noWRK | 2014 | HWB0331 WPI0 | Trustpower | generation | 0 | S
noWRK | 2014 | KUM0661 | Trustpower | load_injection | 0 | S
noWRK | 2014 | KUM0661 KUM0 | Trustpower | generation | 0 | S
noWRK | 2014 | LTN0331e | Trustpower | load_injection | 0 | N
noWRK | 2014 | MAT1101 | TrustPower | load_offtake | 45.357 | N
noWRK | 2014 | MAT1101 MAT0 | Trustpower | generation | 0 | N
noWRK | 2014 | MAT1102 MAT0 | Trustpower | generation | 0 | N
noWRK | 2014 | NSY0331 PAE0 | Trustpower | generation | 0 | S
noWRK | 2014 | ROT1101 | TrustPower | load_offtake | 0 | N
noWRK | 2014 | ROT1101 WHE0 | Trustpower | generation | 0 | N
noWRK | 2014 | STK0661 COB0 | Trustpower | generation | 0 | S
noWRK | 2014 | TGA0331 KMI0 | Trustpower | generation | 0 | N
noWRK | 2014 | TWC2201 | Trustpower | load_injection | 0 | N
noWRK | 2014 | TWC2201 | TrustPower | load_offtake | 157.686 | N
Pole 2 | 2014 | ARG1101 | TrustPower | load_offtake | 0 | S
Pole 2 | 2014 | ARG1101 BRR0 | Trustpower | generation | 1148280.429 | S
Pole 2 | 2014 | ASB0661 HBK0 | Trustpower | generation | 1316240.822 | S
Pole 2 | 2014 | BPE0331e | Trustpower | load_injection | 0 | N
Pole 2 | 2014 | BWK1101 | TrustPower | load_offtake | 312.007 | S
Pole 2 | 2014 | BWK1101 WPI0 | Trustpower | generation | 1728116.121 | S
Pole 2 | 2014 | COL0661 | TrustPower | load_offtake | 976.827 | S
Pole 2 | 2014 | COL0661 COL0 | Trustpower | generation | 2972587.108 | S
Pole 2 | 2014 | HWA1101 | TrustPower | load_offtake | 919.621 | N
Pole 2 | 2014 | HWA1101 PTA1 | Trustpower | generation | 0 | N
Pole 2 | 2014 | HWA1101 PTA2 | Trustpower | generation | 0 | N
Pole 2 | 2014 | HWA1101 PTA3 | Trustpower | generation | 0 | N
Pole 2 | 2014 | HWB0331 WPI0 | Trustpower | generation | 888892.932 | S
Pole 2 | 2014 | KUM0661 | Trustpower | load_injection | 276137.516 | S
Pole 2 | 2014 | KUM0661 KUM0 | Trustpower | generation | 561457.69 | S
Pole 2 | 2014 | LTN0331e | Trustpower | load_injection | 0 | N
Pole 2 | 2014 | MAT1101 | TrustPower | load_offtake | 1639.778 | N
Pole 2 | 2014 | MAT1101 MAT0 | Trustpower | generation | 0 | N
Pole 2 | 2014 | MAT1102 MAT0 | Trustpower | generation | 0 | N
Pole 2 | 2014 | NSY0331 PAE0 | Trustpower | generation | 1115007.9 | S
Pole 2 | 2014 | ROT1101 | TrustPower | load_offtake | 21.683 | N
Pole 2 | 2014 | ROT1101 WHE0 | Trustpower | generation | 0 | N
Pole 2 | 2014 | STK0661 COB0 | Trustpower | generation | 165023.491 | S
Pole 2 | 2014 | TGA0331 KMI0 | Trustpower | generation | 0 | N
Pole 2 | 2014 | TWC2201 | Trustpower | load_injection | 0 | N
Pole 2 | 2014 | TWC2201 | TrustPower | load_offtake | 14113.962 | N
Pole 3 | 2014 | ARG1101 | TrustPower | load_offtake | 0 | S
Pole 3 | 2014 | ARG1101 BRR0 | Trustpower | generation | 1208351.901 | S
Pole 3 | 2014 | ASB0661 HBK0 | Trustpower | generation | 2535764.712 | S
Pole 3 | 2014 | BPE0331e | Trustpower | load_injection | 0 | N
Pole 3 | 2014 | BWK1101 | TrustPower | load_offtake | 0 | S
Pole 3 | 2014 | BWK1101 WPI0 | Trustpower | generation | 2471238.844 | S
Pole 3 | 2014 | COL0661 | TrustPower | load_offtake | 130.451 | S
Pole 3 | 2014 | COL0661 COL0 | Trustpower | generation | 4707441.96 | S
Pole 3 | 2014 | HWA1101 | TrustPower | load_offtake | 70.726 | N
Pole 3 | 2014 | HWA1101 PTA1 | Trustpower | generation | 0 | N
Pole 3 | 2014 | HWA1101 PTA2 | Trustpower | generation | 0 | N
Pole 3 | 2014 | HWA1101 PTA3 | Trustpower | generation | 0 | N
Pole 3 | 2014 | HWB0331 WPI0 | Trustpower | generation | 1668531.325 | S
Pole 3 | 2014 | KUM0661 | Trustpower | load_injection | 247679.688 | S
Pole 3 | 2014 | KUM0661 KUM0 | Trustpower | generation | 585836.127 | S
Pole 3 | 2014 | LTN0331e | Trustpower | load_injection | 0 | N
Pole 3 | 2014 | MAT1101 | TrustPower | load_offtake | 267.184 | N
Pole 3 | 2014 | MAT1101 MAT0 | Trustpower | generation | 0 | N
Pole 3 | 2014 | MAT1102 MAT0 | Trustpower | generation | 0 | N
Pole 3 | 2014 | NSY0331 PAE0 | Trustpower | generation | 1290066.215 | S
Pole 3 | 2014 | ROT1101 | TrustPower | load_offtake | 3.844 | N
Pole 3 | 2014 | ROT1101 WHE0 | Trustpower | generation | 0 | N
Pole 3 | 2014 | STK0661 COB0 | Trustpower | generation | 388640.993 | S
Pole 3 | 2014 | TGA0331 KMI0 | Trustpower | generation | 0 | N
Pole 3 | 2014 | TWC2201 | Trustpower | load_injection | 0 | N
Pole 3 | 2014 | TWC2201 | TrustPower | load_offtake | 3197.081 | N
noLSIren | 2014 | FHL0331 | Unison | load_offtake | 1585.938 | N
noLSIren | 2014 | OWH0111 | Unison | load_offtake | 0 | N
noLSIren | 2014 | RDF0331 | Unison | load_offtake | 205.213 | N
noLSIren | 2014 | ROT0111 | Unison | load_offtake | 0 | N
noLSIren | 2014 | ROT0331 | Unison | load_offtake | 1315.204 | N
noLSIren | 2014 | TRK0111 | Unison | load_offtake | 0 | N
noLSIren | 2014 | WRK0331 | Unison | load_offtake | 0 | N
noLSIren | 2014 | WTU0331 | Unison | load_offtake | 3642.856 | N
noNAaN | 2014 | FHL0331 | Unison | load_offtake | 99743.545 | N
noNAaN | 2014 | OWH0111 | Unison | load_offtake | 23342.684 | N
noNAaN | 2014 | RDF0331 | Unison | load_offtake | 111947.087 | N
noNAaN | 2014 | ROT0111 | Unison | load_offtake | 48164.501 | N
noNAaN | 2014 | ROT0331 | Unison | load_offtake | 83855.283 | N
noNAaN | 2014 | TRK0111 | Unison | load_offtake | 14336.447 | N
noNAaN | 2014 | WRK0331 | Unison | load_offtake | 80195.078 | N
noNAaN | 2014 | WTU0331 | Unison | load_offtake | 163742.285 | N
noNIGU | 2014 | FHL0331 | Unison | load_offtake | 0 | N
noNIGU | 2014 | OWH0111 | Unison | load_offtake | 0 | N
noNIGU | 2014 | RDF0331 | Unison | load_offtake | 0 | N
noNIGU | 2014 | ROT0111 | Unison | load_offtake | 0 | N
noNIGU | 2014 | ROT0331 | Unison | load_offtake | 0 | N
noNIGU | 2014 | TRK0111 | Unison | load_offtake | 0 | N
noNIGU | 2014 | WRK0331 | Unison | load_offtake | 0 | N
noNIGU | 2014 | WTU0331 | Unison | load_offtake | 0 | N
noNIGU21 | 2014 | FHL0331 | Unison | load_offtake | 343788.15 | N
noNIGU21 | 2014 | OWH0111 | Unison | load_offtake | 68349.719 | N
noNIGU21 | 2014 | RDF0331 | Unison | load_offtake | 345901.616 | N
noNIGU21 | 2014 | ROT0111 | Unison | load_offtake | 147099.258 | N
noNIGU21 | 2014 | ROT0331 | Unison | load_offtake | 314563.527 | N
noNIGU21 | 2014 | TRK0111 | Unison | load_offtake | 44905.724 | N
noNIGU21 | 2014 | WRK0331 | Unison | load_offtake | 265216.21 | N
noNIGU21 | 2014 | WTU0331 | Unison | load_offtake | 548787.576 | N
noWRK | 2014 | FHL0331 | Unison | load_offtake | 0 | N
noWRK | 2014 | OWH0111 | Unison | load_offtake | 61086.041 | N
noWRK | 2014 | RDF0331 | Unison | load_offtake | 0 | N
noWRK | 2014 | ROT0111 | Unison | load_offtake | 132599.439 | N
noWRK | 2014 | ROT0331 | Unison | load_offtake | 258455.473 | N
noWRK | 2014 | TRK0111 | Unison | load_offtake | 41049.839 | N
noWRK | 2014 | WRK0331 | Unison | load_offtake | 0 | N
noWRK | 2014 | WTU0331 | Unison | load_offtake | 0 | N
Pole 2 | 2014 | FHL0331 | Unison | load_offtake | 9998098.296 | N
Pole 2 | 2014 | OWH0111 | Unison | load_offtake | 2260152.342 | N
Pole 2 | 2014 | RDF0331 | Unison | load_offtake | 10805296.633 | N
Pole 2 | 2014 | ROT0111 | Unison | load_offtake | 4717138.85 | N
Pole 2 | 2014 | ROT0331 | Unison | load_offtake | 8932764.339 | N
Pole 2 | 2014 | TRK0111 | Unison | load_offtake | 1411474.703 | N
Pole 2 | 2014 | WRK0331 | Unison | load_offtake | 7980512.673 | N
Pole 2 | 2014 | WTU0331 | Unison | load_offtake | 16046018.734 | N
Pole 3 | 2014 | FHL0331 | Unison | load_offtake | 2591324.482 | N
Pole 3 | 2014 | OWH0111 | Unison | load_offtake | 625988.582 | N
Pole 3 | 2014 | RDF0331 | Unison | load_offtake | 2891462.772 | N
Pole 3 | 2014 | ROT0111 | Unison | load_offtake | 1299868.889 | N
Pole 3 | 2014 | ROT0331 | Unison | load_offtake | 2285995.393 | N
Pole 3 | 2014 | TRK0111 | Unison | load_offtake | 378983.612 | N
Pole 3 | 2014 | WRK0331 | Unison | load_offtake | 2086485.775 | N
Pole 3 | 2014 | WTU0331 | Unison | load_offtake | 4196506.479 | N
noLSIren | 2014 | ALB0331 | Vector | load_offtake | 0 | N
noLSIren | 2014 | ALB1101 | Vector | load_offtake | 6629.623 | N
noLSIren | 2014 | HEN0331 | Vector | load_offtake | 0 | N
noLSIren | 2014 | HEP0331 | Vector | load_offtake | 0 | N
noLSIren | 2014 | HOB1101 | Vector | load_offtake | 0 | N
noLSIren | 2014 | MNG0331 | Vector | load_offtake | 1267.74 | N
noLSIren | 2014 | OTA0221 | Vector | load_offtake | 550.7981 | N
noLSIren | 2014 | PAK0331 | Vector | load_offtake | 0 | N
noLSIren | 2014 | PEN0221 | Vector | load_offtake | 1116.368 | N
noLSIren | 2014 | PEN0331 | Vector | load_offtake | 411.5913 | N
noLSIren | 2014 | PEN1101 | Vector | load_offtake | 15486.739 | N
noLSIren | 2014 | ROS0221 | Vector | load_offtake | 0 | N
noLSIren | 2014 | ROS1101 | Vector | load_offtake | 0 | N
noLSIren | 2014 | SVL0331 | Vector | load_offtake | 0 | N
noLSIren | 2014 | TAK0331 | Vector | load_offtake | 0 | N
noLSIren | 2014 | WEL0331 | Vector | load_offtake | 0 | N
noLSIren | 2014 | WIR0331 | Vector | load_offtake | 1377.644 | N
noLSIren | 2014 | WRD0331 | Vector | load_offtake | 0 | N
noNAaN | 2014 | ALB0331 | Vector | load_offtake | 1637326.299 | N
noNAaN | 2014 | HEN0331 | Vector | load_offtake | 419708.445 | N
noNAaN | 2014 | HEP0331 | Vector | load_offtake | 474883.036 | N
noNAaN | 2014 | MNG0331 | Vector | load_offtake | 209345.81 | N
noNAaN | 2014 | OTA0221 | Vector | load_offtake | 136707.6223 | N
noNAaN | 2014 | PAK0331 | Vector | load_offtake | 251540.202 | N
noNAaN | 2014 | PEN0221 | Vector | load_offtake | 74407.257 | N
noNAaN | 2014 | PEN0331 | Vector | load_offtake | 3953031.0628 | N
noNAaN | 2014 | PEN1101 | Vector | load_offtake | 295469.732 | N
noNAaN | 2014 | ROS0221 | Vector | load_offtake | 318911.33 | N
noNAaN | 2014 | ROS1101 | Vector | load_offtake | 180210.125 | N
noNAaN | 2014 | SVL0331 | Vector | load_offtake | 644966.033 | N
noNAaN | 2014 | TAK0331 | Vector | load_offtake | 217678.247 | N
noNAaN | 2014 | WEL0331 | Vector | load_offtake | 163445.627 | N
noNAaN | 2014 | WIR0331 | Vector | load_offtake | 191473.351 | N
noNIGU | 2014 | ALB0331 | Vector | load_offtake | 22126783.879 | N
noNIGU | 2014 | ALB1101 | Vector | load_offtake | 13232824.245 | N
noNIGU | 2014 | HEN0331 | Vector | load_offtake | 16519619.631 | N
noNIGU | 2014 | HEP0331 | Vector | load_offtake | 21101392.541 | N
noNIGU | 2014 | HOB1101 | Vector | load_offtake | 1873637.572 | N
noNIGU | 2014 | MNG0331 | Vector | load_offtake | 15686139.472 | N
noNIGU | 2014 | OTA0221 | Vector | load_offtake | 9467514.3718 | N
noNIGU | 2014 | PEN0221 | Vector | load_offtake | 6713129.91 | N
noNIGU | 2014 | PEN0331 | Vector | load_offtake | 41106002.0138 | N
noNIGU | 2014 | PEN1101 | Vector | load_offtake | 26967085.02 | N
noNIGU | 2014 | ROS0221 | Vector | load_offtake | 17157295.222 | N
noNIGU | 2014 | ROS1101 | Vector | load_offtake | 8896992.355 | N
noNIGU | 2014 | SVL0331 | Vector | load_offtake | 11328089.249 | N
noNIGU | 2014 | TAK0331 | Vector | load_offtake | 15669515.853 | N
noNIGU | 2014 | WEL0331 | Vector | load_offtake | 5117601.948 | N
noNIGU | 2014 | WIR0331 | Vector | load_offtake | 13074912.421 | N
noNIGU | 2014 | WRD0331 | Vector | load_offtake | 6059305.81 | N
noNIGU21 | 2014 | ALB0331 | Vector | load_offtake | 6146679.002 | N
noNIGU21 | 2014 | ALB1101 | Vector | load_offtake | 3850357.453 | N
noNIGU21 | 2014 | HEN0331 | Vector | load_offtake | 4485964.332 | N
noNIGU21 | 2014 | HEP0331 | Vector | load_offtake | 5860236.537 | N
noNIGU21 | 2014 | HOB1101 | Vector | load_offtake | 665792.04 | N
noNIGU21 | 2014 | MNG0331 | Vector | load_offtake | 4542910.601 | N
noNIGU21 | 2014 | OTA0221 | Vector | load_offtake | 2691963.205 | N
noNIGU21 | 2014 | PEN0221 | Vector | load_offtake | 2008697.981 | N
noNIGU21 | 2014 | PEN0331 | Vector | load_offtake | 11938877.1125 | N
noNIGU21 | 2014 | PEN1101 | Vector | load_offtake | 8138932.258 | N
noNIGU21 | 2014 | ROS0221 | Vector | load_offtake | 4584939.237 | N
noNIGU21 | 2014 | ROS1101 | Vector | load_offtake | 2525282.609 | N
noNIGU21 | 2014 | SVL0331 | Vector | load_offtake | 3090161.141 | N
noNIGU21 | 2014 | TAK0331 | Vector | load_offtake | 4222433.426 | N
noNIGU21 | 2014 | WEL0331 | Vector | load_offtake | 1441159.789 | N
noNIGU21 | 2014 | WIR0331 | Vector | load_offtake | 3749058.128 | N
noNIGU21 | 2014 | WRD0331 | Vector | load_offtake | 1523466.766 | N
noWRK | 2014 | ALB0331 | Vector | load_offtake | 1211914.164 | N
noWRK | 2014 | ALB1101 | Vector | load_offtake | 682507.7 | N
noWRK | 2014 | HEN0331 | Vector | load_offtake | 869065.978 | N
noWRK | 2014 | HEP0331 | Vector | load_offtake | 1188176.645 | N
noWRK | 2014 | HOB1101 | Vector | load_offtake | 272559.14 | N
noWRK | 2014 | MNG0331 | Vector | load_offtake | 1002801.41 | N
noWRK | 2014 | OTA0221 | Vector | load_offtake | 564270.0307 | N
noWRK | 2014 | PAK0331 | Vector | load_offtake | 1120950.963 | N
noWRK | 2014 | PEN0221 | Vector | load_offtake | 407277.856 | N
noWRK | 2014 | PEN0331 | Vector | load_offtake | 2388119.4706 | N
noWRK | 2014 | PEN1101 | Vector | load_offtake | 1595867.315 | N
noWRK | 2014 | ROS0221 | Vector | load_offtake | 868187.533 | N
noWRK | 2014 | ROS1101 | Vector | load_offtake | 507532.976 | N
noWRK | 2014 | SVL0331 | Vector | load_offtake | 597617.727 | N
noWRK | 2014 | TAK0331 | Vector | load_offtake | 841253.846 | N
noWRK | 2014 | WEL0331 | Vector | load_offtake | 293895.873 | N
noWRK | 2014 | WIR0331 | Vector | load_offtake | 815482.149 | N
noWRK | 2014 | WRD0331 | Vector | load_offtake | 356998.443 | N
Pole 2 | 2014 | ALB0331 | Vector | load_offtake | 27234002.222 | N
Pole 2 | 2014 | ALB1101 | Vector | load_offtake | 17174289.152 | N
Pole 2 | 2014 | HEN0331 | Vector | load_offtake | 19624405.871 | N
Pole 2 | 2014 | HEP0331 | Vector | load_offtake | 26385101.665 | N
Pole 2 | 2014 | HOB1101 | Vector | load_offtake | 3506951.322 | N
Pole 2 | 2014 | MNG0331 | Vector | load_offtake | 21753198.33 | N
Pole 2 | 2014 | OTA0221 | Vector | load_offtake | 12753597.755 | N
Pole 2 | 2014 | PAK0331 | Vector | load_offtake | 24932110.109 | N
Pole 2 | 2014 | PEN0221 | Vector | load_offtake | 9304751.783 | N
Pole 2 | 2014 | PEN0331 | Vector | load_offtake | 55795049.6458 | N
Pole 2 | 2014 | PEN1101 | Vector | load_offtake | 38303249.425 | N
Pole 2 | 2014 | ROS0221 | Vector | load_offtake | 20338607.571 | N
Pole 2 | 2014 | ROS1101 | Vector | load_offtake | 11363473.291 | N
Pole 2 | 2014 | SVL0331 | Vector | load_offtake | 13225738.681 | N
Pole 2 | 2014 | TAK0331 | Vector | load_offtake | 19232041.812 | N
Pole 2 | 2014 | WEL0331 | Vector | load_offtake | 6478475.929 | N
Pole 2 | 2014 | WIR0331 | Vector | load_offtake | 18340629.238 | N
Pole 2 | 2014 | WRD0331 | Vector | load_offtake | 6180279.068 | N
Pole 3 | 2014 | ALB0331 | Vector | load_offtake | 7497363.532 | N
Pole 3 | 2014 | ALB1101 | Vector | load_offtake | 4544502.636 | N
Pole 3 | 2014 | HEN0331 | Vector | load_offtake | 5513678.104 | N
Pole 3 | 2014 | HEP0331 | Vector | load_offtake | 7206039.302 | N
Pole 3 | 2014 | HOB1101 | Vector | load_offtake | 920139.137 | N
Pole 3 | 2014 | MNG0331 | Vector | load_offtake | 5734704.134 | N
Pole 3 | 2014 | OTA0221 | Vector | load_offtake | 3394405.7881 | N
Pole 3 | 2014 | PAK0331 | Vector | load_offtake | 6811376.536 | N
Pole 3 | 2014 | PEN0221 | Vector | load_offtake | 2430996.268 | N
Pole 3 | 2014 | PEN0331 | Vector | load_offtake | 13342504.0101 | N
Pole 3 | 2014 | PEN1101 | Vector | load_offtake | 9891070.218 | N
Pole 3 | 2014 | ROS0221 | Vector | load_offtake | 5737001.876 | N
Pole 3 | 2014 | ROS1101 | Vector | load_offtake | 3030836.389 | N
Pole 3 | 2014 | SVL0331 | Vector | load_offtake | 3713221.546 | N
Pole 3 | 2014 | TAK0331 | Vector | load_offtake | 5305984.82 | N
Pole 3 | 2014 | WEL0331 | Vector | load_offtake | 1775965.273 | N
Pole 3 | 2014 | WIR0331 | Vector | load_offtake | 4827396.776 | N
Pole 3 | 2014 | WRD0331 | Vector | load_offtake | 1896917.41 | N
noLSIren | 2014 | CBG0111 | Waipa Power | load_offtake | 15.051 | N
noLSIren | 2014 | TMU0111 | Waipa Power | load_offtake | 0 | N
noNAaN | 2014 | CBG0111 | Waipa Power | load_offtake | 75802.103 | N
noNAaN | 2014 | TMU0111 | Waipa Power | load_offtake | 70037.714 | N
noNIGU | 2014 | CBG0111 | Waipa Power | load_offtake | 322830.277 | N
noNIGU | 2014 | TMU0111 | Waipa Power | load_offtake | 257557.471 | N
noNIGU21 | 2014 | CBG0111 | Waipa Power | load_offtake | 668660.19 | N
noNIGU21 | 2014 | TMU0111 | Waipa Power | load_offtake | 593302.332 | N
noWRK | 2014 | CBG0111 | Waipa Power | load_offtake | 374202.087 | N
noWRK | 2014 | TMU0111 | Waipa Power | load_offtake | 331048.026 | N
Pole 2 | 2014 | CBG0111 | Waipa Power | load_offtake | 7752061.902 | N
Pole 2 | 2014 | TMU0111 | Waipa Power | load_offtake | 7106810.179 | N
Pole 3 | 2014 | CBG0111 | Waipa Power | load_offtake | 1981487.537 | N
Pole 3 | 2014 | TMU0111 | Waipa Power | load_offtake | 1850668.95 | N
noLSIren | 2014 | HAM0111 | WEL | load_offtake | 0 | N
noLSIren | 2014 | HAM0331 | WEL | load_offtake | 0 | N
noLSIren | 2014 | HLY0331 | WEL | load_offtake | 0 | N
noLSIren | 2014 | MER0331 | WEL | load_offtake | 0.001 | N
noLSIren | 2014 | TWH0331 | WEL | load_offtake | 1311.73 | N
noNAaN | 2014 | HAM0111 | WEL | load_offtake | 58334.092 | N
noNAaN | 2014 | HAM0331 | WEL | load_offtake | 251037.288 | N
noNAaN | 2014 | HLY0331 | WEL | load_offtake | 51774.507 | N
noNAaN | 2014 | TWH0331 | WEL | load_offtake | 181924.901 | N
noNIGU | 2014 | HAM0111 | WEL | load_offtake | 140114.193 | N
noNIGU | 2014 | HAM0331 | WEL | load_offtake | 937258.512 | N
noNIGU | 2014 | HLY0331 | WEL | load_offtake | 374867.893 | N
noNIGU | 2014 | MER0331 | WEL | load_offtake | 0.082 | N
noNIGU | 2014 | TWH0331 | WEL | load_offtake | 1333470.304 | N
noNIGU21 | 2014 | HAM0111 | WEL | load_offtake | 462104.738 | N
noNIGU21 | 2014 | HAM0331 | WEL | load_offtake | 2125357.138 | N
noNIGU21 | 2014 | HLY0331 | WEL | load_offtake | 563317.366 | N
noNIGU21 | 2014 | MER0331 | WEL | load_offtake | 0.082 | N
noNIGU21 | 2014 | TWH0331 | WEL | load_offtake | 1985186.242 | N
noWRK | 2014 | HAM0111 | WEL | load_offtake | 241121.797 | N
noWRK | 2014 | HAM0331 | WEL | load_offtake | 1069653.668 | N
noWRK | 2014 | HLY0331 | WEL | load_offtake | 223758.913 | N
noWRK | 2014 | MER0331 | WEL | load_offtake | 0.001 | N
noWRK | 2014 | TWH0331 | WEL | load_offtake | 790952.239 | N
Pole 2 | 2014 | HAM0111 | WEL | load_offtake | 5616655.803 | N
Pole 2 | 2014 | HAM0331 | WEL | load_offtake | 26696560.717 | N
Pole 2 | 2014 | HLY0331 | WEL | load_offtake | 5071012.577 | N
Pole 2 | 2014 | MER0331 | WEL | load_offtake | 0.214 | N
Pole 2 | 2014 | TWH0331 | WEL | load_offtake | 18490788.944 | N
Pole 3 | 2014 | HAM0111 | WEL | load_offtake | 1551433.012 | N
Pole 3 | 2014 | HAM0331 | WEL | load_offtake | 5207255.933 | N
Pole 3 | 2014 | HLY0331 | WEL | load_offtake | 1344186.399 | N
Pole 3 | 2014 | MER0331 | WEL | load_offtake | 0.023 | N
Pole 3 | 2014 | TWH0331 | WEL | load_offtake | 4722429.881 | N
noLSIren | 2014 | CPK0111 | Wellington Electricity | load_offtake | 0 | N
noLSIren | 2014 | CPK0331 | Wellington Electricity | load_offtake | 0 | N
noLSIren | 2014 | GFD0331 | Wellington Electricity | load_offtake | 0 | N
noLSIren | 2014 | HAY0111 | Wellington Electricity | load_offtake | 0 | N
noLSIren | 2014 | HAY0331 | Wellington Electricity | load_offtake | 0 | N
noLSIren | 2014 | KWA0111 | Wellington Electricity | load_offtake | 501.812 | N
noLSIren | 2014 | MLG0111 | Wellington Electricity | load_offtake | 0 | N
noLSIren | 2014 | MLG0331 | Wellington Electricity | load_offtake | 0 | N
noLSIren | 2014 | PNI0331 | Wellington Electricity | load_offtake | 0 | N
noLSIren | 2014 | TKR0331 | Wellington Electricity | load_offtake | 0 | N
noLSIren | 2014 | UHT0331 | Wellington Electricity | load_offtake | 0 | N
noLSIren | 2014 | WIL0331 | Wellington Electricity | load_offtake | 0 | N
noNAaN | 2014 | CPK0111 | Wellington Electricity | load_offtake | 33832.518 | N
noNAaN | 2014 | CPK0331 | Wellington Electricity | load_offtake | 278328.668 | N
noNAaN | 2014 | GFD0331 | Wellington Electricity | load_offtake | 107086.985 | N
noNAaN | 2014 | HAY0111 | Wellington Electricity | load_offtake | 27258.695 | N
noNAaN | 2014 | HAY0331 | Wellington Electricity | load_offtake | 24361.872 | N
noNAaN | 2014 | KWA0111 | Wellington Electricity | load_offtake | 57759.614 | N
noNAaN | 2014 | MLG0111 | Wellington Electricity | load_offtake | 45248.327 | N
noNAaN | 2014 | MLG0331 | Wellington Electricity | load_offtake | 56200.522 | N
noNAaN | 2014 | PNI0331 | Wellington Electricity | load_offtake | 29420.172 | N
noNAaN | 2014 | TKR0331 | Wellington Electricity | load_offtake | 153087.982 | N
noNAaN | 2014 | UHT0331 | Wellington Electricity | load_offtake | 50327.259 | N
noNAaN | 2014 | WIL0331 | Wellington Electricity | load_offtake | 88083.967 | N
noNIGU | 2014 | CPK0111 | Wellington Electricity | load_offtake | 0 | N
noNIGU | 2014 | CPK0331 | Wellington Electricity | load_offtake | 0 | N
noNIGU | 2014 | GFD0331 | Wellington Electricity | load_offtake | 0 | N
noNIGU | 2014 | HAY0111 | Wellington Electricity | load_offtake | 0 | N
noNIGU | 2014 | HAY0331 | Wellington Electricity | load_offtake | 0 | N
noNIGU | 2014 | KWA0111 | Wellington Electricity | load_offtake | 38466.725 | N
noNIGU | 2014 | MLG0111 | Wellington Electricity | load_offtake | 0 | N
noNIGU | 2014 | MLG0331 | Wellington Electricity | load_offtake | 0 | N
noNIGU | 2014 | PNI0331 | Wellington Electricity | load_offtake | 0 | N
noNIGU | 2014 | TKR0331 | Wellington Electricity | load_offtake | 0 | N
noNIGU | 2014 | UHT0331 | Wellington Electricity | load_offtake | 0 | N
noNIGU | 2014 | WIL0331 | Wellington Electricity | load_offtake | 0 | N
noNIGU21 | 2014 | CPK0111 | Wellington Electricity | load_offtake | 180970.496 | N
noNIGU21 | 2014 | CPK0331 | Wellington Electricity | load_offtake | 1452646.38 | N
noNIGU21 | 2014 | GFD0331 | Wellington Electricity | load_offtake | 558160.238 | N
noNIGU21 | 2014 | HAY0111 | Wellington Electricity | load_offtake | 125179.276 | N
noNIGU21 | 2014 | HAY0331 | Wellington Electricity | load_offtake | 114980.497 | N
noNIGU21 | 2014 | KWA0111 | Wellington Electricity | load_offtake | 328326.742 | N
noNIGU21 | 2014 | MLG0111 | Wellington Electricity | load_offtake | 232463.197 | N
noNIGU21 | 2014 | MLG0331 | Wellington Electricity | load_offtake | 272456.027 | N
noNIGU21 | 2014 | PNI0331 | Wellington Electricity | load_offtake | 128984.58 | N
noNIGU21 | 2014 | TKR0331 | Wellington Electricity | load_offtake | 763378.64 | N
noNIGU21 | 2014 | UHT0331 | Wellington Electricity | load_offtake | 246158.66 | N
noNIGU21 | 2014 | WIL0331 | Wellington Electricity | load_offtake | 462482.098 | N
noWRK | 2014 | CPK0111 | Wellington Electricity | load_offtake | 78893.741 | N
noWRK | 2014 | CPK0331 | Wellington Electricity | load_offtake | 668344.237 | N
noWRK | 2014 | GFD0331 | Wellington Electricity | load_offtake | 255844.73 | N
noWRK | 2014 | HAY0111 | Wellington Electricity | load_offtake | 60508.531 | N
noWRK | 2014 | HAY0331 | Wellington Electricity | load_offtake | 56455.275 | N
noWRK | 2014 | KWA0111 | Wellington Electricity | load_offtake | 147169.969 | N
noWRK | 2014 | MLG0111 | Wellington Electricity | load_offtake | 106479.825 | N
noWRK | 2014 | MLG0331 | Wellington Electricity | load_offtake | 128937.101 | N
noWRK | 2014 | PNI0331 | Wellington Electricity | load_offtake | 64557.912 | N
noWRK | 2014 | TKR0331 | Wellington Electricity | load_offtake | 353507.861 | N
noWRK | 2014 | UHT0331 | Wellington Electricity | load_offtake | 115813.898 | N
noWRK | 2014 | WIL0331 | Wellington Electricity | load_offtake | 217389.871 | N
Pole 2 | 2014 | CPK0111 | Wellington Electricity | load_offtake | 4409286.438 | N
Pole 2 | 2014 | CPK0331 | Wellington Electricity | load_offtake | 34943594.933 | N
Pole 2 | 2014 | GFD0331 | Wellington Electricity | load_offtake | 13324218.078 | N
Pole 2 | 2014 | HAY0111 | Wellington Electricity | load_offtake | 3204777.231 | N
Pole 2 | 2014 | HAY0331 | Wellington Electricity | load_offtake | 2889671.277 | N
Pole 2 | 2014 | KWA0111 | Wellington Electricity | load_offtake | 7550343.978 | N
Pole 2 | 2014 | MLG0111 | Wellington Electricity | load_offtake | 5626135.224 | N
Pole 2 | 2014 | MLG0331 | Wellington Electricity | load_offtake | 6755126.131 | N
Pole 2 | 2014 | PNI0331 | Wellington Electricity | load_offtake | 3298927.389 | N
Pole 2 | 2014 | TKR0331 | Wellington Electricity | load_offtake | 18581412.725 | N
Pole 2 | 2014 | UHT0331 | Wellington Electricity | load_offtake | 6046408.184 | N
Pole 2 | 2014 | WIL0331 | Wellington Electricity | load_offtake | 10906631.007 | N
Pole 3 | 2014 | CPK0111 | Wellington Electricity | load_offtake | 1104997.288 | N
Pole 3 | 2014 | CPK0331 | Wellington Electricity | load_offtake | 8035177.862 | N
Pole 3 | 2014 | GFD0331 | Wellington Electricity | load_offtake | 3257925.195 | N
Pole 3 | 2014 | HAY0111 | Wellington Electricity | load_offtake | 818216.185 | N
Pole 3 | 2014 | HAY0331 | Wellington Electricity | load_offtake | 734651.578 | N
Pole 3 | 2014 | KWA0111 | Wellington Electricity | load_offtake | 1794374.821 | N
Pole 3 | 2014 | MLG0111 | Wellington Electricity | load_offtake | 1377474.868 | N
Pole 3 | 2014 | MLG0331 | Wellington Electricity | load_offtake | 1684291.069 | N
Pole 3 | 2014 | PNI0331 | Wellington Electricity | load_offtake | 850276.221 | N
Pole 3 | 2014 | TKR0331 | Wellington Electricity | load_offtake | 4636749.004 | N
Pole 3 | 2014 | UHT0331 | Wellington Electricity | load_offtake | 1511761.152 | N
Pole 3 | 2014 | WIL0331 | Wellington Electricity | load_offtake | 2664123.17 | N
noLSIren | 2014 | ATU1101 | Westpower | load_offtake | 321.433 | S
noLSIren | 2014 | DOB0331 | Westpower | load_offtake | 2835.403 | S
noLSIren | 2014 | GYM0661 | Westpower | load_offtake | 6184.008 | S
noLSIren | 2014 | HKK0661 | Westpower | load_offtake | 10500.771 | S
noLSIren | 2014 | KUM0661 | Westpower | load_offtake | 943.312 | S
noLSIren | 2014 | OTI0111 | Westpower | load_offtake | 98.586 | S
noLSIren | 2014 | RFN1101 | Westpower | load_offtake | 2718.382 | S
noLSIren | 2014 | RFN1102 | Westpower | load_offtake | 4554.319 | S
noNAaN | 2014 | ATU1101 | Westpower | load_offtake | 894.382 | S
noNAaN | 2014 | DOB0331 | Westpower | load_offtake | 9011.667 | S
noNAaN | 2014 | GYM0661 | Westpower | load_offtake | 22144.342 | S
noNAaN | 2014 | HKK0661 | Westpower | load_offtake | 9532.139 | S
noNAaN | 2014 | KUM0661 | Westpower | load_offtake | 549.647 | S
noNAaN | 2014 | OTI0111 | Westpower | load_offtake | 558.132 | S
noNAaN | 2014 | RFN1101 | Westpower | load_offtake | 7355.529 | S
noNAaN | 2014 | RFN1102 | Westpower | load_offtake | 9280.526 | S
noNIGU | 2014 | ATU1101 | Westpower | load_offtake | 2088.807 | S
noNIGU | 2014 | DOB0331 | Westpower | load_offtake | 14229.602 | S
noNIGU | 2014 | GYM0661 | Westpower | load_offtake | 2579.057 | S
noNIGU | 2014 | HKK0661 | Westpower | load_offtake | 55703.214 | S
noNIGU | 2014 | KUM0661 | Westpower | load_offtake | 4162.123 | S
noNIGU | 2014 | OTI0111 | Westpower | load_offtake | 341.3 | S
noNIGU | 2014 | RFN1101 | Westpower | load_offtake | 24165.08 | S
noNIGU | 2014 | RFN1102 | Westpower | load_offtake | 32765.036 | S
noNIGU21 | 2014 | ATU1101 | Westpower | load_offtake | 5700.625 | S
noNIGU21 | 2014 | DOB0331 | Westpower | load_offtake | 56458.318 | S
noNIGU21 | 2014 | GYM0661 | Westpower | load_offtake | 119216.14 | S
noNIGU21 | 2014 | HKK0661 | Westpower | load_offtake | 73446.338 | S
noNIGU21 | 2014 | KUM0661 | Westpower | load_offtake | 4233.396 | S
noNIGU21 | 2014 | OTI0111 | Westpower | load_offtake | 2628.463 | S
noNIGU21 | 2014 | RFN1101 | Westpower | load_offtake | 52676.222 | S
noNIGU21 | 2014 | RFN1102 | Westpower | load_offtake | 63027.426 | S
noWRK | 2014 | ATU1101 | Westpower | load_offtake | 2792.994 | S
noWRK | 2014 | DOB0331 | Westpower | load_offtake | 27118.205 | S
noWRK | 2014 | GYM0661 | Westpower | load_offtake | 53295.261 | S
noWRK | 2014 | HKK0661 | Westpower | load_offtake | 32205.798 | S
noWRK | 2014 | KUM0661 | Westpower | load_offtake | 1108.003 | S
noWRK | 2014 | OTI0111 | Westpower | load_offtake | 1163.543 | S
noWRK | 2014 | RFN1101 | Westpower | load_offtake | 23118.4 | S
noWRK | 2014 | RFN1102 | Westpower | load_offtake | 26856.444 | S
Pole 2 | 2014 | ATU1101 | Westpower | load_offtake | 0 | S
Pole 2 | 2014 | DOB0331 | Westpower | load_offtake | 0 | S
Pole 2 | 2014 | GYM0661 | Westpower | load_offtake | 0 | S
Pole 2 | 2014 | HKK0661 | Westpower | load_offtake | 0 | S
Pole 2 | 2014 | KUM0661 | Westpower | load_offtake | 0 | S
Pole 2 | 2014 | OTI0111 | Westpower | load_offtake | 0 | S
Pole 2 | 2014 | RFN1101 | Westpower | load_offtake | 0 | S
Pole 2 | 2014 | RFN1102 | Westpower | load_offtake | 0 | S
Pole 3 | 2014 | ATU1101 | Westpower | load_offtake | 0 | S
Pole 3 | 2014 | DOB0331 | Westpower | load_offtake | 0 | S
Pole 3 | 2014 | GYM0661 | Westpower | load_offtake | 0 | S
Pole 3 | 2014 | HKK0661 | Westpower | load_offtake | 0 | S
Pole 3 | 2014 | KUM0661 | Westpower | load_offtake | 0 | S
Pole 3 | 2014 | OTI0111 | Westpower | load_offtake | 0 | S
Pole 3 | 2014 | RFN1101 | Westpower | load_offtake | 0 | S
Pole 3 | 2014 | RFN1102 | Westpower | load_offtake | 0 | S
noLSIren | 2014 | TNG0111 | Winstones | load_offtake | 0 | N
noNAaN | 2014 | TNG0111 | Winstones | load_offtake | 70506.575 | N
noNIGU | 2014 | TNG0111 | Winstones | load_offtake | 15882.495 | N
noNIGU21 | 2014 | TNG0111 | Winstones | load_offtake | 343160.408 | N
noWRK | 2014 | TNG0111 | Winstones | load_offtake | 0 | N
Pole 2 | 2014 | TNG0111 | Winstones | load_offtake | 11174838.438 | N
Pole 3 | 2014 | TNG0111 | Winstones | load_offtake | 459407.916 | N
#N/A
#N/A
#N/A
#N/A
#N/A
#N/A
#N/A
#N/A
#N/A
#N/A
#N/A
#N/A
#N/A
#N/A
#N/A
#N/A
#N/A
#N/A
#N/A
#N/A
#N/A
#N/A
#N/A
#N/A
#N/A
#N/A
#N/A
#N/A
#N/A
#N/A
#N/A
#N/A
#N/A
#N/A
#N/A
#N/A
#N/A
#N/A
#N/A
#N/A
#N/A
#N/A
#N/A
#N/A
#N/A
#N/A
#N/A
#N/A
#N/A
#N/A
#N/A
#N/A
#N/A
#N/A
#N/A
#N/A
#N/A
#N/A
#N/A
#N/A
#N/A
#N/A
#N/A
#N/A
#N/A
#N/A
#N/A
#N/A
#N/A
#N/A
#N/A
#N/A
#N/A
#N/A
#N/A
#N/A
#N/A
#N/A
#N/A
#N/A
#N/A
#N/A
#N/A
#N/A
#N/A
#N/A
#N/A
#N/A
#N/A
#N/A
#N/A
#N/A
#N/A
#N/A
#N/A
#N/A
#N/A
#N/A
#N/A
#N/A
#N/A
#N/A
#N/A
#N/A
#N/A
#N/A
#N/A
#N/A
#N/A
#N/A
Note on BH17: David Rohan: Total revenue less Connection , AoB, and Post-FTR LCE
Note on L21: David Rohan: From TPM3 table using reconciliation data
Note on AI21: David Rohan: From TPM3 table
Note on AS22: David Rohan: Allocation is to Gen, not Load!
Note on BH170: David Rohan: set to 3 (cf ComCom data) as two feeders are 100% out of phase and probably shouldn't be double counted (i.e., apears to be same load)
Note on L255: David Rohan: From TPM3 table
Note on AI255: David Rohan: From TPM3 table
Note on J491: David Rohan: Columns 1 and 2 swapped position
Note on L491: David Rohan: From 'New AoB data dumps' sheet (from SQL script)
Note on AG491: David Rohan: Columns 1 and 2 swapped position
Note on AI491: David Rohan: From 'New AoB data dumps' sheet (from SQL script)
Note on J574: David Rohan: Columns 1 and 2 swapped position
Note on AG574: David Rohan: Columns 1 and 2 swapped position

## Beneficiary graphs
|  |  | 335.3201 | 143.5045 | 581.188 | 1325.1933 | 20.285 | 4.0234 | 49.3831
Proportions
| GRAPHING Names |  | noNIGU | noNIGU21 | Pole 3 | Pole 2 | noNAaN | noLSIren | noWRK | NIGU 1900MW constraint | NIGU 2100MW constraint
| Alpine Energy | Alpine Energy | 0.49143 | 1.4377 | 0 | 0 | 0.22959 | 0.066817 | 0.67167 | 0.1466% | 1.002%
| Aurora Energy | Aurora Energy | 0.021925 | 2.1002 | 0 | 0 | 0.41209 | 0.35519 | 0.91537 | 0.006538% | 1.463%
| Buller Electricity | Buller Electricity | 0.04698 | 0.1904 | 0 | 0 | 0.032712 | 0.010601 | 0.080827 | 0.01401% | 0.1327%
| Centralines | Centralines | 0.034027 | 0.2305 | 1.1842 | 4.9729 | 0.040635 | 0.00053509 | 0.10791 | 0.01015% | 0.1606%
| Counties Power | Counties Power | 11.3051 | 3.0132 | 3.777 | 15.986 | 0.16064 | 0.00083274 | 0.6661 | 3.371% | 2.1%
| Eastland Network | Eastland Network | 0 | 0.37096 | 2.798 | 10.474 | 0.1052 | 0.0010498 | 0 | 0% | 0.2585%
| Electra | Electra | 0.021972 | 0.86153 | 1.8803 | 35.0008 | 0.16321 | 0 | 0.39969 | 0.006552% | 0.6003%
| Electricity Ashburton | Electricity Ashburton | 0.48421 | 1.0657 | 0 | 0 | 0.15744 | 0.029242 | 0.52949 | 0.1444% | 0.7426%
| Electricity Invercargill | Electricity Invercargill | 0.029896 | 0.44172 | 0 | 0 | 0.082772 | 0.097691 | 0.19849 | 0.008916% | 0.3078%
| Horizon | Horizon | 0 | 0.59336 | 4.3346 | 16.7133 | 0.1612 | 0.0012727 | 0.38412 | 0% | 0.4135%
| Lakeland Network | Lakeland Network | 0 | 0.018027 | 0 | 0 | 0.0037955 | 0.00017282 | 0.0079541 | 0% | 0.01256%
| Mainpower | Mainpower | 0.13241 | 1.0703 | 0 | 0 | 0.19625 | 0.063402 | 0.47183 | 0.03949% | 0.7458%
| Marlborough Lines | Marlborough Lines | 0.11148 | 0.82963 | 0 | 0 | 0.14729 | 0.05504 | 0.35987 | 0.03324% | 0.5781%
| Network Tasman | Network Tasman | 0.073216 | 1.6126 | 0 | 0 | 0.29804 | 0.09024 | 0.70157 | 0.02183% | 1.124%
| Network Waitaki | Network Waitaki | 0.18063 | 0.48889 | 0 | 0 | 0.077775 | 0.068971 | 0.25345 | 0.05387% | 0.3407%
| Northpower | Northpower | 21.4915 | 6.2739 | 7.6093 | 29.8344 | 0.78542 | 0.00082176 | 1.3614 | 6.409% | 4.372%
| Orion | Orion | 0.39328 | 6.141 | 0 | 0 | 1.1599 | 0.35502 | 2.5117 | 0.1173% | 4.279%
| OtagoNet JV | OtagoNet JV | 0.25736 | 0.71438 | 0 | 0 | 0.11521 | 0.15642 | 0.30275 | 0.07675% | 0.4978%
| Powerco | Powerco | 2.5303 | 9.5943 | 42.6049 | 190.4301 | 1.6061 | 0.0063922 | 5.2122 | 0.7546% | 6.686%
| Scanpower | Scanpower | 0.026643 | 0.17002 | 0.87789 | 3.6601 | 0.029789 | 0.00031063 | 0.084292 | 0.007946% | 0.1185%
| The Lines Company | The Lines Company | 0.15484 | 0.52899 | 2.1068 | 8.6961 | 0.08367 | 0.0028644 | 0.30402 | 0.04618% | 0.3686%
| The Power Company | The Power Company | 0.39893 | 1.3778 | 0 | 0 | 0.22464 | 0.32603 | 0.61745 | 0.119% | 0.9601%
| Top Energy | Top Energy | 7.8737 | 2.4471 | 2.7793 | 11.311 | 0.31439 | 0.0054584 | 0.46342 | 2.348% | 1.705%
| Unison | Unison | 0 | 2.0786 | 16.3566 | 62.1515 | 0.62533 | 0.0067492 | 0.49319 | 0% | 1.448%
| Vector | Vector | 252.0978 | 71.4669 | 93.5741 | 351.926 | 9.1691 | 0.026841 | 15.5845 | 75.18% | 49.8%
| Waipa Power | Waipa Power | 0.58039 | 1.262 | 3.8322 | 14.8589 | 0.14584 | 1.5051e-05 | 0.70525 | 0.1731% | 0.8794%
| WEL Networks | WEL | 2.7857 | 5.136 | 12.8253 | 55.875 | 0.54307 | 0.0013117 | 2.3255 | 0.8308% | 3.579%
| Wellington Electricity | Wellington Electricity | 0.038467 | 4.8662 | 28.47 | 117.5365 | 0.951 | 0.00050181 | 2.2539 | 0.01147% | 3.391%
| Westpower | Westpower | 0.13603 | 0.37739 | 0 | 0 | 0.059326 | 0.028156 | 0.16766 | 0.04057% | 0.263%
|  |  | 0 | 0 | 0 | 0 | 0 | 0 | 0 | 0% | 0%
|  |  | 0 | 0 | 0 | 0 | 0 | 0 | 0 | 0% | 0%
| Contact | Contact | 0.94593 | 0.11271 | 79.0802 | 78.0661 | 0.0051426 | 0.098655 | 2.4205 | 0.2821% | 0.07854%
| Genesis | Genesis | 2.1279 | 0.001407 | 17.2346 | 13.3545 | 0.00011852 | 0.054173 | 0.96135 | 0.6346% | 0.0009804%
| Meridian | Meridian | 0.047188 | 0.010364 | 227.2146 | 216.4723 | 0.0017129 | 0.11678 | 0.0040891 | 0.01407% | 0.007222%
| Tuaropaki | Mokai JV | 0.27484 | 0 | 0 | 0 | 0 | 0 | 0 | 0.08196% | 0%
| Mercury | MRP | 4.6297 | 0.021819 | 0.02428 | 0.13614 | 0.0016141 | 0.033311 | 0.74065 | 1.381% | 0.0152%
| Nga Awa Purua JV | NAP JV | 0.19193 | 0 | 0 | 0 | 0 | 0 | 1.181 | 0.05724% | 0%
| Ngatamariki | Ngatamariki | 0.13048 | 0 | 0 | 0 | 0 | 0 | 0.70773 | 0.03891% | 0%
| Pioneer | Pioneer | 0 | 0 | 0.62502 | 0.58985 | 0 | 0 | 0 | 0% | 0%
| Todd | Todd | 0.097783 | 0.0020109 | 0.010818 | 0.037769 | 0.0002066 | 0.0040251 | 0.00039603 | 0.02916% | 0.001401%
| Trustpower | Trustpower | 0.87237 | 0.0011903 | 15.1072 | 10.1897 | 0.00019424 | 0.0080394 | 0.00029736 | 0.2602% | 0.0008294%
|  |  | 0 | 0 | 0 | 0 | 0 | 0 | 0 | 0% | 0%
|  |  | 0 | 0 | 0 | 0 | 0 | 0 | 0 | 0% | 0%
| Carter Holt Harvey | CHH | 0.17564 | 0.66942 | 2.6681 | 10.9406 | 0.10411 | 0.0033145 | 0.21681 | 0.05238% | 0.4665%
| Daiken MDF | Daiken MDF | 0.035466 | 0.12518 | 0 | 0 | 0.020113 | 0.0077806 | 0.049597 | 0.01058% | 0.08723%
| Kiwirail | Kiwirail | 0.10688 | 0.097245 | 0.29194 | 1.2005 | 0.013954 | 0.00033719 | 0.043559 | 0.03188% | 0.06776%
| Methanex | Methanex | 0.061859 | 0.11856 | 0.41906 | 1.7528 | 0.015189 | 0.00046181 | 0.048227 | 0.01845% | 0.08261%
| Norske Skog | Norske Skog | 0.25666 | 0.16011 | 0.6221 | 1.8984 | 0.024358 | 0 | 0.039693 | 0.07654% | 0.1116%
| NZ Steel | NZ Steel | 14.0987 | 4.279 | 5.7792 | 23.0683 | 0.21855 | 0.0022612 | 0.97541 | 4.205% | 2.982%
Pacific Aluminium | NZ Aluminium Smelter | NZAS | 2.6413 | 8.0584 | 0 | 0 | 1.3209 | 1.9118 | 3.3705 | 0.7877% | 5.615%
| Pan Pac | PanPac | 0.15042 | 0.64135 | 4.0145 | 16.5856 | 0.13624 | 0.0028969 | 0 | 0.04486% | 0.4469%
| Rayonier | Rayonier | 0.030025 | 0.089843 | 0 | 0 | 0.015083 | 0.021626 | 0.038941 | 0.008954% | 0.06261%
| Refining NZ | Refinery | 6.731 | 2.0133 | 2.6266 | 10.2993 | 0.25563 | 0 | 0.4489 | 2.007% | 1.403%
| Winstones | Winstones | 0.015882 | 0.34316 | 0.45941 | 11.1748 | 0.070507 | 0 | 0 | 0.004737% | 0.2391%

## Charges to party by investment
Charges to party by investment
[15 empty] | 2.0771 | 2.7695 | [29 empty] | O/H Load | 188
|  |  |  | MAKE-UP CHARGES FROM OLD AOB ALLOCATION | [12 empty] | vSPD ALLOCATION CHARGES | [28 empty] | O/H Gen | 12
|  |  | Investment | noNIGU | Pole 3 | Pole 2 | noNAaN | noLSIren | noWRK | Otahuhu GIS | BPE-HAY reconductoring | USI reactive support (IGE 4) | UNI dynamic reactive support | LSI Reliability | Wanganui-Stratford | ISL-KIK new 220kV circuit |  | noNIGU | Pole 3 | Pole 2 | noNAaN | noLSIren | noWRK | Otahuhu GIS | BPE-HAY reconductoring | USI reactive support (IGE 4) | UNI dynamic reactive support | LSI Reliability | Wanganui-Stratford | ISL-KIK new 220kV circuit
|  |  | Reveue requirement | 85.33 | 72.9306 | 45.0694 | 39.15 | 4.16 | 14.84 | 12.01 | 5.539 | 3.4619 | 5.539 | 2.0771 | 0 | 0 | Rev req | 85.33 | 72.9306 | 45.0694 | 20.3297 | 4.16 | 14.84 | 12.01 | 5.539 | 3.4619 | 5.539 | 2.0771 | 2.0771 | 2.7695 | [15 empty] | 1 | O/H allocated as share of RESIDUAL
[17 empty] | Benefit | 335430251.5377 | 582398377.8384 | 1330197526.5175 | 20329744.6452 | 4026352.7995 | 49567833.2478 | 0 | 0 | 0 | 0 | 0 | 0 | 0 |  |  | FINAL OUTPUTS ($M/year) | [5 empty] | O/H Option | [6 empty] | 2 | O/H allocated as share of TOTAL CHARGES | [17 empty] | Charges as $m/year by charge component
|  |  |  | 0 | 0 | 0 | 18.8203 | 0 | 0 | 12.01 | 5.5076 | 3.4619 | 5.539 | 2.0771 | 0 | 0 | [22 empty] | 1 | [6 empty] | OVERHEAD OPTIONS | [22 empty] | 1
KEY | EDBs | [30 empty] | New | Old | AoB Charge | Residual Charge | Connection | > $5m projectAoB | AoB as % of (AoB + Res +OH) | Load or Gen share of OH | O/H | Residual Charge +O/H | total charge |  | Residual Charge with PDP | Residual Charge with EXIT | 1 | 2 | [18 empty] | Main AoB Charge | Residual Charge | > $5m projectAoB | O/H | total charge
| Alpine Energy |  |  | 0 | 0 | 0 | 0 | 0 | 0 | 0 | 0 | 0 | 0 | 0 | 0 | 0 |  | 0.12501 | 0 | 0 | 0.22959 | 0.069035 | 0.20109 | 0 | 0 | 0 | 0 | 0 | 0 | 0 |  | Alpine Energy | Alpine Energy | 0.62473 | 5.6363 | 2.9938 | 0.18837 | 8.192% | 1.849% | 3.4756 | 9.112 | 9.9251 | Alpine Energy | 6.1788 | 6.5405 | 1.849% | 1.493% | [17 empty] | Alpine Energy | 0.62473 | 5.6363 | 0.18837 | 3.4756 | 9.9251
| Aurora Energy |  |  | 0 | 0 | 0 | 0 | 0 | 0 | 0 | 0 | 0 | 0 | 0 | 0 | 0 |  | 0.0055774 | 0 | 0 | 0.41209 | 0.36698 | 0.27405 | 0 | 0 | 0 | 0 | 0 | 0 | 0 |  | Aurora Energy | Aurora Energy | 1.0587 | 11.2875 | 4.2448 | 0 | 5.484% | 3.702% | 6.9604 | 18.2479 | 19.3066 | Aurora Energy | 12.3739 | 13.0982 | 3.702% | 2.623% | [17 empty] | Aurora Energy | 1.0587 | 11.2875 | 0 | 6.9604 | 19.3066
| Buller Electricity |  |  | 0 | 0 | 0 | 0 | 0 | 0 | 0 | 0 | 0.081163 | 0 | 0 | 0 | 0 |  | 0.011951 | 0 | 0 | 0.032712 | 0.010953 | 0.024199 | 0 | 0 | 0 | 0 | 0 | 0 | 0 |  | Buller Electricity | Buller Electricity | 0.16098 | 1.0102 | 1.4912 | 0 | 8.972% | 0.3314% | 0.62295 | 1.6332 | 1.7942 | Buller Electricity | 1.1075 | 1.1723 | 0.3314% | 0.4209% | [17 empty] | Buller Electricity | 0.16098 | 1.0102 | 0 | 0.62295 | 1.7942
| Centralines |  |  | 0 | 0 | 0 | 0 | 0 | 0 | 0 | 0 | 0 | 0 | 0 | 0 | 0 |  | 0.008656 | 0.14829 | 0.16849 | 0.040635 | 0.00055285 | 0.032307 | 0 | 0 | 0 | 0 | 0 | 0 | 0 |  | Centralines | Centralines | 0.39893 | 0.72552 | 0.72056 | 0.011766 | 25.93% | 0.238% | 0.44739 | 1.1729 | 1.5836 | Centralines | 0.79535 | 0.8419 | 0.238% | 0.2936% | [17 empty] | Centralines | 0.39893 | 0.72552 | 0.011766 | 0.44739 | 1.5836
| Counties Power |  |  | 0 | 0 | 0 | 0 | 0 | 0 | 0.55706 | 0 | 0 | 0.25692 | 0 | 0 | 0 |  | 2.8759 | 0.47298 | 0.54163 | 0.16064 | 0.00086038 | 0.19942 | 0 | 0 | 0 | 0 | 0 | 0 | 0 |  | Counties Power | Counties Power | 5.0654 | 4.5218 | 0.88525 | 0.10513 | 41.43% | 1.483% | 2.7884 | 7.3102 | 12.4808 | Counties Power | 4.9571 | 5.2472 | 1.483% | 1.672% | [17 empty] | Counties Power | 5.0654 | 4.5218 | 0.10513 | 2.7884 | 12.4808
| Eastland Network |  |  | 0 | 0 | 0 | 0 | 0 | 0 | 0 | 0 | 0 | 0 | 0 | 0 | 0 |  | 0 | 0.35037 | 0.35488 | 0.1052 | 0.0010847 | 0 | 0 | 0 | 0 | 0 | 0 | 0 | 0 |  | Eastland Network | Eastland Network | 0.81153 | 2.0641 | 3.3524 | 0.012923 | 19.81% | 0.677% | 1.2728 | 3.3369 | 4.1613 | Eastland Network | 2.2627 | 2.3952 | 0.677% | 0.9867% | [17 empty] | Eastland Network | 0.81153 | 2.0641 | 0.012923 | 1.2728 | 4.1613
| Electra |  |  | 0 | 0 | 0 | 0 | 0 | 0 | 0 | 0 | 0 | 0 | 0 | 0 | 0 |  | 0.0055893 | 0.23546 | 1.1859 | 0.16321 | 0 | 0.11966 | 0 | 0 | 0 | 0 | 0 | 0 | 0 |  | Electra | Electra | 1.7098 | 3.4369 | 1.0932 | 0.053436 | 24.09% | 1.127% | 2.1193 | 5.5562 | 7.3195 | Electra | 3.7677 | 3.9882 | 1.127% | 0.995% | [17 empty] | Electra | 1.7098 | 3.4369 | 0.053436 | 2.1193 | 7.3195
| Electricity Ashburton |  |  | 0 | 0 | 0 | 0 | 0 | 0 | 0 | 0 | 0 | 0 | 0 | 0 | 0 |  | 0.12318 | 0 | 0 | 0.15744 | 0.030213 | 0.15852 | 0 | 0 | 0 | 0 | 0 | 0 | 0 |  | Electricity Ashburton | Electricity Ashburton | 0.46935 | 7.0042 | 0.68745 | 0.25116 | 5.982% | 2.297% | 4.3191 | 11.3233 | 12.0438 | Electricity Ashburton | 7.6784 | 8.1278 | 2.297% | 1.33% | [17 empty] | Electricity Ashburton | 0.46935 | 7.0042 | 0.25116 | 4.3191 | 12.0438
| Electricity Invercargill |  |  | 0 | 0 | 0 | 0 | 0 | 0 | 0 | 0 | 0 | 0 | 0.14962 | 0 | 0 |  | 0.0076052 | 0 | 0 | 0.082772 | 0.10093 | 0.059425 | 0 | 0 | 0 | 0 | 0 | 0 | 0 |  | Electricity Invercargill | Electricity Invercargill | 0.40035 | 1.9736 | 0.93884 | 0 | 11.15% | 0.6474% | 1.217 | 3.1907 | 3.591 | Electricity Invercargill | 2.1636 | 2.2902 | 0.6474% | 0.5238% | [17 empty] | Electricity Invercargill | 0.40035 | 1.9736 | 0 | 1.217 | 3.591
| Horizon |  |  | 0 | 0 | 0 | 0 | 0 | 0 | 0 | 0 | 0 | 0 | 0 | 0 | 0 |  | 0 | 0.5428 | 0.56628 | 0.1612 | 0.0013149 | 0.115 | 0 | 0 | 0 | 0 | 0 | 0 | 0 |  | Horizon | Horizon | 1.3866 | 3.3706 | 2.3031 | 0.020621 | 20.52% | 1.106% | 2.0784 | 5.449 | 6.8562 | Horizon | 3.695 | 3.9113 | 1.106% | 1.119% | [17 empty] | Horizon | 1.3866 | 3.3706 | 0.020621 | 2.0784 | 6.8562
| Lakeland Network |  |  | 0 | 0 | 0 | 0 | 0 | 0 | 0 | 0 | 0 | 0 | 0 | 0 | 0 |  | 0 | 0 | 0 | 0.0037955 | 0.00017856 | 0.0023814 | 0 | 0 | 0 | 0 | 0 | 0 | 0 |  | Lakeland Network | Lakeland Network | 0.0063555 | 0.098904 | 0.057699 | 0 | 3.823% | 0.03244% | 0.060989 | 0.15989 | 0.16625 | Lakeland Network | 0.10842 | 0.11477 | 0.03244% | 0.02576% | [17 empty] | Lakeland Network | 0.0063555 | 0.098904 | 0 | 0.060989 | 0.16625
| Mainpower |  |  | 0 | 0 | 0 | 0 | 0 | 0 | 0 | 0 | 0.36334 | 0 | 0 | 0 | 0 |  | 0.033684 | 0 | 0 | 0.19625 | 0.065506 | 0.14126 | 0 | 0 | 0 | 0 | 0 | 0 | 0 |  | Mainpower | Mainpower | 0.80005 | 4.5224 | 2.7979 | 0.16217 | 11.63% | 1.483% | 2.7887 | 7.3112 | 8.2734 | Mainpower | 4.9577 | 5.2479 | 1.483% | 1.309% | [17 empty] | Mainpower | 0.80005 | 4.5224 | 0.16217 | 2.7887 | 8.2734
| Marlborough Lines |  |  | 0 | 0 | 0 | 0 | 0 | 0 | 0 | 0 | 0.21763 | 0 | 0 | 0 | 0 |  | 0.028358 | 0 | 0 | 0.14729 | 0.056867 | 0.10774 | 0 | 0 | 0 | 0 | 0 | 0 | 0 |  | Marlborough Lines | Marlborough Lines | 0.55789 | 2.7087 | 0.47704 | 0 | 11.3% | 0.8885% | 1.6703 | 4.3791 | 4.937 | Marlborough Lines | 2.9695 | 3.1433 | 0.8885% | 0.5919% | [17 empty] | Marlborough Lines | 0.55789 | 2.7087 | 0 | 1.6703 | 4.937
| Network Tasman |  |  | 0 | 0 | 0 | 0 | 0 | 0 | 0 | 0 | 0.4585 | 0 | 0 | 0 | 0 |  | 0.018625 | 0 | 0 | 0.29804 | 0.093235 | 0.21004 | 0 | 0 | 0 | 0 | 0 | 0 | 0 |  | Network Tasman | Network Tasman | 1.0784 | 5.7069 | 3.0244 | 0 | 10.47% | 1.872% | 3.5191 | 9.226 | 10.3045 | Network Tasman | 6.2562 | 6.6224 | 1.872% | 1.551% | [17 empty] | Network Tasman | 1.0784 | 5.7069 | 0 | 3.5191 | 10.3045
| Network Waitaki |  |  | 0 | 0 | 0 | 0 | 0 | 0 | 0 | 0 | 0 | 0 | 0 | 0 | 0 |  | 0.04595 | 0 | 0 | 0.077775 | 0.07126 | 0.07588 | 0 | 0 | 0 | 0 | 0 | 0 | 0 |  | Network Waitaki | Network Waitaki | 0.27087 | 2.2682 | 0.64943 | 0.020707 | 7.366% | 0.744% | 1.3987 | 3.6669 | 3.9585 | Network Waitaki | 2.4865 | 2.6321 | 0.744% | 0.5074% | [17 empty] | Network Waitaki | 0.27087 | 2.2682 | 0.020707 | 1.3987 | 3.9585
| Northpower |  |  | 0 | 0 | 0 | 2.9884 | 0 | 0 | 0.60452 | 0 | 0 | 0.27881 | 0 | 0 | 0 |  | 5.4672 | 0.95287 | 1.0108 | 0.78542 | 0.00084903 | 0.40759 | 0 | 0 | 0 | 0 | 0 | 0 | 0 |  | Northpower | Northpower | 12.4965 | 4.9071 | 3.0517 | 0.1295 | 61.41% | 1.61% | 3.0259 | 7.933 | 20.559 | Northpower | 5.3794 | 5.6942 | 1.61% | 3.254% | [17 empty] | Northpower | 12.4965 | 4.9071 | 0.1295 | 3.0259 | 20.559
| Orion |  |  | 0 | 0 | 0 | 0 | 0 | 0 | 0 | 0 | 2.096 | 0 | 0 | 0 | 0 |  | 0.10005 | 0 | 0 | 1.1599 | 0.3668 | 0.75196 | 0 | 0 | 0 | 0 | 0 | 0 | 0 |  | Orion | Orion | 4.4747 | 26.0884 | 8.6734 | 0.93425 | 11.37% | 8.557% | 16.0872 | 42.1756 | 47.5845 | Orion | 28.5993 | 30.2733 | 8.557% | 6.351% | [17 empty] | Orion | 4.4747 | 26.0884 | 0.93425 | 16.0872 | 47.5845
| OtagoNet JV |  |  | 0 | 0 | 0 | 0 | 0 | 0 | 0 | 0 | 0 | 0 | 0.07833 | 0 | 0 |  | 0.065469 | 0 | 0 | 0.11521 | 0.16161 | 0.090641 | 0 | 0 | 0 | 0 | 0 | 0 | 0 |  | OtagoNet JV | OtagoNet JV | 0.51127 | 2.6031 | 2.6046 | 0 | 10.83% | 0.8538% | 1.6052 | 4.2082 | 4.7195 | OtagoNet JV | 2.8536 | 3.0206 | 0.8538% | 0.9041% | [17 empty] | OtagoNet JV | 0.51127 | 2.6031 | 0 | 1.6052 | 4.7195
| Powerco |  |  | 0 | 0 | 0 | 0 | 0 | 0 | 0 | 0 | 0 | 0 | 0 | 0 | 0 |  | 0.64369 | 5.3352 | 6.4521 | 1.6061 | 0.0066044 | 1.5605 | 0 | 0 | 0 | 0 | 0 | 0 | 0 |  | Powerco | Powerco | 15.6042 | 34.956 | 16.3238 | 0.42784 | 22.1% | 11.47% | 21.5554 | 56.5113 | 72.5434 | Powerco | 38.3204 | 40.5633 | 11.47% | 10.64% | [17 empty] | Powerco | 15.6042 | 34.956 | 0.42784 | 21.5554 | 72.5434
| Scanpower |  |  | 0 | 0 | 0 | 0 | 0 | 0 | 0 | 0 | 0 | 0 | 0 | 0 | 0 |  | 0.0067777 | 0.10993 | 0.12401 | 0.029789 | 0.00032094 | 0.025236 | 0 | 0 | 0 | 0 | 0 | 0 | 0 |  | Scanpower | Scanpower | 0.29607 | 0.54599 | 0.54768 | 0.008753 | 25.67% | 0.1791% | 0.33668 | 0.88267 | 1.1875 | Scanpower | 0.59854 | 0.63357 | 0.1791% | 0.2211% | [17 empty] | Scanpower | 0.29607 | 0.54599 | 0.008753 | 0.33668 | 1.1875
| The Lines Company |  |  | 0 | 0 | 0 | 0 | 0 | 0 | 0 | 0 | 0 | 0 | 0 | 0 | 0 |  | 0.039389 | 0.26382 | 0.29464 | 0.08367 | 0.0029594 | 0.091019 | 0 | 0 | 0 | 0 | 0 | 0 | 0 |  | The Lines Company | The Lines Company | 0.7755 | 2.7073 | 1.6646 | 0.03174 | 15.57% | 0.888% | 1.6694 | 4.3767 | 5.1839 | The Lines Company | 2.9678 | 3.1415 | 0.888% | 0.8188% | [17 empty] | The Lines Company | 0.7755 | 2.7073 | 0.03174 | 1.6694 | 5.1839
| The Power Company |  |  | 0 | 0 | 0 | 0 | 0 | 0 | 0 | 0 | 0 | 0 | 0.25673 | 0 | 0 |  | 0.10148 | 0 | 0 | 0.22464 | 0.33685 | 0.18486 | 0 | 0 | 0 | 0 | 0 | 0 | 0 |  | The Power Company | The Power Company | 1.1046 | 5.5398 | 0.93884 | 0 | 10.98% | 1.817% | 3.4161 | 8.9558 | 10.0604 | The Power Company | 6.073 | 6.4284 | 1.817% | 1.199% | [17 empty] | The Power Company | 1.1046 | 5.5398 | 0 | 3.4161 | 10.0604
| Top Energy |  |  | 0 | 0 | 0 | 1.5639 | 0 | 0 | 0.31635 | 0 | 0 | 0.1459 | 0 | 0 | 0 |  | 2.003 | 0.34803 | 0.38324 | 0.31439 | 0.0056396 | 0.13874 | 0 | 0 | 0 | 0 | 0 | 0 | 0 |  | Top Energy | Top Energy | 5.2191 | 2.5679 | 1.0469 | 0.06246 | 55.99% | 0.8423% | 1.5835 | 4.1514 | 9.433 | Top Energy | 2.8151 | 2.9799 | 0.8423% | 1.406% | [17 empty] | Top Energy | 5.2191 | 2.5679 | 0.06246 | 1.5835 | 9.433
| Unison |  |  | 0 | 0 | 0 | 0 | 0 | 0 | 0 | 0 | 0 | 0 | 0 | 0 | 0 |  | 0 | 2.0482 | 2.1058 | 0.62533 | 0.0069732 | 0.14766 | 0 | 0 | 0 | 0 | 0 | 0 | 0 |  | Unison | Unison | 4.934 | 12.2302 | 5.5064 | 0.089413 | 20.26% | 4.012% | 7.5417 | 19.772 | 24.7954 | Unison | 13.4074 | 14.1921 | 4.012% | 3.598% | [17 empty] | Unison | 4.934 | 12.2302 | 0.089413 | 7.5417 | 24.7954
| Vector |  |  | 0 | 0 | 0 | 13.498 | 0 | 0 | 9.5877 | 0 | 0 | 4.4219 | 0 | 0 | 0 |  | 64.1311 | 11.7178 | 11.9239 | 9.1691 | 0.027731 | 4.6658 | 0 | 0 | 0 | 0 | 0 | 0 | 0 |  | Vector | Vector | 129.1429 | 77.8265 | 10.2743 | 1.9042 | 51.02% | 25.53% | 47.9912 | 125.8177 | 256.8648 | Vector | 85.3171 | 90.3108 | 25.53% | 34.65% | [17 empty] | Vector | 129.1429 | 77.8265 | 1.9042 | 47.9912 | 256.8648
| Waipa Power |  |  | 0 | 0 | 0 | 0 | 0 | 0 | 0 | 0 | 0 | 0 | 0 | 0 | 0 |  | 0.14764 | 0.47988 | 0.50344 | 0.14584 | 1.5551e-05 | 0.21114 | 0 | 0 | 0 | 0 | 0 | 0 | 0 |  | Waipa Power | Waipa Power | 1.488 | 2.7526 | 1.6866 | 0.039695 | 25.56% | 0.9029% | 1.6974 | 4.45 | 5.9776 | Waipa Power | 3.0175 | 3.1942 | 0.9029% | 0.9433% | [17 empty] | Waipa Power | 1.488 | 2.7526 | 0.039695 | 1.6974 | 5.9776
| WEL |  |  | 0 | 0 | 0 | 0 | 0 | 0 | 3.6755e-05 | 0 | 0 | 1.6951e-05 | 0 | 0 | 0 |  | 0.70866 | 1.606 | 1.8931 | 0.54307 | 0.0013553 | 0.69622 | 0 | 0 | 0 | 0 | 0 | 0 | 0 |  | WEL Networks | WEL | 5.4485 | 10.2276 | 1.3708 | 0.14832 | 25.29% | 3.355% | 6.3068 | 16.5344 | 22.1313 | WEL | 11.212 | 11.8683 | 3.355% | 2.719% | [17 empty] | WEL | 5.4485 | 10.2276 | 0.14832 | 6.3068 | 22.1313
| Wellington Electricity |  |  | 0 | 0 | 0 | 0 | 0 | 0 | 0 | 0 | 0 | 0 | 0 | 0 | 0 |  | 0.0097855 | 3.5651 | 3.9823 | 0.951 | 0.00051847 | 0.67479 | 0 | 0 | 0 | 0 | 0 | 0 | 0 |  | Wellington Electricity | Wellington Electricity | 9.1836 | 20.9422 | 7.8649 | 0.14502 | 21.6% | 6.869% | 12.9139 | 33.856 | 43.1846 | Wellington Electricity | 22.9578 | 24.3015 | 6.869% | 6.029% | [17 empty] | Wellington Electricity | 9.1836 | 20.9422 | 0.14502 | 12.9139 | 43.1846
| Westpower |  |  | 0 | 0 | 0 | 0 | 0 | 0 | 0 | 0 | 0.21241 | 0 | 0 | 0 | 0 |  | 0.034606 | 0 | 0 | 0.059326 | 0.029091 | 0.050195 | 0 | 0 | 0 | 0 | 0 | 0 | 0 |  | Westpower | Westpower | 0.38563 | 2.6439 | 0.59359 | 0 | 8.276% | 0.8672% | 1.6303 | 4.2742 | 4.6598 | Westpower | 2.8983 | 3.068 | 0.8672% | 0.5728% | [17 empty] | Westpower | 0.38563 | 2.6439 | 0 | 1.6303 | 4.6598
| Aggregate |  |  | 0 | 0 | 0 | 0 | 0 | 0 | 0 | 0 | 0 | 0 | 0 | 0 | 0 |  | 0 | 0 | 0 | 0 | 0 | 0 | 0 | 0 | 0 | 0 | 0 | 0 | 0 | [6 empty] | 0 |  |  |  | 0 | 0 |  |  | 0
| Generators |  |  | 0 | 0 | 0 | 0 | 0 | 0 | 0 | 0 | 0 | 0 | 0 | 0 | 0 |  | 0 | 0 | 0 | 0 | 0 | 0 | 0 | 0 | 0 | 0 | 0 | 0 | 0 | [6 empty] | 0 |  |  |  | 0 | 0 |  |  | 0
| Contact |  |  | 0 | 0 | 0 | 0 | 0 | 0 | 0.026482 | 1.3978 | 0 | 0.012214 | 0 | 0 | 0 |  | 0.24063 | 9.9028 | 2.645 | 0.0051426 | 0.10193 | 0.72467 | 0 | 0 | 0 | 0 | 0 | 0 | 0 |  | Contact | Contact | 15.0567 | 1.4546 | 3.3737 | 0.10789 | 91.25% |  |  | 1.4546 | 16.6192 | Contact | 1.5946 | 1.688 | 20.27% | 20.27% | [17 empty] | Contact | 15.0567 | 1.4546 | 0.10789 | 0 | 16.6192
| Genesis |  |  | 0 | 0 | 0 | 0 | 0 | 0 | 0 | 0.96901 | 0 | 0 | 0 | 0 | 0 |  | 0.54132 | 2.1582 | 0.45247 | 0.00011852 | 0.055971 | 0.28782 | 0 | 0 | 0 | 0 | 0 | 0 | 0 |  | Genesis | Genesis | 4.4649 | 0.91587 | 4.6878 | 0.023588 | 83.05% |  |  | 0.91587 | 5.4044 | Genesis | 1.004 | 1.0628 | 10.23% | 10.23% | [17 empty] | Genesis | 4.4649 | 0.91587 | 0.023588 | 0 | 5.4044
| Meridian |  |  | 0 | 0 | 0 | 0 | 0 | 0 | 0 | 1.7664 | 0 | 0 | 0 | 0 | 0 |  | 0.012004 | 28.4528 | 7.3345 | 0.0017129 | 0.12066 | 0.0012242 | 0 | 0 | 0 | 0 | 0 | 0 | 0 |  | Meridian | Meridian | 37.6893 | 1.2949 | 14.5819 | 0.30144 | 96.7% |  |  | 1.2949 | 39.2856 | Meridian | 1.4195 | 1.5026 | 54.6% | 54.6% | [17 empty] | Meridian | 37.6893 | 1.2949 | 0.30144 | 0 | 39.2856
| Mokai JV |  |  | 0 | 0 | 0 | 0 | 0 | 0 | 0 | 0.11577 | 0 | 0 | 0 | 0 | 0 |  | 0.069916 | 0 | 0 | 0 | 0 | 0 | 0 | 0 | 0 | 0 | 0 | 0 | 0 |  | Tuaropaki | Mokai JV | 0.18569 | 0 | 0.19052 | 0 | 100% |  |  | 0 | 0.18569 | Mokai JV | 0 | 0 | 0.3813% | 0.3813% | [17 empty] | Mokai JV | 0.18569 | 0 | 0 | 0 | 0.18569
| MRP |  |  | 0 | 0 | 0 | 0 | 0 | 0 | 0.016356 | 0.67542 | 0 | 0.0075434 | 0 | 0 | 0 |  | 1.1777 | 0.0030405 | 0.0046126 | 0.0016141 | 0.034417 | 0.22174 | 0 | 0 | 0 | 0 | 0 | 0 | 0 |  | Mercury | MRP | 2.1425 | 1.8925 | 3.5951 | 0.016332 | 53.29% |  |  | 1.8925 | 4.0513 | MRP | 2.0746 | 2.196 | 7.75% | 7.75% | [17 empty] | MRP | 2.1425 | 1.8925 | 0.016332 | 0 | 4.0513
| NAP JV |  |  | 0 | 0 | 0 | 0 | 0 | 0 | 0 | 0.14251 | 0 | 0 | 0 | 0 | 0 |  | 0.048826 | 0 | 0 | 0 | 0 | 0.35357 | 0 | 0 | 0 | 0 | 0 | 0 | 0 |  | Nga Awa Purua JV | NAP JV | 0.54491 | 0 | 0.24737 | 0 | 100% |  |  | 0 | 0.54491 | NAP JV | 0 | 0 | 0.8031% | 0.8031% | [17 empty] | NAP JV | 0.54491 | 0 | 0 | 0 | 0.54491
| Ngatamariki |  |  | 0 | 0 | 0 | 0 | 0 | 0 | 0 | 0.082819 | 0 | 0 | 0 | 0 | 0 |  | 0.033192 | 0 | 0 | 0 | 0 | 0.21188 | 0 | 0 | 0 | 0 | 0 | 0 | 0 |  | Ngatamariki | Ngatamariki | 0.3279 | 0 | 0.13822 | 0 | 100% |  |  | 0 | 0.3279 | Ngatamariki | 0 | 0 | 0.4725% | 0.4725% | [17 empty] | Ngatamariki | 0.3279 | 0 | 0 | 0 | 0.3279
| Pioneer |  |  | 0 | 0 | 0 | 0 | 0 | 0 | 0 | 0 | 0 | 0 | 0 | 0 | 0 |  | 0 | 0.078268 | 0.019985 | 0 | 0 | 0 | 0 | 0 | 0 | 0 | 0 | 0 | 0 |  | Pioneer | Pioneer | 0.098253 | 0 | 0.30017 | 0.00072776 | 100% |  |  | 0 | 0.098981 | Pioneer | 0 | 0 | 0.4046% | 0.4046% | [17 empty] | Pioneer | 0.098253 | 0 | 0.00072776 | 0 | 0.098981
| Todd |  |  | 0 | 0 | 0 | 0 | 0 | 0 | 0 | 0.062047 | 0 | 0 | 0 | 0 | 0 |  | 0.024875 | 0.0013547 | 0.0012797 | 0.0002066 | 0.0041587 | 0.00011857 | 0 | 0 | 0 | 0 | 0 | 0 | 0 |  | Todd | Todd | 0.09404 | 0.03088 | 0 | 0.00028625 | 75.34% |  |  | 0.03088 | 0.12521 | Todd | 0.033852 | 0.035833 | 0.1269% | 0.1269% | [17 empty] | Todd | 0.09404 | 0.03088 | 0.00028625 | 0 | 0.12521
| Trustpower |  |  | 0 | 0 | 0 | 0 | 0 | 0 | 0 | 0.23988 | 0.00040749 | 0 | 0.00027141 | 0 | 0 |  | 0.22192 | 1.8918 | 0.34525 | 0.00019424 | 0.0083062 | 8.9026e-05 | 0 | 0 | 0 | 0 | 0 | 0 | 0 |  | Trustpower | Trustpower | 2.7081 | 0.29283 | 1.8845 | 0.013706 | 90.29% |  |  | 0.29283 | 3.0146 | Trustpower | 0.32102 | 0.33981 | 4.966% | 4.966% | [17 empty] | Trustpower | 2.7081 | 0.29283 | 0.013706 | 0 | 3.0146
| Aggregate |  |  | 0 | 0 | 0 | 0 | 0 | 0 | 0 | 0 | 0 | 0 | 0 | 0 | 0 |  | 0 | 0 | 0 | 0 | 0 | 0 | 0 | 0 | 0 | 0 | 0 | 0 | 0 | [10 empty] | 0 | 0 |  |  | 0
| Major industrials |  |  | 0 | 0 | 0 | 0 | 0 | 0 | 0 | 0 | 0 | 0 | 0 | 0 | 0 |  | 0 | 0 | 0 | 0 | 0 | 0 | 0 | 0 | 0 | 0 | 0 | 0 | 0 | [10 empty] | 0 | 0 |  |  | 0
| CHH |  |  | 0 | 0 | 0 | 0 | 0 | 0 | 0 | 0.035307 | 0 | 0 | 0 | 0 | 0 |  | 0.044682 | 0.33411 | 0.37069 | 0.10411 | 0.0034245 | 0.064911 | 0 | 0 | 0 | 0 | 0 | 0 | 0 |  | Carter Holt Harvey | CHH | 0.95723 | 3.1599 | 0.1193 | 0.038021 | 16.31% | 1.036% | 1.9485 | 5.1084 | 6.1037 | CHH | 3.464 | 3.6668 | 1.036% | 0.6758% | [17 empty] | CHH | 0.95723 | 3.1599 | 0.038021 | 1.9485 | 6.1037
| Daiken MDF |  |  | 0 | 0 | 0 | 0 | 0 | 0 | 0 | 0 | 0.032456 | 0 | 0 | 0 | 0 |  | 0.0090222 | 0 | 0 | 0.020113 | 0.0080388 | 0.014849 | 0 | 0 | 0 | 0 | 0 | 0 | 0 |  | Daiken MDF | Daiken MDF | 0.084478 | 0.40397 | 0 | 0.014486 | 13.16% | 0.1325% | 0.24911 | 0.65308 | 0.75204 | Daiken MDF | 0.44285 | 0.46877 | 0.1325% | 0.07951% | [17 empty] | Daiken MDF | 0.084478 | 0.40397 | 0.014486 | 0.24911 | 0.75204
| Kiwirail |  |  | 0 | 0 | 0 | 0 | 0 | 0 | 0 | 0 | 0 | 0 | 0 | 0 | 0 |  | 0.02719 | 0.036558 | 0.040675 | 0.013954 | 0.00034838 | 0.013041 | 0 | 0 | 0 | 0 | 0 | 0 | 0 |  | Kiwirail | Kiwirail | 0.13177 | 1.3222 | 1.6784 | 0.013595 | 6.367% | 0.4337% | 0.81534 | 2.1376 | 2.2829 | Kiwirail | 1.4495 | 1.5343 | 0.4337% | 0.4974% | [17 empty] | Kiwirail | 0.13177 | 1.3222 | 0.013595 | 0.81534 | 2.2829
| Methanex |  |  | 0 | 0 | 0 | 0 | 0 | 0 | 0 | 0 | 0 | 0 | 0 | 0 | 0 |  | 0.015736 | 0.052477 | 0.059387 | 0.015189 | 0.00047714 | 0.014439 | 0 | 0 | 0 | 0 | 0 | 0 | 0 |  | Methanex | Methanex | 0.15771 | 0.33751 | 0.47526 | 0.0047819 | 22.95% | 0.1107% | 0.20812 | 0.54564 | 0.70812 | Methanex | 0.37 | 0.39165 | 0.1107% | 0.1542% | [17 empty] | Methanex | 0.15771 | 0.33751 | 0.0047819 | 0.20812 | 0.70812
| Norske Skog |  |  | 0 | 0 | 0 | 0 | 0 | 0 | 0 | 0 | 0 | 0 | 0 | 0 | 0 |  | 0.065292 | 0.077902 | 0.06432 | 0.024358 | 0 | 0.011884 | 0 | 0 | 0 | 0 | 0 | 0 | 0 |  | Norske Skog | Norske Skog | 0.24376 | 4.048 | 0.57664 | 0.0023422 | 3.624% | 1.328% | 2.4962 | 6.5442 | 6.7903 | Norske Skog | 4.4376 | 4.6974 | 1.328% | 0.7701% | [17 empty] | Norske Skog | 0.24376 | 4.048 | 0.0023422 | 2.4962 | 6.7903
| NZ Steel |  |  | 0 | 0 | 0 | 0 | 0 | 0 | 0.74576 | 0.020537 | 0 | 0.34395 | 0 | 0 | 0 |  | 3.5866 | 0.7237 | 0.7816 | 0.21855 | 0.0023363 | 0.29203 | 0 | 0 | 0 | 0 | 0 | 0 | 0 |  | NZ Steel | NZ Steel | 6.715 | 6.0536 | 2.251 | 0.14281 | 41.2% | 1.986% | 3.7329 | 9.7865 | 16.6443 | NZ Steel | 6.6362 | 7.0247 | 1.986% | 2.397% | [17 empty] | NZ Steel | 6.715 | 6.0536 | 0.14281 | 3.7329 | 16.6443
Pacific Aluminium | NZAS |  |  | 0 | 0 | 0 | 0 | 0 | 0 | 0 | 0 | 0 | 0 | 1.5676 | 0 | 0 |  | 0.67192 | 0 | 0 | 1.3209 | 1.9753 | 1.0091 | 0 | 0 | 0 | 0 | 0 | 0 | 0 | Pacific Aluminium | NZ Aluminium Smelter | NZAS | 6.5448 | 20.6792 | 1.2565 | 0 | 16.37% | 6.783% | 12.7517 | 33.4309 | 39.9757 | NZAS | 22.6695 | 23.9964 | 6.783% | 4.503% | [17 empty] | NZAS | 6.5448 | 20.6792 | 0 | 12.7517 | 39.9757
| PanPac |  |  | 0 | 0 | 0 | 0 | 0 | 0 | 0 | 0 | 0 | 0 | 0 | 0 | 0 |  | 0.038264 | 0.50271 | 0.56195 | 0.13624 | 0.002993 | 0 | 0 | 0 | 0 | 0 | 0 | 0 | 0 |  | Pan Pac | PanPac | 1.2422 | 3.024 | 0.99039 | 0.020463 | 20.53% | 0.9919% | 1.8648 | 4.8888 | 6.1514 | PanPac | 3.3151 | 3.5091 | 0.9919% | 0.8343% | [17 empty] | PanPac | 1.2422 | 3.024 | 0.020463 | 1.8648 | 6.1514
| Rayonier |  |  | 0 | 0 | 0 | 0 | 0 | 0 | 0 | 0 | 0 | 0 | 0.024551 | 0 | 0 |  | 0.0076379 | 0 | 0 | 0.015083 | 0.022343 | 0.011659 | 0 | 0 | 0 | 0 | 0 | 0 | 0 |  | Rayonier | Rayonier | 0.081274 | 0.32386 | 0 | 0.012707 | 15.22% | 0.1062% | 0.19971 | 0.52357 | 0.61755 | Rayonier | 0.35503 | 0.37581 | 0.1062% | 0.06606% | [17 empty] | Rayonier | 0.081274 | 0.32386 | 0.012707 | 0.19971 | 0.61755
| Refinery |  |  | 0 | 0 | 0 | 0.77003 | 0 | 0 | 0.15577 | 0 | 0 | 0.07184 | 0 | 0 | 0 |  | 1.7123 | 0.32892 | 0.34896 | 0.25563 | 0 | 0.13439 | [8 empty] | Refining NZ | Refinery | 3.7778 | 1.2644 | 0 | 0.023883 | 65.03% | 0.4147% | 0.7797 | 2.0441 | 5.8458 | Refinery | 1.3861 | 1.4672 | 0.4147% | 0.8009% | [17 empty] | Refinery | 3.7778 | 1.2644 | 0.023883 | 0.7797 | 5.8458
| Winstones |  |  | 0 | 0 | 0 | 0 | 0 | 0 | 0 | 0 | 0 | 0 | 0 | 0 | 0 |  | 0.0040403 | 0.057529 | 0.37862 | 0.070507 | 0 | 0 | 0 | 0 | 0 | 0 | 0 | 0 | 0 |  | Winstones | Winstones | 0.5107 | 1.3848 | 1.0748 | 0.024535 | 19.29% | 0.4542% | 0.85393 | 2.2387 | 2.774 | Winstones | 1.5181 | 1.6069 | 0.4542% | 0.4735% | [17 empty] | Winstones | 0.5107 | 1.3848 | 0.024535 | 0.85393 | 2.774
Aggregate
[34 empty] | 289.6234 | 310.7575 | 125.287 | 5.5091 |  | 100% | 188 |  | 793.89 |  | 340.6671 | 360.6068
[18 empty] | 85.302 | 72.779 | 44.8999 | 20.285 | 4.157 | 14.7847 | [18 empty] | 794 ish?
[17 empty] | under | -0.028009 | -0.15157 | -0.16955 | -0.044743 | -0.0030054 | -0.055306 | [20 empty] | 29.9096 | 49.8493
ESTIMATE OF RAW BENEFIT FROM INVESTMENTS
| Approximate Split of Generator Charges NORTH and SOUTH (Part 1) | [16 empty] | Approximate Split of Generator Charges NORTH and SOUTH (Part 2) | [13 empty] | Approximate Split of Generator Charges NORTH and SOUTH (Part 3) | [22 empty] | Graphing |  | Raw Benefit | AoB charge (vSPD only) | % | Area-of-benefit charge ($/MWh) | Net benefit of the six largest investments (price reduction and reliability benefits, $/MWh) | Delta charge (proposal minus SQ) $m |  | GWh/yr
[48 empty] | 0.49143 | 0 | 0 | 0.22959 | 0.066817 | 0.67167 |  | Alpine Energy | Alpine Energy | 1.4595 | 0.62473 | 0.42804 | 0.78705 | 1.8387 | -0.59533 | -2.4516 | 793.7586
[48 empty] | 0.021925 | 0 | 0 | 0.41209 | 0.35519 | 0.91537 |  | Aurora Energy | Aurora Energy | 1.7046 | 1.0587 | 0.62109 | 0.78404 | 1.2624 | -2.2483 | -1.319 | 1350.32
| NORTH ISLAND | N | [45 empty] | 0.04698 | 0 | 0 | 0.032712 | 0.010601 | 0.080827 |  | Buller Electricity | Buller Electricity | 0.17112 | 0.079815 | 0.46643 | 0.74525 | 1.5978 | 0.51734 | 3.0232 | 107.0976
| Generators | [22 empty] | 0 | 0 | 0 | 0 | 0 | 0 | 0 |  | AoB | Residual | $>5m projects | [13 empty] | 0.034027 | 1.1842 | 4.9729 | 0.040635 | 0.00053509 | 0.10791 |  | Centralines | Centralines | 6.3402 | 0.39893 | 0.062921 | 3.5232 | 55.9936 | -0.46543 | -0.073409 | 113.2308
| Contact |  |  | 0 | 0 | 0 | 0 | 0 | 0 | 0.026482 | 0.79859 | 0 | 0.012214 | 0 | 0 | 0 |  | 0.24058 | 0.025836 | 0.018729 | 0.0051334 | 0.0065186 | 0.72465 | 0 | 0 | 0 | 0 | 0 | 0 | 0 |  | 1.8587 | 1.2065 | [14 empty] | 11.3051 | 3.777 | 15.986 | 0.16064 | 0.00083274 | 0.6661 |  | Counties Power | Counties Power | 31.8957 | 4.2514 | 0.13329 | 7.506 | 56.3125 | 2.3042 | 0.072241 | 566.4055
| Genesis |  |  | 0 | 0 | 0 | 0 | 0 | 0 | 0 | 0.72181 | 0 | 0 | 0 | 0 | 0 |  | 0.52192 | 0.00048354 | 0.00078357 | 0.00011852 | 0.051922 | 0.28782 | 0 | 0 | 0 | 0 | 0 | 0 | 0 |  | 1.5849 | 0.90916 | [14 empty] | 0 | 2.798 | 10.474 | 0.1052 | 0.0010498 | 0 |  | Eastland Network | Eastland Network | 13.3782 | 0.81153 | 0.060661 | 2.6836 | 44.2398 | -1.153 | -0.086187 | 302.402
| Meridian |  |  | 0 | 0 | 0 | 0 | 0 | 0 | 0 | 0 | 0 | 0 | 0 | 0 | 0 |  | 0.00052289 | 0.0026646 | 0.0028368 | 0.00052784 | 0.0016778 | 0.00024936 | 0 | 0 | 0 | 0 | 0 | 0 | 0 |  | 0.0084794 | 0.41076 | [14 empty] | 0.021972 | 1.8803 | 35.0008 | 0.16321 | 0 | 0.39969 |  | Electra | Electra | 37.466 | 1.7098 | 0.045636 | 3.9465 | 86.4783 | 0.96088 | 0.025647 | 433.241
| Mokai JV |  |  | 0 | 0 | 0 | 0 | 0 | 0 | 0 | 0.11577 | 0 | 0 | 0 | 0 | 0 |  | 0.069916 | 0 | 0 | 0 | 0 | 0 | 0 | 0 | 0 | 0 | 0 | 0 | 0 |  | 0.18569 | 0 | [14 empty] | 0.48421 | 0 | 0 | 0.15744 | 0.029242 | 0.52949 |  | Electricity Ashburton | Electricity Ashburton | 1.2004 | 0.46935 | 0.391 | 0.74837 | 1.914 | 8.4106 | 7.0066 | 627.1619
| MRP |  |  | 0 | 0 | 0 | 0 | 0 | 0 | 0.016356 | 0.67542 | 0 | 0.0075434 | 0 | 0 | 0 |  | 1.1777 | 0.0030405 | 0.0046126 | 0.0016141 | 0.034417 | 0.22174 | 0 | 0 | 0 | 0 | 0 | 0 | 0 |  | 2.1425 | 1.8925 | [14 empty] | 0.029896 | 0 | 0 | 0.082772 | 0.097691 | 0.19849 |  | Electricity Invercargill | Electricity Invercargill | 0.40885 | 0.25074 | 0.61328 | 0.97198 | 1.5849 | -1.9427 | -4.7517 | 257.9626
| NAP JV |  |  | 0 | 0 | 0 | 0 | 0 | 0 | 0 | 0.14251 | 0 | 0 | 0 | 0 | 0 |  | 0.048826 | 0 | 0 | 0 | 0 | 0.35357 | 0 | 0 | 0 | 0 | 0 | 0 | 0 |  | 0.54491 | 0 | [14 empty] | 0 | 4.3346 | 16.7133 | 0.1612 | 0.0012727 | 0.38412 |  | Horizon | Horizon | 21.5945 | 1.3866 | 0.06421 | 2.7809 | 43.3099 | 3.6086 | 0.16711 | 498.605
| Ngatamariki |  |  | 0 | 0 | 0 | 0 | 0 | 0 | 0 | 0.082819 | 0 | 0 | 0 | 0 | 0 |  | 0.033192 | 0 | 0 | 0 | 0 | 0.21188 | 0 | 0 | 0 | 0 | 0 | 0 | 0 |  | 0.3279 | 0 | [14 empty] | 0 | 0 | 0 | 0.0037955 | 0.00017282 | 0.0079541 |  | Lakeland Network | Lakeland Network | 0.011922 | 0.0063555 | 0.53307 | 0.57095 | 1.0711 | -0.040159 | -3.3684 | 11.1313
| Pioneer |  |  | 0 | 0 | 0 | 0 | 0 | 0 | 0 | 0 | 0 | 0 | 0 | 0 | 0 |  | 0 | 0 | 0 | 0 | 0 | 0 | 0 | 0 | 0 | 0 | 0 | 0 | 0 |  | 0 | 0 | [14 empty] | 0.13241 | 0 | 0 | 0.19625 | 0.063402 | 0.47183 |  | Mainpower | Mainpower | 0.8639 | 0.4367 | 0.5055 | 0.79743 | 1.5775 | -1.1785 | -1.3642 | 547.6391
| Southern Generation |  |  | 0 | 0 | 0 | 0 | 0 | 0 | 0 | 0 | 0 | 0 | 0 | 0 | 0 |  | 0 | 0 | 0 | 0 | 0 | 0 | 0 | 0 | 0 | 0 | 0 | 0 | 0 |  | 0 | 0 | [14 empty] | 0.11148 | 0 | 0 | 0.14729 | 0.05504 | 0.35987 |  | Marlborough Lines | Marlborough Lines | 0.67368 | 0.34026 | 0.50508 | 0.86833 | 1.7192 | -1.6671 | -2.4746 | 391.8529
| Todd |  |  | 0 | 0 | 0 | 0 | 0 | 0 | 0 | 0.062047 | 0 | 0 | 0 | 0 | 0 |  | 0.024875 | 0.0013547 | 0.0012797 | 0.0002066 | 0.0041587 | 0.00011857 | 0 | 0 | 0 | 0 | 0 | 0 | 0 |  | 0.09404 | 0.03088 | [14 empty] | 0.073216 | 0 | 0 | 0.29804 | 0.09024 | 0.70157 |  | Network Tasman | Network Tasman | 1.1631 | 0.61994 | 0.53302 | 0.84935 | 1.5935 | -0.42317 | -0.36384 | 729.9031
| Trustpower |  |  | 0 | 0 | 0 | 0 | 0 | 0 | 0 | 0.083225 | 0 | 0 | 0 | 0 | 0 |  | 0.12747 | 0.00044315 | 0.00056566 | 0.00016836 | 0.0077691 | 6.9517e-05 | 0 | 0 | 0 | 0 | 0 | 0 | 0 |  | 0.21971 | 0.27986 |  | NI | [12 empty] | 0.18063 | 0 | 0 | 0.077775 | 0.068971 | 0.25345 |  | Network Waitaki | Network Waitaki | 0.58082 | 0.27087 | 0.46635 | 1.007 | 2.1594 | 0.75557 | 1.3009 | 268.9751
[32 empty] | 6.9668 | 4.7296 |  | 16.9% | [12 empty] | 21.4915 | 7.6093 | 29.8344 | 0.78542 | 0.00082176 | 1.3614 |  | Northpower | Northpower | 61.0828 | 8.6248 | 0.1412 | 11.3667 | 80.5018 | 7.5318 | 0.12331 | 758.7753
| SOUTH ISLAND | S | [45 empty] | 0.39328 | 0 | 0 | 1.1599 | 0.35502 | 2.5117 |  | Orion | Orion | 4.4198 | 2.3787 | 0.53818 | 0.73374 | 1.3634 | -16.3267 | -3.694 | 3241.832
| Generators | [22 empty] | 0 | 0 | 0 | 0 | 0 | 0 | 0 | [17 empty] | 0.25736 | 0 | 0 | 0.11521 | 0.15642 | 0.30275 |  | OtagoNet JV | OtagoNet JV | 0.83175 | 0.43294 | 0.52052 | 1.0194 | 1.9585 | 0.74615 | 0.89709 | 424.6855
| Contact |  |  | 0 | 0 | 0 | 0 | 0 | 0 | 0 | 0.59924 | 0 | 0 | 0 | 0 | 0 |  | 5.071e-05 | 9.8769 | 2.6263 | 9.1913e-06 | 0.095411 | 2.025e-05 | 0 | 0 | 0 | 0 | 0 | 0 | 0 |  | 13.198 | 0.24808 | [14 empty] | 2.5303 | 42.6049 | 190.4301 | 1.6061 | 0.0063922 | 5.2122 |  | Powerco | Powerco | 242.3901 | 15.6042 | 0.064376 | 3.56 | 55.3 | -1.6812 | -0.0069358 | 4383.187
| Genesis |  |  | 0 | 0 | 0 | 0 | 0 | 0 | 0 | 0.24719 | 0 | 0 | 0 | 0 | 0 |  | 0.019401 | 2.1577 | 0.45169 | 0 | 0.0040488 | 0 | 0 | 0 | 0 | 0 | 0 | 0 | 0 |  | 2.88 | 0.0067129 | [14 empty] | 0.026643 | 0.87789 | 3.6601 | 0.029789 | 0.00031063 | 0.084292 |  | Scanpower | Scanpower | 4.679 | 0.29607 | 0.063276 | 3.5501 | 56.1046 | -0.32698 | -0.069884 | 83.3975
| Meridian |  |  | 0 | 0 | 0 | 0 | 0 | 0 | 0 | 1.7664 | 0 | 0 | 0 | 0 | 0 |  | 0.011481 | 28.4502 | 7.3316 | 0.0011851 | 0.11898 | 0.00097487 | 0 | 0 | 0 | 0 | 0 | 0 | 0 |  | 37.6809 | 0.8841 | [14 empty] | 0.15484 | 2.1068 | 8.6961 | 0.08367 | 0.0028644 | 0.30402 |  | The Lines Company | The Lines Company | 11.3483 | 0.7755 | 0.068336 | 2.6627 | 38.9645 | 1.5007 | 0.13224 | 291.248
| Mokai JV |  |  | 0 | 0 | 0 | 0 | 0 | 0 | 0 | 0 | 0 | 0 | 0 | 0 | 0 |  | 0 | 0 | 0 | 0 | 0 | 0 | 0 | 0 | 0 | 0 | 0 | 0 | 0 |  | 0 | 0 | [14 empty] | 0.39893 | 0 | 0 | 0.22464 | 0.32603 | 0.61745 |  | The Power Company | The Power Company | 1.5671 | 0.84783 | 0.54104 | 1.0968 | 2.0272 | 0.35891 | 0.22904 | 773.0186
| MRP |  |  | 0 | 0 | 0 | 0 | 0 | 0 | 0 | 0 | 0 | 0 | 0 | 0 | 0 |  | 0 | 0 | 0 | 0 | 0 | 0 | 0 | 0 | 0 | 0 | 0 | 0 | 0 |  | 0 | 0 | [14 empty] | 7.8737 | 2.7793 | 11.311 | 0.31439 | 0.0054584 | 0.46342 |  | Top Energy | Top Energy | 22.7472 | 3.193 | 0.14037 | 8.9104 | 63.478 | 5.1431 | 0.2261 | 358.3475
| NAP JV |  |  | 0 | 0 | 0 | 0 | 0 | 0 | 0 | 0 | 0 | 0 | 0 | 0 | 0 |  | 0 | 0 | 0 | 0 | 0 | 0 | 0 | 0 | 0 | 0 | 0 | 0 | 0 |  | 0 | 0 | [14 empty] | 0 | 16.3566 | 62.1515 | 0.62533 | 0.0067492 | 0.49319 |  | Unison | Unison | 79.6333 | 4.934 | 0.061959 | 3.0267 | 48.8502 | -5.7381 | -0.072057 | 1630.153
| Ngatamariki |  |  | 0 | 0 | 0 | 0 | 0 | 0 | 0 | 0 | 0 | 0 | 0 | 0 | 0 |  | 0 | 0 | 0 | 0 | 0 | 0 | 0 | 0 | 0 | 0 | 0 | 0 | 0 |  | 0 | 0 | [14 empty] | 252.0978 | 93.5741 | 351.926 | 9.1691 | 0.026841 | 15.5845 |  | Vector | Vector | 722.3783 | 101.6354 | 0.1407 | 12.0792 | 85.8535 | 78.0655 | 0.10807 | 8414.077
| Pioneer |  |  | 0 | 0 | 0 | 0 | 0 | 0 | 0 | 0 | 0 | 0 | 0 | 0 | 0 |  | 0 | 0.078268 | 0.019985 | 0 | 0 | 0 | 0 | 0 | 0 | 0 | 0 | 0 | 0 |  | 0.098253 | 0 | [14 empty] | 0.58039 | 3.8322 | 14.8589 | 0.14584 | 1.5051e-05 | 0.70525 |  | Waipa Power | Waipa Power | 20.1225 | 1.488 | 0.073945 | 3.9487 | 53.4004 | -0.47009 | -0.023361 | 376.8232
| Southern Generation |  |  | 0 | 0 | 0 | 0 | 0 | 0 | 0 | 0 | 0 | 0 | 0 | 0 | 0 |  | 0 | 0 | 0 | 0 | 0 | 0 | 0 | 0 | 0 | 0 | 0 | 0 | 0 |  | 0 | 0 | [14 empty] | 2.7857 | 12.8253 | 55.875 | 0.54307 | 0.0013117 | 2.3255 |  | WEL Networks | WEL | 74.3559 | 5.4485 | 0.073276 | 4.3775 | 59.7394 | 2.4158 | 0.03249 | 1244.671
| Todd |  |  | 0 | 0 | 0 | 0 | 0 | 0 | 0 | 0 | 0 | 0 | 0 | 0 | 0 |  | 0 | 0 | 0 | 0 | 0 | 0 | 0 | 0 | 0 | 0 | 0 | 0 | 0 |  | 0 | 0 | [14 empty] | 0.038467 | 28.47 | 117.5365 | 0.951 | 0.00050181 | 2.2539 |  | Wellington Electricity | Wellington Electricity | 149.2504 | 9.1836 | 0.061531 | 3.7264 | 60.5611 | -12.0585 | -0.080794 | 2464.46
| Trustpower |  |  | 0 | 0 | 0 | 0 | 0 | 0 | 0 | 0.15665 | 0.00040749 | 0 | 0.00027141 | 0 | 0 |  | 0.094453 | 1.8914 | 0.34468 | 2.5882e-05 | 0.00053719 | 1.9509e-05 | 0 | 0 | 0 | 0 | 0 | 0 | 0 |  | 2.4884 | 0.012978 |  | SI | [12 empty] | 0.13603 | 0 | 0 | 0.059326 | 0.028156 | 0.16766 |  | Westpower | Westpower | 0.39118 | 0.17322 | 0.44281 | 0.61116 | 1.3802 | 3.0566 | 7.814 | 283.426
[32 empty] | 56.3455 | 1.1519 |  | 83.1% | [12 empty] | 0 | 0 | 0 | 0 | 0 | 0
[48 empty] | 0 | 0 | 0 | 0 | 0 | 0
[48 empty] | 0.94593 | 79.0802 | 78.0661 | 0.0051426 | 0.098655 | 2.4205 |  | Contact | Contact | 160.6166 | 13.6202 | 0.084799 | 1.2788 | 15.0799 | -16.0145 | -0.099706 | 10651.012
[32 empty] | 63.3123 | 5.8815 | 0.46396 | [13 empty] | 2.1279 | 17.2346 | 13.3545 | 0.00011852 | 0.054173 | 0.96135 |  | Genesis | Genesis | 33.7326 | 3.4959 | 0.10364 | 0.47091 | 4.544 | -1.4168 | -0.042002 | 7423.6117
[48 empty] | 0.047188 | 227.2146 | 216.4723 | 0.0017129 | 0.11678 | 0.0040891 |  | Meridian | Meridian | 443.8567 | 35.9229 | 0.080934 | 2.6671 | 32.9547 | -57.3862 | -0.12929 | 13468.6726
[48 empty] | 0.27484 | 0 | 0 | 0 | 0 | 0 |  | Tuaropaki | Mokai JV | 0.27484 | 0.069916 | 0.25439 | 0.076407 | 0.30035 | 0.18569 | 0.67562 | 915.048
[48 empty] | 4.6297 | 0.02428 | 0.13614 | 0.0016141 | 0.033311 | 0.74065 |  | Mercury | MRP | 5.5657 | 1.4432 | 0.2593 | 0.3264 | 1.2588 | 4.0513 | 0.72791 | 4421.4037
[48 empty] | 0.19193 | 0 | 0 | 0 | 0 | 1.181 |  | Nga Awa Purua JV | NAP JV | 1.3729 | 0.4024 | 0.2931 | 0.37303 | 1.2727 | 0.54491 | 0.3969 | 1078.7414
[48 empty] | 0.13048 | 0 | 0 | 0 | 0 | 0.70773 |  | Ngatamariki | Ngatamariki | 0.83821 | 0.24508 | 0.29238 | 0.3739 | 1.2788 | 0.3279 | 0.39119 | 655.4544
[48 empty] | 0 | 0.62502 | 0.58985 | 0 | 0 | 0 |  | Pioneer | Pioneer | 1.2149 | 0.098253 | 0.080875 | 2.0694 | 25.5873 | -0.28355 | -0.2334 | 47.4793
[48 empty] | 0.097783 | 0.010818 | 0.037769 | 0.0002066 | 0.0040251 | 0.00039603 |  | Todd | Todd | 0.151 | 0.031993 | 0.21188 | 0.032934 | 0.15544 | 0.12521 | 0.82919 | 971.4417
[48 empty] | 0.87237 | 15.1072 | 10.1897 | 0.00019424 | 0.0080394 | 0.00029736 |  | Trustpower | Trustpower | 26.1779 | 2.4676 | 0.094261 | 1.2128 | 12.8661 | -0.64436 | -0.024615 | 2034.6312
[48 empty] | 0 | 0 | 0 | 0 | 0 | 0
[48 empty] | 0 | 0 | 0 | 0 | 0 | 0
[48 empty] | 0.17564 | 2.6681 | 10.9406 | 0.10411 | 0.0033145 | 0.21681 |  | Carter Holt Harvey | CHH | 14.1086 | 0.92193 | 0.065345 | 1.575 | 24.1034 | 2.0384 | 0.14448 | 585.3358
[48 empty] | 0.035466 | 0 | 0 | 0.020113 | 0.0077806 | 0.049597 |  | Daiken MDF | Daiken MDF | 0.11296 | 0.052022 | 0.46055 | 0.76373 | 1.6583 | -0.13342 | -1.1811 | 68.1162
[48 empty] | 0.10688 | 0.29194 | 1.2005 | 0.013954 | 0.00033719 | 0.043559 |  | Kiwirail | Kiwirail | 1.6572 | 0.13177 | 0.079514 | 3.2987 | 41.4857 | 1.7374 | 1.0484 | 39.9454
[48 empty] | 0.061859 | 0.41906 | 1.7528 | 0.015189 | 0.00046181 | 0.048227 |  | Methanex | Methanex | 2.2976 | 0.15771 | 0.06864 | 2.9371 | 42.7899 | 0.043092 | 0.018755 | 53.6941
[48 empty] | 0.25666 | 0.6221 | 1.8984 | 0.024358 | 0 | 0.039693 |  | Norske Skog | Norske Skog | 2.8412 | 0.24376 | 0.085794 | 0.5117 | 5.9644 | 6.7903 | 2.39 | 476.3598
[48 empty] | 14.0987 | 5.7792 | 23.0683 | 0.21855 | 0.0022612 | 0.97541 |  | NZ Steel | NZ Steel | 44.1425 | 5.6048 | 0.12697 | 5.2607 | 41.433 | 12.0372 | 0.27269 | 1065.394
[48 empty] | 2.6413 | 0 | 0 | 1.3209 | 1.9118 | 3.3705 | Pacific Aluminium | NZ Aluminium Smelter | NZAS | 9.2445 | 4.9772 | 0.53839 | 0.99836 | 1.8543 | -20.8691 | -2.2575 | 4985.358
[48 empty] | 0.15042 | 4.0145 | 16.5856 | 0.13624 | 0.0028969 | 0 |  | Pan Pac | PanPac | 20.8896 | 1.2422 | 0.059463 | 2.3485 | 39.495 | 1.8977 | 0.090845 | 528.9181
[48 empty] | 0.030025 | 0 | 0 | 0.015083 | 0.021626 | 0.038941 |  | Rayonier | Rayonier | 0.10567 | 0.056723 | 0.53677 | 1.0592 | 1.9732 | -0.12671 | -1.1991 | 53.554
[48 empty] | 6.731 | 2.6266 | 10.2993 | 0.25563 | 0 | 0.4489 |  | Refining NZ | Refinery | 20.3614 | 2.7802 | 0.13654 | 10.6012 | 77.6409 | 2.6446 | 0.12988 | 262.251
[48 empty] | 0.015882 | 0.45941 | 11.1748 | 0.070507 | 0 | 0 |  | Winstones | Winstones | 11.7206 | 0.5107 | 0.043573 | 2.1674 | 49.7416 | -0.38658 | -0.032983 | 235.6306
Note on Y4: David Rohan: This asset has makeup revenue from old AoB allocation, as well as benefits from new allocation
Note on Q5: David Rohan: removed on EA advice that these were outside the investment criteria
Note on AR40: David Rohan: Gneretaion Overhead is alocated in the connection charges - it's excluded here to avoid double counting
Note on AL73: David Rohan: This is too small to affect the allocation

## Charges as $M per year
Total Charges Under the Two O/H Options
|  | Status quo (Post 2017 TPM) | Proposal |  | AoB | Residual | Residual + O/H |  | AoB + Residual ($30m PDP) | AoB + Residual (IF EXIT $50m) | Residual Overhead Allocation Option | Surcharge Overhead Allocation Option
GRAPHING | EDBs | [7 empty] | $m | $m | 1 | 2
Alpine Energy | Alpine Energy | 10.5204 | 9.9251 |  | 0.8131 | 5.6363 | 9.112 |  | 10.4675 | 10.8292 | 9.9251 | 9.2562
Aurora Energy | Aurora Energy | 21.5549 | 19.3066 |  | 1.0587 | 11.2875 | 18.2479 |  | 20.393 | 21.1173 | 19.3066 | 17.2775
Buller Electricity | Buller Electricity | 1.2768 | 1.7942 |  | 0.16098 | 1.0102 | 1.6332 |  | 1.8914 | 1.9562 | 1.7942 | 1.9625
Centralines | Centralines | 2.049 | 1.5836 |  | 0.4107 | 0.72552 | 1.1729 |  | 1.6534 | 1.7 | 1.5836 | 1.6881
Counties Power | Counties Power | 10.1766 | 12.4808 |  | 5.1705 | 4.5218 | 7.3102 |  | 12.916 | 13.2061 | 12.5151 | 12.8809
Eastland Network | Eastland Network | 5.3144 | 4.1613 |  | 0.82445 | 2.0641 | 3.3369 |  | 4.36 | 4.4924 | 4.1613 | 4.7435
Electra | Electra | 6.3586 | 7.3195 |  | 1.7632 | 3.4369 | 5.5562 |  | 7.6502 | 7.8708 | 7.3195 | 7.0707
Electricity Ashburton | Electricity Ashburton | 3.6333 | 12.0438 |  | 0.72052 | 7.0042 | 11.3233 |  | 12.718 | 13.1674 | 12.0438 | 10.2251
Electricity Invercargill | Electricity Invercargill | 5.5338 | 3.591 |  | 0.40035 | 1.9736 | 3.1907 |  | 3.781 | 3.9076 | 3.591 | 3.3587
Horizon | Horizon | 3.2476 | 6.8562 |  | 1.4072 | 3.3706 | 5.449 |  | 7.1806 | 7.3969 | 6.8562 | 6.8824
Lakeland Network | Lakeland Network | 0.20641 | 0.16625 |  | 0.0063555 | 0.098904 | 0.15989 |  | 0.17577 | 0.18211 | 0.16625 | 0.15369
Mainpower | Mainpower | 9.4519 | 8.2734 |  | 0.96222 | 4.5224 | 7.3112 |  | 8.7087 | 8.9988 | 8.2734 | 7.9464
Marlborough Lines | Marlborough Lines | 6.6041 | 4.937 |  | 0.55789 | 2.7087 | 4.3791 |  | 5.1977 | 5.3715 | 4.937 | 4.3794
Network Tasman | Network Tasman | 10.7276 | 10.3045 |  | 1.0784 | 5.7069 | 9.226 |  | 10.8537 | 11.2199 | 10.3045 | 9.7011
Network Waitaki | Network Waitaki | 3.2029 | 3.9585 |  | 0.29157 | 2.2682 | 3.6669 |  | 4.1768 | 4.3223 | 3.9585 | 3.5137
Northpower | Northpower | 13.0272 | 20.559 |  | 12.626 | 4.9071 | 7.933 |  | 21.0313 | 21.3462 | 20.5963 | 23.6998
Orion | Orion | 63.9113 | 47.5845 |  | 5.4089 | 26.0884 | 42.1756 |  | 50.0955 | 51.7694 | 47.5846 | 43.4371
OtagoNet JV | OtagoNet JV | 3.9733 | 4.7195 |  | 0.51127 | 2.6031 | 4.2082 |  | 4.97 | 5.137 | 4.7195 | 4.8141
Powerco | Powerco | 74.2245 | 72.5434 |  | 16.032 | 34.956 | 56.5113 |  | 75.9078 | 78.1507 | 72.5434 | 70.9948
Scanpower | Scanpower | 1.5145 | 1.1875 |  | 0.30482 | 0.54599 | 0.88267 |  | 1.24 | 1.2751 | 1.1875 | 1.2665
The Lines Company | The Lines Company | 3.6832 | 5.1839 |  | 0.80724 | 2.7073 | 4.3767 |  | 5.4445 | 5.6182 | 5.1839 | 5.0539
The Power Company | The Power Company | 9.7015 | 10.0604 |  | 1.1046 | 5.5398 | 8.9558 |  | 10.5936 | 10.9491 | 10.0604 | 8.8983
Top Energy | Top Energy | 4.2899 | 9.433 |  | 5.2816 | 2.5679 | 4.1514 |  | 9.6802 | 9.8449 | 9.4525 | 10.5191
Unison | Unison | 30.5335 | 24.7954 |  | 5.0234 | 12.2302 | 19.772 |  | 25.9725 | 26.7573 | 24.7954 | 24.0186
Vector | Vector | 178.7993 | 256.8648 |  | 131.0471 | 77.8265 | 125.8177 |  | 264.3554 | 269.3492 | 256.7156 | 273.8162
Waipa Power | Waipa Power | 6.4477 | 5.9776 |  | 1.5277 | 2.7526 | 4.45 |  | 6.2426 | 6.4192 | 5.9777 | 6.0538
WEL Networks | WEL | 19.7155 | 22.1313 |  | 5.5969 | 10.2276 | 16.5344 |  | 23.1157 | 23.7719 | 22.1313 | 20.9354
Wellington Electricity | Wellington Electricity | 55.2431 | 43.1846 |  | 9.3286 | 20.9422 | 33.856 |  | 45.2002 | 46.544 | 43.1846 | 41.6057
Westpower | Westpower | 1.6032 | 4.6598 |  | 0.38563 | 2.6439 | 4.2742 |  | 4.9143 | 5.0839 | 4.6598 | 4.1064
| Generators |  | 0 | [7 empty] | 0 | 0
Contact | Contact | 32.6337 | 16.6192 |  | 15.1646 | 1.4546 | 1.4546 |  |  |  | 16.6208 | 16.6208
Genesis | Genesis | 6.8212 | 5.4044 |  | 4.4885 | 0.91587 | 0.91587 |  |  |  | 5.4044 | 5.4044
Meridian | Meridian | 96.6719 | 39.2856 |  | 37.9908 | 1.2949 | 1.2949 |  |  |  | 39.2856 | 39.2856
Tuaropaki | Mokai JV | 0 | 0.18569 |  | 0.18569 | 0 | 0 |  |  |  | 0.18569 | 0.18569
Mercury | MRP | 0 | 4.0513 |  | 2.1588 | 1.8925 | 1.8925 |  |  |  | 4.0523 | 4.0523
Nga Awa Purua JV | NAP JV | 0 | 0.54491 |  | 0.54491 | 0 | 0 |  |  |  | 0.54491 | 0.54491
Ngatamariki | Ngatamariki | 0 | 0.3279 |  | 0.3279 | 0 | 0 |  |  |  | 0.3279 | 0.3279
Pioneer | Pioneer | 0.38253 | 0.098981 |  | 0.098981 | 0 | 0 |  |  |  | 0.098981 | 0.098981
Todd | Todd | 0 | 0.12521 |  | 0.094326 | 0.03088 | 0.03088 |  |  |  | 0.12521 | 0.12521
Trustpower | Trustpower | 3.659 | 3.0146 |  | 2.7218 | 0.29283 | 0.29283 |  |  |  | 3.0146 | 3.0146
Major industrials
Carter Holt Harvey | CHH | 4.0652 | 6.1037 |  | 0.99525 | 3.1599 | 5.1084 |  |  |  | 6.1037 | 5.4256
Daiken MDF | Daiken MDF | 0.88546 | 0.75204 |  | 0.098964 | 0.40397 | 0.65308 |  |  |  | 0.75204 | 0.65242
Kiwirail | Kiwirail | 0.54556 | 2.2829 |  | 0.14536 | 1.3222 | 2.1376 |  |  |  | 2.2829 | 2.4026
Methanex | Methanex | 0.66503 | 0.70812 |  | 0.16249 | 0.33751 | 0.54564 |  |  |  | 0.70812 | 0.78987
Norske Skog | Norske Skog | 0 | 6.7903 |  | 0.2461 | 4.048 | 6.5442 |  |  |  | 6.7903 | 5.7418
NZ Steel | NZ Steel | 4.6071 | 16.6443 |  | 6.8578 | 6.0536 | 9.7865 |  |  |  | 16.6903 | 17.4777
NZ Aluminium Smelter | NZAS | 60.8449 | 39.9757 |  | 6.5448 | 20.6792 | 33.4309 |  |  |  | 39.9758 | 35.6892
Pan Pac | PanPac | 4.2537 | 6.1514 |  | 1.2626 | 3.024 | 4.8888 |  |  |  | 6.1514 | 5.8551
Rayonier | Rayonier | 0.74427 | 0.61755 |  | 0.093982 | 0.32386 | 0.52357 |  |  |  | 0.61755 | 0.54204
Refining NZ | Refinery | 3.2012 | 5.8458 |  | 3.8017 | 1.2644 | 2.0441 |  |  |  | 5.8554 | 6.5844
Winstones | Winstones | 3.1606 | 2.774 |  | 0.53523 | 1.3848 | 2.2387 |  |  |  | 2.774 | 2.8102
|  | 82.9729 | 88.6458
The status quo charges calculated from SQL are pasted below
tpm3.rcpd_charges_by_customer_May_2016
SQL data dump
customer | island | Interconnection | HVDC | New Total |  |  | old | new
Alpine Energy | S | 10.5204 | 0 | 10.5204 |  | Alpine Energy | 10.4492 | 10.5204
Aurora Energy | S | 21.5549 | 0 | 21.5549 |  | Aurora Energy | 22.353 | 21.5549
Buller Electricity | S | 1.2768 | 0 | 1.2768 |  | Buller Electricity | 1.5509 | 1.2768
Centralines | N | 2.049 | 0 | 2.049 |  | Centralines | 2.1131 | 2.049
CHH | N | 4.0652 | 0 | 4.0652 |  | Counties Power | 10.662 | 10.1766
Contact | S | 4.7422e-05 | 32.5583 | 32.6337 |  | Eastland Network | 5.5461 | 5.3144
Contact | N | 0.075358 | 0 | 4.7422e-05 |  | Electra | 6.8028 | 6.3586
Counties Power | N | 10.1766 | 0 | 10.1766 |  | Electricity Ashburton | 3.6034 | 3.6333
Daiken MDF | S | 0.88546 | 0 | 0.88546 |  | Electricity Invercargill | 5.6771 | 5.5338
Eastland Network | N | 5.3144 | 0 | 5.3144 |  | Horizon | 3.0517 | 3.2476
Electra | N | 6.3586 | 0 | 6.3586 |  | Lakeland Network | 0.18899 | 0.20641
Electricity Ashburton | S | 3.6333 | 0 | 3.6333 |  | Mainpower | 9.3745 | 9.4519
Electricity Invercargill | S | 5.5338 | 0 | 5.5338 |  | Marlborough Lines | 6.84 | 6.6041
Fonterra | N | 0.29265 | 0 | 0.29265 |  | Network Tasman | 11.7439 | 10.7276
Genesis | N | 0.0014621 | 6.8197 | 6.8212 |  | Network Waitaki | 3.4746 | 3.2029
Horizon | N | 3.2476 | 0 | 3.2476 |  | Northpower | 9.7223 | 13.0272
Kiwirail | N | 0.54556 | 0 | 0.54556 |  | Orion | 66.2944 | 63.9113
Lakeland Network | S | 0.20641 | 0 | 0.20641 |  | OtagoNet JV | 4.5618 | 3.9733
Mainpower | S | 9.4519 | 0 | 9.4519 |  | Powerco | 74.5407 | 74.2245
Marlborough Lines | S | 6.6041 | 0 | 6.6041 |  | Scanpower | 1.5701 | 1.5145
Meridian | S | 0.091465 | 96.5804 | 96.6719 |  | The Lines Company | 3.951 | 3.6832
Methanex | N | 0.66503 | 0 | 0.66503 |  | The Power Company | 10.7551 | 9.7015
Network Tasman | S | 10.7276 | 0 | 10.7276 |  | Top Energy | 4.5886 | 4.2899
Network Waitaki | S | 3.2029 | 0 | 3.2029 |  | Unison | 31.8255 | 30.5335
Northpower | N | 13.0272 | 0 | 13.0272 |  | Vector | 181.903 | 178.7993
NZ Steel | N | 4.6071 | 0 | 4.6071 |  | Waipa Power | 6.6114 | 6.4477
Orion | S | 63.9113 | 0 | 63.9113 |  | WEL | 20.97 | 19.7155
OtagoNet JV | S | 3.9733 | 0 | 3.9733 |  | Wellington Electricity | 57.0608 | 55.2431
Other | N | 1.5414 | 0 |  |  | Westpower | 1.964 | 1.6032
Other | S | 0.004304 | 0
NZAS | S | 60.8449 | 0 | 60.8449
Pacific Steel | N | 3.5526 | 0 | 3.5526 |  | Contact | 30.2321 | 32.6337
PanPac | N | 4.2537 | 0 | 4.2537 |  | Genesis | 7.1746 | 6.8212
Powerco | N | 74.2245 | 0 | 74.2245 |  | Meridian | 89.2131 | 96.6719
Rayonier | S | 0.74427 | 0 | 0.74427 |  | Mokai JV | 0 | 0
Refinery | N | 3.2012 | 0 | 3.2012 |  | MRP | 0 | 0
Scanpower | N | 1.5145 | 0 | 1.5145 |  | NAP JV | 0 | 0
The Lines Company | N | 3.6832 | 0 | 3.6832 |  | Ngatamariki | 0 | 0
The Power Company | S | 9.7015 | 0 | 9.7015 |  | Pioneer | 0.31739 | 0.38253
Top Energy | N | 4.2899 | 0 | 4.2899 |  | Todd | 0 | 0
Unison | N | 30.5335 | 0 | 30.5335 |  | Trustpower | 3.4243 | 3.659
Vector | N | 178.7993 | 0 | 178.7993
Waipa Power | N | 6.4477 | 0 | 6.4477
WEL | N | 19.7155 | 0 | 19.7155 |  | CHH | 4.0993 | 4.0652
Wellington Electricity | N | 55.2431 | 0 | 55.2431 |  | Daiken MDF | 0.89049 | 0.88546
Westpower | S | 1.6032 | 0 | 1.6032 |  | Kiwirail | 0.54626 | 0.54556
Winstones | N | 3.1606 | 0 | 3.1606 |  | Methanex | 0.6538 | 0.66503
Trustpower | S | 0 | 3.659 | 3.659 |  | Norske Skog | 0.082939 | 0
Pioneer | S | 0 | 0.38253 | 0.38253 |  | NZ Steel | 5.0711 | 4.6071
[6 empty] | NZAS | 63.0514 | 60.8449
[6 empty] | PanPac | 3.4379 | 4.2537
[6 empty] | Rayonier | 0.74252 | 0.74427
tpm3.volumetric_hvdc_charge_May_2016. | [5 empty] | Refinery | 6.9972 | 3.2012
SQL data dump | [5 empty] | Winstones | 3.5438 | 3.1606
generator | charge_less_rebate_m
Contact | 32.5583
Genesis | 6.8197
Meridian | 96.5804
Pioneer | 0.38253
Trustpower | 3.659

## Charges as $ per MWh
Graphing |  | Status quo | Proposal | AoB component | Residual component | Residual component + Overhead |  | Average of Proposed Lines Co. charges (volume weighted) | GWh/yr | ACOT allowance ($m/yr) |  | $/MWh | $/MWh | Proposal with PDP ($30m) | Proposal if parties exit
| EDBs | [6 empty] | graphing | 31727.7881 | 59.1893 |  | ACOT only | ACOT + Status quo |  |  |  |  | 4.313% |  | 7.189% | Average tx cost across EDBs |  | sq | prop
Alpine Energy | Alpine Energy | 13.2539 | 12.5039 | 1.0244 | 7.1008 | 11.4795 |  | 20.0325 | 793.7586 | 0 | Alpine Energy | 0 | 13.2539 | 13.1873 | 13.6429 | s | 0.054658 | 43.3852 | 0.091097 | 72.3087 | status quo | New AoB | 10520.3828 | 9925.0541
Aurora Energy | Aurora Energy | 15.9628 | 14.2978 | 0.78404 | 8.3591 | 13.5138 |  | 20.0325 | 1350.32 | 7.1595 | Aurora Energy | 5.3021 | 21.2649 | 15.1023 | 15.6387 | s | 0.056271 | 75.9833 | 0.093784 | 126.6389 | EDB ave $/MWh | EDB ave $/MWh | 21554.9361 | 19306.6091
Buller Electricity | Buller Electricity | 11.922 | 16.7525 | 1.5031 | 9.4327 | 15.2494 |  | 20.0325 | 107.0976 | 0 | Buller Electricity | 0 | 11.922 | 17.6604 | 18.2656 | s | 0.054194 | 5.804 | 0.090323 | 9.6733 | 17.8558 | 20.0325 | 1276.8154 | 1794.1506
Centralines | Centralines | 18.0961 | 13.9856 | 3.6271 | 6.4074 | 10.3586 |  | 20.0325 | 113.2308 | 0 | Centralines | 0 | 18.0961 | 14.6023 | 15.0135 | n | 0.044095 | 4.9929 | 0.073492 | 8.3216 |  |  | 2049.0339 | 1583.6037
Counties Power | Counties Power | 17.9669 | 22.035 | 9.1287 | 7.9834 | 12.9063 |  | 20.0325 | 566.4055 | 0 | Counties Power | 0 | 17.9669 | 22.8034 | 23.3157 | n | 0.034871 | 19.7511 | 0.058118 | 32.9185 |  |  | 10176.5632 | 12480.7542
Eastland Network | Eastland Network | 17.5739 | 13.761 | 2.7264 | 6.8256 | 11.0346 |  | 20.0325 | 302.402 | 2.6455 | Eastland Network | 8.7483 | 26.3222 | 14.4179 | 14.8559 | n | 0.04774 | 14.4367 | 0.079567 | 24.0611 |  |  | 5314.3687 | 4161.3402
Electra | Electra | 14.6768 | 16.8946 | 4.0699 | 7.933 | 12.8248 |  | 20.0325 | 433.241 | 1.3814 | Electra Limited | 3.1886 | 17.8653 | 17.6582 | 18.1672 | n | 0.045193 | 19.5796 | 0.075322 | 32.6327 |  |  | 6358.5744 | 7319.4535
Electricity Ashburton | Electricity Ashburton | 5.7932 | 19.2037 | 1.1489 | 11.1681 | 18.0549 |  | 20.0325 | 627.1619 | 1.0925 | Electricity Ashburton | 1.742 | 7.5352 | 20.2786 | 20.9952 | s | 0.055974 | 35.1045 | 0.093289 | 58.5075 |  |  | 3633.2749 | 12043.8383
Electricity Invercargill | Electricity Invercargill | 21.4518 | 13.9208 | 1.552 | 7.6509 | 12.3688 |  | 20.0325 | 257.9626 | 0 | Electricity Invercargill | 0 | 21.4518 | 14.6572 | 15.1481 | s | 0.052898 | 13.6457 | 0.088163 | 22.7428 |  |  | 5533.7714 | 3591.0408
Horizon | Horizon | 6.5134 | 13.7508 | 2.8223 | 6.76 | 10.9285 |  | 20.0325 | 498.605 | 3.395 | Horizon Energy Distribution | 6.8089 | 13.3224 | 14.4014 | 14.8352 | n | 0.047316 | 23.592 | 0.07886 | 39.3199 |  |  | 3247.638 | 6856.2261
Lakeland Network | Lakeland Network | 18.5429 | 14.9351 | 0.57095 | 8.8852 | 14.3642 |  | 20.0325 | 11.1313 |  |  | 0 | 18.5429 | 15.7903 | 16.3604 | s | 0.057259 | 0.63737 | 0.095432 | 1.0623 |  |  | 206.4074 | 166.2482
Mainpower | Mainpower | 17.2594 | 15.1074 | 1.757 | 8.2581 | 13.3503 |  | 20.0325 | 547.6391 | 0.9145 | Mainpower New Zealand | 1.6699 | 18.9293 | 15.9022 | 16.4321 | s | 0.052611 | 28.8119 | 0.087685 | 48.0199 |  |  | 9451.9035 | 8273.3886
Marlborough Lines | Marlborough Lines | 16.8534 | 12.599 | 1.4237 | 6.9127 | 11.1753 |  | 20.0325 | 391.8529 | 0.15588 | Marlborough Lines Limited | 0.3978 | 17.2512 | 13.2644 | 13.7079 | s | 0.052808 | 20.6929 | 0.088013 | 34.4881 |  |  | 6604.0579 | 4936.9682
Network Tasman | Network Tasman | 14.6974 | 14.1176 | 1.4775 | 7.8187 | 12.6401 |  | 20.0325 | 729.9031 | 0.073 | Network Tasman Limited | 0.10001 | 14.7974 | 14.8701 | 15.3718 | s | 0.053304 | 38.9071 | 0.088841 | 64.8451 |  |  | 10727.6438 | 10304.4742
Network Waitaki | Network Waitaki | 11.9079 | 14.717 | 1.084 | 8.4329 | 13.6329 |  | 20.0325 | 268.9751 | 0 | Network Waitaki Limited | 0 | 11.9079 | 15.5286 | 16.0697 | s | 0.05515 | 14.834 | 0.091917 | 24.7233 |  |  | 3202.9211 | 3958.4934
Northpower | Northpower | 17.1687 | 27.095 | 16.6399 | 6.4671 | 10.455 |  | 20.0325 | 758.7753 | 3.298 | Northpower Limited | 4.3465 | 21.5152 | 27.7174 | 28.1324 | n | 0.022973 | 17.4311 | 0.038288 | 29.0518 |  |  | 13027.177 | 20558.9963
Orion | Orion | 19.7146 | 14.6783 | 1.6685 | 8.0474 | 13.0098 |  | 20.0325 | 3241.832 | 1.2258 | Orion New Zealand | 0.37812 | 20.0927 | 15.4528 | 15.9692 | s | 0.052768 | 171.0648 | 0.087947 | 285.108 |  |  | 63911.2827 | 47584.5328
OtagoNet JV | OtagoNet JV | 9.3559 | 11.1129 | 1.2039 | 6.1294 | 9.909 |  | 20.0325 | 424.6855 | 1.0175 | OtagoNet Joint Venture | 2.3958 | 11.7518 | 11.7028 | 12.0961 | s | 0.053086 | 22.5448 | 0.088476 | 37.5746 |  |  | 3973.3325 | 4719.483
Powerco | Powerco | 16.9339 | 16.5504 | 3.6576 | 7.975 | 12.8928 |  | 20.0325 | 4383.187 | 9.2053 | Powerco Limited | 2.1001 | 19.0341 | 17.3179 | 17.8297 | n | 0.046378 | 203.2837 | 0.077297 | 338.8061 |  |  | 74224.5217 | 72543.3608
Scanpower | Scanpower | 18.1597 | 14.2389 | 3.655 | 6.5468 | 10.5838 |  | 20.0325 | 83.3975 | 0 | Scanpower Limited | 0 | 18.1597 | 14.869 | 15.2891 | n | 0.044253 | 3.6906 | 0.073755 | 6.151 |  |  | 1514.4688 | 1187.4849
The Lines Company | The Lines Company | 12.6462 | 17.799 | 2.7717 | 9.2954 | 15.0273 |  | 20.0325 | 291.248 | 1.3505 | The Lines Company | 4.637 | 17.2832 | 18.6936 | 19.2901 | n | 0.050264 | 14.6394 | 0.083774 | 24.399 |  |  | 3683.17 | 5183.9118
The Power Company | The Power Company | 12.5502 | 13.0145 | 1.4289 | 7.1664 | 11.5856 |  | 20.0325 | 773.0186 | 2.1409 | The Power Company | 2.7695 | 15.3196 | 13.7042 | 14.164 | s | 0.052999 | 40.969 | 0.088331 | 68.2817 |  |  | 9701.5014 | 10060.4132
Top Energy | Top Energy | 11.9714 | 26.3236 | 14.7387 | 7.166 | 11.5849 |  | 20.0325 | 358.3475 | 3.9469 | Top Energy Limited | 11.0142 | 22.9856 | 27.0133 | 27.4731 | n | 0.026201 | 9.3891 | 0.043669 | 15.6486 |  |  | 4289.9041 | 9433.005
Unison | Unison | 18.7304 | 15.2105 | 3.0816 | 7.5025 | 12.1289 |  | 20.0325 | 1630.153 | 5.9971 | Unison Networks | 3.6789 | 22.4093 | 15.9326 | 16.414 | n | 0.047474 | 77.3895 | 0.079123 | 128.9824 |  |  | 30533.4988 | 24795.3708
Vector | Vector | 21.25 | 30.528 | 15.5747 | 9.2496 | 14.9532 |  | 20.0325 | 8414.077 | 9.4745 | Vector Lines Limited | 1.126 | 22.3761 | 31.4182 | 32.0117 | n | 0.029162 | 245.3681 | 0.048603 | 408.9469 |  |  | 178799.3214 | 256864.8435
Waipa Power | Waipa Power | 17.1108 | 15.8633 | 4.0541 | 7.3048 | 11.8092 |  | 20.0325 | 376.8232 | 0 | Waipa Networks Limited | 0 | 17.1108 | 16.5663 | 17.035 | n | 0.04432 | 16.7009 | 0.073867 | 27.8349 |  |  | 6447.7401 | 5977.6487
WEL Networks | WEL | 15.8399 | 17.7808 | 4.4967 | 8.2171 | 13.2842 |  | 20.0325 | 1244.671 | 3.7229 | WEL Networks | 2.9911 | 18.831 | 18.5717 | 19.099 | n | 0.044479 | 55.362 | 0.074132 | 92.2699 |  |  | 19715.4639 | 22131.287
Wellington Electricity | Wellington Electricity | 22.4159 | 17.523 | 3.7853 | 8.4977 | 13.7377 |  | 20.0325 | 2464.46 | 0.17559 | Wellington Electricity Limited | 0.071251 | 22.4872 | 18.3408 | 18.8861 | n | 0.046675 | 115.0279 | 0.077791 | 191.7131 |  |  | 55243.1237 | 43184.6141
Westpower | Westpower | 5.6564 | 16.441 | 1.3606 | 9.3282 | 15.0804 |  | 20.0325 | 283.426 | 0.817 | Westpower Limited | 2.8826 | 8.539 | 17.3388 | 17.9374 | s | 0.054608 | 15.4774 | 0.091014 | 25.7957 |  |  | 1603.1663 | 4659.8061
[25 empty] | SQ | Prop | GWh
Contact | Contact | 2.9605 | 1.5603 | 1.4238 | 0.13657 | 0.13657 |  |  | 10651.012 | [14 empty] | S | 151901.3973 | 141324.5004 | 9808.7643
Genesis | Genesis | 0.94181 | 0.728 | 0.60462 | 0.12337 | 0.12337 |  |  | 7423.6117 | [14 empty] | N | 414624.5677 | 494261.9008 | 21919.0237
Meridian | Meridian | 7.3665 | 2.9168 | 2.8207 | 0.096138 | 0.096138 |  |  | 13468.6726
Tuaropaki | Mokai JV | 0 | 0.20292 | 0.20292 | 0 | 0 |  |  | 915.048 | [14 empty] | S | 15.4863 | 14.408
Mercury | MRP | 0 | 0.91629 | 0.48827 | 0.42802 | 0.42802 |  |  | 4421.4037 | [14 empty] | N | 18.9162 | 22.5494
Nga Awa Purua JV | NAP JV | 0 | 0.50514 | 0.50514 | 0 | 0 |  |  | 1078.7414
Ngatamariki | Ngatamariki | 0 | 0.50026 | 0.50026 | 0 | 0 |  |  | 655.4544
Pioneer | Pioneer | 7.4553 | 2.0847 | 2.0847 | 0 | 0 |  |  | 47.4793
Todd | Todd | 0 | 0.12889 | 0.097099 | 0.031787 | 0.031787 |  |  | 971.4417
Trustpower | Trustpower | 1.8509 | 1.4817 | 1.3377 | 0.14392 | 0.14392 |  |  | 2034.6312
Carter Holt Harvey | CHH | 6.8002 | 7.1804 | 1.7003 | 5.3984 | 8.7273 |  |  | 585.3358
Daiken MDF | Daiken MDF | 12.6796 | 11.0405 | 1.4529 | 5.9306 | 9.5877 |  |  | 68.1162
Kiwirail | Kiwirail | 14.2916 | 57.1514 | 3.639 | 33.1009 | 53.5124 |  |  | 39.9454
Methanex | Methanex | 12.9301 | 13.1881 | 3.0262 | 6.2858 | 10.162 |  |  | 53.6941
Norske Skog | Norske Skog | 0.12267 | 14.2546 | 0.51662 | 8.4978 | 13.7379 |  |  | 476.3598
NZ Steel | NZ Steel | 5.1709 | 11.1856 | 6.4369 | 5.682 | 9.1858 |  |  | 1065.394
NZ Aluminium Smelter | NZAS | 12.7378 | 8.0186 | 1.3128 | 4.148 | 6.7058 |  |  | 4985.358
Pan Pac | PanPac | 6.7314 | 11.6302 | 2.3872 | 5.7174 | 9.243 |  |  | 528.9181
Rayonier | Rayonier | 13.7666 | 11.5314 | 1.7549 | 6.0474 | 9.7765 |  |  | 53.554
Refining NZ | Refinery | 12.2066 | 22.2909 | 14.4964 | 4.8214 | 7.7945 |  |  | 262.251
Winstones | Winstones | 13.8175 | 11.7726 | 2.2715 | 5.877 | 9.5011 |  |  | 235.6306
DATA SORTED GEOGRAPHICALLY |  | All in $/MWh
| EDBs | Status quo (Post 2017, Interconnection + HVDC) | AoB + Residual | AoB Component |  |  | Residual Component + Overhead
GRAPHING | Data Lookup
| key | 2 | 3 | 4 |  |  | 6
Contact | Contact | ` | #NAME? | #NAME? |  |  | 0.13657
Genesis | Genesis | 0.94181 | #NAME? | #NAME? |  |  | 0.12337
Meridian | Meridian | 7.3665 | #NAME? | #NAME? |  |  | 0.096138
Tuaropaki | Mokai JV | 0 | #NAME? | #NAME? |  |  | 0
Mercury | MRP | 0 | #NAME? | #NAME? |  |  | 0.42802
Nga Awa Purua JV | NAP JV | 0 | #NAME? | #NAME? |  |  | 0
Ngatamariki | Ngatamariki | 0 | #NAME? | #NAME? |  |  | 0
Pioneer | Pioneer | 7.4553 | #NAME? | #NAME? |  |  | 0
#N/A | Southern Generation | 0 | 0 | 0 |  |  | 0
Todd | Todd | 0 | #NAME? | #NAME? |  |  | 0.031787
Trustpower | Trustpower | 1.8509 | #NAME? | #NAME? |  |  | 0.14392
NZ Aluminium Smelter | NZAS | 12.7378 | #NAME? | #NAME? |  |  | 6.7058
The Power Company | The Power Company | 12.5502 | #NAME? | #NAME? |  |  | 11.5856
Electricity Invercargill | Electricity Invercargill | 21.4518 | #NAME? | #NAME? |  |  | 12.3688
Rayonier | Rayonier | 13.7666 | #NAME? | #NAME? |  |  | 9.7765
Aurora Energy | Aurora Energy | 15.9628 | #NAME? | #NAME? |  |  | 13.5138
Lakeland Network | Lakeland Network | 18.5429 | #NAME? | #NAME? |  |  | 14.3642
OtagoNet JV | OtagoNet JV | 9.3559 | #NAME? | #NAME? |  |  | 9.909
Network Waitaki | Network Waitaki | 11.9079 | #NAME? | #NAME? |  |  | 13.6329
Alpine Energy | Alpine Energy | 13.2539 | #NAME? | #NAME? |  |  | 11.4795
Electricity Ashburton | Electricity Ashburton | 5.7932 | #NAME? | #NAME? |  |  | 18.0549
Daiken MDF | Daiken MDF | 12.6796 | #NAME? | #NAME? |  |  | 9.5877
Orion | Orion | 19.7146 | #NAME? | #NAME? |  |  | 13.0098
Mainpower | Mainpower | 17.2594 | #NAME? | #NAME? |  |  | 13.3503
Marlborough Lines | Marlborough Lines | 16.8534 | #NAME? | #NAME? |  |  | 11.1753
Network Tasman | Network Tasman | 14.6974 | #NAME? | #NAME? |  |  | 12.6401
Buller Electricity | Buller Electricity | 11.922 | #NAME? | #NAME? |  |  | 15.2494
Westpower | Westpower | 5.6564 | #NAME? | #NAME? |  |  | 15.0804
Wellington Electricity | Wellington Electricity | 22.4159 | #NAME? | #NAME? |  |  | 13.7377
Electra | Electra | 14.6768 | #NAME? | #NAME? |  |  | 12.8248
Scanpower | Scanpower | 18.1597 | #NAME? | #NAME? |  |  | 10.5838
Winstones | Winstones | 13.8175 | #NAME? | #NAME? |  |  | 9.5011
Methanex | Methanex | 12.9301 | #NAME? | #NAME? |  |  | 10.162
Centralines | Centralines | 18.0961 | #NAME? | #NAME? |  |  | 10.3586
Unison | Unison | 18.7304 | #NAME? | #NAME? |  |  | 12.1289
Pan Pac | PanPac | 6.7314 | #NAME? | #NAME? |  |  | 9.243
Eastland Network | Eastland Network | 17.5739 | #NAME? | #NAME? |  |  | 11.0346
Horizon | Horizon | 6.5134 | #NAME? | #NAME? |  |  | 10.9285
Norske Skog | Norske Skog | 0.12267 | #NAME? | #NAME? |  |  | 13.7379
Carter Holt Harvey | CHH | 6.8002 | #NAME? | #NAME? |  |  | 8.7273
Powerco | Powerco | 16.9339 | #NAME? | #NAME? |  |  | 12.8928
The Lines Company | The Lines Company | 12.6462 | #NAME? | #NAME? |  |  | 15.0273
Waipa Power | Waipa Power | 17.1108 | #NAME? | #NAME? |  |  | 11.8092
WEL Networks | WEL | 15.8399 | #NAME? | #NAME? |  |  | 13.2842
NZ Steel | NZ Steel | 5.1709 | #NAME? | #NAME? |  |  | 9.1858
Counties Power | Counties Power | 17.9669 | #NAME? | #NAME? |  |  | 12.9063
Vector | Vector | 21.25 | #NAME? | #NAME? |  |  | 14.9532
Refining NZ | Refinery | 12.2066 | #NAME? | #NAME? |  |  | 7.7945
Northpower | Northpower | 17.1687 | #NAME? | #NAME? |  |  | 10.455
Top Energy | Top Energy | 11.9714 | #NAME? | #NAME? |  |  | 11.5849
Note on K2: David Rohan: NB this is total reported ACOT, and includes allowances for issues other than DG (eg transmission line prchases etc)

## ACOT
ComCom Disclosure Data
Electricity Distribution Business | 2013 | 2014 | 2015 | Ave 2013 & 2014 ($m)
Alpine Energy | 0 | 0 |  | 0
Aurora Energy | 7618 | 6701 | 6656 | 7.1595
Buller Electricity | 0 | 0 | 103 | 0
Centralines | 0 | 0 |  | 0
Counties Power | 0 | 0 |  | 0
Eastland Network | 2628.7767 | 2662.234 | 2574 | 2.6455
Electra Limited | 1233.667 | 1529.184 |  | 1.3814
Electricity Ashburton | 871 | 1314 | 980 | 1.0925
Electricity Invercargill | 0 | 0 |  | 0
Horizon Energy Distribution | 3720.914 | 3069 | 4526 | 3.395
Mainpower New Zealand | 875 | 954 |  | 0.9145
Marlborough Lines Limited | 161.094 | 150.662 | 261 | 0.15588
Nelson Electricity Limited | 0 | 0 |  | 0
Network Tasman Limited | 41 | 105 | 790 | 0.073
Network Waitaki Limited | 0 | 0 |  | 0
Northpower Limited | 1009 | 5587 |  | 3.298
Orion New Zealand | 1019.531 | 1432.1 | 214 | 1.2258
OtagoNet Joint Venture | 933.957 | 1101 |  | 1.0175
Powerco Limited | 9305.6779 | 9104.9107 | 9836 | 9.2053
Scanpower Limited | 0 | 0 |  | 0
The Lines Company | 1200.0357 | 1501 | 1585 | 1.3505
The Power Company | 2763.734 | 1517.989 |  | 2.1409
Top Energy Limited | 3887.9982 | 4005.8343 | 2719 | 3.9469
Unison Networks | 5816.749 | 6177.5093 | 5951 | 5.9971
Vector Lines Limited | 9916 | 9033 | 10519 | 9.4745
Waipa Networks Limited | 0 | 0 |  | 0
WEL Networks | 3674.7702 | 3771.0212 | 3289 | 3.7229
Wellington Electricity Limited | 185.1217 | 166.0667 | 137 | 0.17559
Westpower Limited | 0 | 1634 | 2171 | 0.817
Total | 56862.0266 | 61516.5112 | 52311 | 59.1893

## Connection
Connection charge data
Customer Code | Customer Name | Location | Location Name | Load Type | Asset Type | Asset ID | Physical Location | Asset Recovery | Maint Recovery | Oper Recovery | Asset Value | Asset Component | Maintenance Component | Operating Component | Customer Allocation | Connection Charge
ALPE | Alpine Energy Limited | ABY | Albury | GEN | Line | TKA_TIMA |  | TPM | TPM |  | 4548119.32 | 343383.01 | 636317.16 |  |  | 140684.94 |  |  |  |  | Sum subsiduaries |  |  | 125287012.33
ALPE | Alpine Energy Limited | ABY | Albury | OFT | Line | TKA_TIMA |  | TPM | TPM |  | 4548119.32 | 343383.01 | 475768.54 |  | 9.64 | 78966.21 |  |  | Mapping name | EDB | A | B | C | Connection Charge
ALPE | Alpine Energy Limited | TKA | Tekapo A | OFT | Line | TKA_TIMA |  | TPM | TPM |  | 4548119.32 | 343383.01 | 475768.54 |  | 9.95 | 81505.58 |  |  | Alpine Energy Limited | Alpine Energy | 0 | 0 | 2993763.44 | 2993763.44
ALPE | Alpine Energy Limited | TMK | Temuka | OFT | Line | ASH_TIMA |  | TPM | TPM |  | 926087.95 | 69919.64 | 102687.48 |  | 100 | 172607.12 |  |  | Aurora Energy Limited | Aurora Energy | 0 | 0 | 4244808.21 | 4244808.21
ALPE | Alpine Energy Limited | TMK | Temuka | OFT | Line | ASH_TIMB |  | TPM | TPM |  | 926087.95 | 69919.64 | 102687.48 |  | 100 | 172607.12 |  |  | Buller Electricity Limited | Buller Electricity | 0 | 0 | 1491240.86 | 1491240.86
BUEL | Buller Electricity Limited | ORO | Orowaiti | OFT | Line | IGH_WMGA |  | TPM | TPM |  | 1541916.21 | 116414.67 | 146851.67 |  | 53.98 | 142111.17 |  |  | Centralines Limited | Centralines | 0 | 0 | 720556.38 | 720556.38
BUEL | Buller Electricity Limited | ORO | Orowaiti | OFT | Line | IGH_WPTB |  | TPM | TPM |  | 2920621.38 | 220506.91 | 274880.34 |  | 53.98 | 267410.04 |  |  | Counties Power Limited | Counties Power | 0 | 0 | 885252.39 | 885252.39
BUEL | Buller Electricity Limited | ORO | Orowaiti | OFT | Line | WMG_WPTA |  | TPM | TPM |  | 652736.85 | 49281.63 | 131994.8 |  | 53.98 | 97853.02 |  |  | Eastland Network Limited | Eastland Network | 0 | 0 | 3352421.19 | 3352421.19
BUEL | Buller Electricity Limited | WPT | Westport | OFT | Line | IGH_WMGA |  | TPM | TPM |  | 1541916.21 | 116414.67 | 146851.67 |  | 46.02 | 121155.17 |  |  | Electra Limited | Electra | 0 | 0 | 1093192.46 | 1093192.46
BUEL | Buller Electricity Limited | WPT | Westport | OFT | Line | IGH_WPTB |  | TPM | TPM |  | 2920621.38 | 220506.91 | 274880.34 |  | 46.02 | 227977.21 |  |  | Electricity Ashburton Limited | Electricity Ashburton | 0 | 0 | 687454.85 | 687454.85
BUEL | Buller Electricity Limited | WPT | Westport | OFT | Line | WMG_WPTA |  | TPM | TPM |  | 652736.85 | 49281.63 | 131994.8 |  | 46.02 | 83423.41 |  |  | PowerNet Limited | Electricity Invercargill | 0 | 0 | 938844.01 | 938844.01
COBB | Cobb Power Limited | COB | Cobb | GEN | Line | COB_UTKA |  | TPM | TPM |  | 372774.27 | 28144.46 | 72177.1 |  | 56.18 | 56360.65 |  |  | Horizon Energy Distribution Limited | Horizon | 0 | 0 | 2303111 | 2303111
COBB | Cobb Power Limited | COB | Cobb | GEN | Line | COB_UTKB |  | TPM | TPM |  | 379568.05 | 28657.39 | 76332.11 |  | 56.18 | 58983.1 |  |  | Electricity Southland Limited | Lakeland Network | 0 | 0 | 57698.71 | 57698.71
COBB | Cobb Power Limited | COB | Cobb | GEN | Line | STK_UTKA |  | TPM | TPM |  | 2085603.08 | 157463.03 | 421841.97 |  | 56.18 | 325453.55 |  |  | MainPower New Zealand Limited | Mainpower | 0 | 0 | 2797909.96 | 2797909.96
COBB | Cobb Power Limited | COB | Cobb | GEN | Line | STK_UTKB |  | TPM | TPM |  | 2182743.29 | 164797.12 | 416098.5 |  | 56.18 | 326347.16 |  |  | Marlborough Lines Limited | Marlborough Lines | 0 | 0 | 477037.65 | 477037.65
COBB | Cobb Power Limited | COB | Cobb | OFT | Line | COB_UTKA |  | TPM | TPM |  | 372774.27 | 28144.46 | 59018.17 |  | 0.15 | 130.74 |  |  | Network Tasman Limited | Network Tasman | 0 | 0 | 3024447.81 | 3024447.81
COBB | Cobb Power Limited | COB | Cobb | OFT | Line | COB_UTKB |  | TPM | TPM |  | 379568.05 | 28657.39 | 62933.36 |  | 0.15 | 137.39 |  |  | Network Waitaki Limited | Network Waitaki | 0 | 0 | 649432.86 | 649432.86
COBB | Cobb Power Limited | COB | Cobb | OFT | Line | STK_UTKA |  | TPM | TPM |  | 2085603.08 | 157463.03 | 348220.18 |  | 0.15 | 758.52 |  |  | Northpower Limited | Northpower | 0 | 0 | 3051704.97 | 3051704.97
COBB | Cobb Power Limited | COB | Cobb | OFT | Line | STK_UTKB |  | TPM | TPM |  | 2182743.29 | 164797.12 | 339047.66 |  | 0.15 | 755.77 |  |  | Orion New Zealand Limited | Orion | 0 | 0 | 8673441 | 8673441
COUP | Counties Power Limited | GLN | Glenbrook | OFT | Line | GLN_DEVA |  | TPM | TPM |  | 8527251.2 | 643807.47 | 110220.2 |  | 18.21 | 137308.44 |  |  | Last Tango Ltd, Pylon Ltd and Southern Lines Ltd trading as OtagoNet | OtagoNet JV | 0 | 0 | 2604604.74 | 2604604.74
CTCT | Contact Energy Limited | OKI | Ohaaki | GEN | Line | OKI_WRKA |  | TPM | TPM |  | 4925103.27 | 371845.3 | 283554.51 |  | 69.06 | 452619.11 |  |  | Powerco Limited | Powerco | 0 | 0 | 16323840.49 | 16323840.49
CTCT | Contact Energy Limited | OKI | Ohaaki | OFT | Line | OKI_WRKA |  | TPM | TPM |  | 4925103.27 | 371845.3 | 109698.36 |  | 3.78 | 18202.35 |  |  | Scanpower Limited | Scanpower | 0 | 0 | 547677.98 | 547677.98
DUNE | Aurora Energy Limited | FKN | Frankton | OFT | Line | CML_FKNA |  | TPM | TPM |  | 5646988.17 | 426347.61 | 231904.74 |  | 95.79 | 630539.93 |  |  | The Lines Company Limited | The Lines Company | 0 | 0 | 1664588.71 | 1664588.71
DUNE | Aurora Energy Limited | SDN | South Dunedin | OFT | Line | HWB_SDNA |  | TPM | TPM |  | 2291052.03 | 172974.43 | 66088.23 |  | 68.68 | 164188.23 |  |  | PowerNet Limited | The Power Company | 0 | 0 | 938844.01 | 938844.01
EAST | Eastland Network Limited | GIS | Gisborne | OFT | Line | GIS_TUIA |  | TPM | TPM |  | 11190500.19 | 844882.76 | 469935.02 |  | 100 | 1314817.78 |  |  | Top Energy Limited | Top Energy | 0 | 0 | 1046877.29 | 1046877.29
EAST | Eastland Network Limited | WRA | Wairoa | GEN | Line | TUI_WRAA |  | TPM | TPM |  | 3884884.14 | 293308.75 | 334476.74 |  | 13.33 | 83683.81 |  |  | Unison Networks Limited | Unison | 0 | 0 | 5506441.49 | 5506441.49
EAST | Eastland Network Limited | WRA | Wairoa | OFT | Line | TUI_WRAA |  | TPM | TPM |  | 3884884.14 | 293308.75 | 197340.33 |  | 86.67 | 425245.56 |  |  | Vector Limited | Vector | 0 | 0 | 10274301.06 | 10274301.06
ESLL | Electricity Southland Limited | FKN | Frankton | OFT | Line | CML_FKNA |  | TPM | TPM |  | 5646988.17 | 426347.61 | 231904.74 |  | 4.21 | 27712.42 |  |  | Waipa Networks Limited | Waipa Power | 0 | 0 | 1686597.3 | 1686597.3
GENE | Genesis Power Limited trading as Genesis Energy | RPO | Rangipo | GEN | Line | RPO_DEVA |  | TPM | TPM |  | 1194873.45 | 90212.95 | 68792.82 |  | 100 | 159005.77 |  |  | WEL Networks Limited | WEL | 0 | 0 | 1370766.31 | 1370766.31
GENE | Genesis Power Limited trading as Genesis Energy | RPO | Rangipo | OFT | Line | RPO_DEVA |  | TPM | TPM |  | 1194873.45 | 90212.95 | 26613.79 |  | 0 | 0 |  |  | Wellington Electricity LInes Limited | Wellington Electricity | 0 | 0 | 7864941.95 | 7864941.95
GENE | Genesis Power Limited trading as Genesis Energy | TKA | Tekapo A | GEN | Line | TKA_TIMA |  | TPM | TPM |  | 4548119.32 | 343383.01 | 636317.16 |  | 65.63 | 642977.22 |  |  | Westpower Limited | Westpower | 0 | 0 | 593588.59 | 593588.59
GENE | Genesis Power Limited trading as Genesis Energy | TKA | Tekapo A | OFT | Line | TKA_TIMA |  | TPM | TPM |  | 4548119.32 | 343383.01 | 475768.54 |  | 0.43 | 3522.35 |  |  | Contact Energy Limited | Contact | 0 | 0 | 3373718.87 | 3373718.87
GENE | Genesis Power Limited trading as Genesis Energy | TKB | Tekapo B | GEN | Line | TKB_DEVA |  | TPM | TPM |  | 876934.24 | 66208.54 | 43635.98 |  | 100 | 109844.52 |  |  | Genesis Power Limited trading as Genesis Energy | Genesis | 0 | 0 | 4687806.78 | 4687806.78
GENE | Genesis Power Limited trading as Genesis Energy | TKB | Tekapo B | OFT | Line | TKB_DEVA |  | TPM | TPM |  | 876934.24 | 66208.54 | 12680.2 |  | 0 | 0 | MEL (Te Apiti) Limited | MEL(Westwind) Limited | Meridian Energy Limited | Meridian | 19088.91 | 182699.06 | 14380092.6 | 14581880.57
GENE | Genesis Power Limited trading as Genesis Energy | TKU | Tokaanu | GEN | Line | BPE_WKMA1 |  | TPM | TPM |  | 33880712.78 | 2557993.81 | 2384709.14 |  | 0.22 | 10873.95 |  | WKM | Mighty River Power Limited | Mokai JV | 0 | 0 | 190518.99 | 190518.99
GENE | Genesis Power Limited trading as Genesis Energy | TKU | Tokaanu | GEN | Line | BPE_WKMB |  | TPM | TPM |  | 33546813.66 | 2532784.43 | 2372922.5 |  | 0.25 | 12264.27 |  |  | Mighty River Power Limited | MRP | 0 | 0 | 3785659.6 | 3595140.61
GENE | Genesis Power Limited trading as Genesis Energy | TKU | Tokaanu | OFT | Line | BPE_WKMA1 |  | TPM | TPM |  | 33880712.78 | 2557993.81 | 1188719.98 |  | 0 | 0 |  |  | Nga Awa Purua Joint Venture | NAP JV | 0 | 0 | 247365.37 | 247365.37
GENE | Genesis Power Limited trading as Genesis Energy | TKU | Tokaanu | OFT | Line | BPE_WKMB |  | TPM | TPM |  | 33546813.66 | 2532784.43 | 1188719.98 |  | 0.01 | 372.15 |  |  | Ngatamariki Geothermal Limited | Ngatamariki | 0 | 0 | 138219.97 | 138219.97
WTOM | The Lines Company Limited | TKU | Tokaanu | OFT | Line | BPE_WKMB |  | TPM | TPM |  | 33546813.66 | 2532784.43 | 1188719.98 |  | 0.01 | 372.15 |  |  | Bay of Plenty Electricity Limited | Pioneer | 0 | 0 | 300170.46 | 300170.46
WTOM | The Lines Company Limited | TKU | Tokaanu | OFT | Line | BPE_WKMA1 |  | TPM | TPM |  | 33880712.78 | 2557993.81 | 1188719.98 |  | 0.01 | 374.67 |  |  |  | Southern Generation | 0 | 0 | 0 | 0
WTOM | The Lines Company Limited | TKU | Tokaanu | GEN | Line | BPE_WKMB |  | TPM | TPM |  | 33546813.66 | 2532784.43 | 2372922.5 |  | 0 | 0 |  |  |  | Todd | 0 | 0 | 0 | 0
WTOM | The Lines Company Limited | TKU | Tokaanu | GEN | Line | BPE_WKMA1 |  | TPM | TPM |  | 33880712.78 | 2557993.81 | 2384709.14 |  | 0 | 0 | Cobb Power Limited | Tararua Wind Power Limited | TrustPower Limited | Trustpower | 1778886.34 | 9624.6 | 96026.08 | 1884537.02
WTOM | The Lines Company Limited | NPK | National Park | OFT | Line | NPK_RTRA |  | TPM | TPM |  | 406547.51 | 30694.34 | 58631.42 |  | 99.68 | 89039.92 |  |  | Carter Holt Harvey Limited | CHH | 0 | 0 | 119299.06 | 119299.06
WTOM | The Lines Company Limited | NPK | National Park | GEN | Line | NPK_RTRA |  | TPM | TPM |  | 406547.51 | 30694.34 | 72982.55 |  | 0.32 | 331.77 |  |  |  | Daiken MDF | 0 | 0 | 0 | 0
WTOM | The Lines Company Limited | HTI | Hangatiki | OFT | Line | RTO_HTIA |  | TPM | TPM |  | 1482532.48 | 111931.2 | 79035.09 |  | 100 | 190966.29 |  |  | New Zealand Railways Corporation (trading as KIWIRAIL) | Kiwirail | 0 | 0 | 1678354.33 | 1678354.33
WTOM | The Lines Company Limited | HTI | Hangatiki | GEN | Line | RTO_HTIA |  | TPM | TPM |  | 1482532.48 | 111931.2 | 131368.48 |  | 0 | 0 |  |  | Methanex New Zealand Limited | Methanex | 0 | 0 | 475264.22 | 475264.22
HAWK | Unison Networks Limited | OWH | Owhata | OFT | Line | OWH_DEVA |  | TPM | TPM |  | 1176563.44 | 88830.54 | 62723.61 |  | 100 | 151554.15 |  |  | Norske Skog Tasman Limited | Norske Skog | 0 | 0 | 576637.53 | 576637.53
HAWK | Unison Networks Limited | ROT | Rotorua | GEN | Line | ROT_TRKA |  | TPM | TPM |  | 1442942.47 | 108942.16 | 120102.33 |  | 0 | 0 |  |  | New Zealand Steel Limited | NZ Steel | 0 | 0 | 2251010.59 | 2251010.59
HAWK | Unison Networks Limited | ROT | Rotorua | OFT | Line | ROT_TRKA |  | TPM | TPM |  | 1442942.47 | 108942.16 | 69166.46 |  | 100 | 178108.62 |  |  | New Zealand Aluminium Smelter Limited | NZAS | 0 | 0 | 1256472.08 | 1256472.08
HAWK | Unison Networks Limited | WTU | Whakatu | OFT | Line | RDF_WTUA |  | TPM | TPM |  | 1948758.24 | 147131.25 | 43405.3 |  | 100 | 190536.55 |  |  | Pan Pac Forest Products Limited | PanPac | 0 | 0 | 990386.74 | 990386.74
HRZE | Horizon Energy Distribution Limited | TKH | Te Kaha | OFT | Line | EDG_WAIB |  | TPM | TPM |  | 2311695.49 | 174533.01 | 208932.11 |  | 13.7 | 52534.72 |  |  |  | Rayonier | 0 | 0 | 0 | 0
HRZE | Horizon Energy Distribution Limited | TKH | Te Kaha | OFT | Line | TKH_WAIA |  | TPM | TPM |  | 2985371.43 | 225395.54 | 387779.47 |  | 100 | 613175.01 |  |  |  | Refinery | 0 | 0 | 0 | 0
HRZE | Horizon Energy Distribution Limited | WAI | Waiotahi | OFT | Line | EDG_WAIB |  | TPM | TPM |  | 2311695.49 | 174533.01 | 208932.11 |  | 86.3 | 330930.4 |  |  | Winstone Pulp International Limited | Winstones | 0 | 0 | 1074841.47 | 1074841.47
WPOW | Westpower Limited | HKK | Hokitika | OFT | Line | AHA_OTIA |  | TPM | TPM |  | 4485671.42 | 338668.19 | 365949.99 |  | 20.16 | 142051.03
WPOW | Westpower Limited | HKK | Hokitika | GEN | Line | AHA_OTIA |  | TPM | TPM |  | 4485671.42 | 338668.19 | 524294.19 |  | 0 | 0
MELW | MEL(Westwind) Limited | WWD | West Wind | GEN | Line | CPK_WILB |  | TPM | TPM |  | 3124255.2 | 235881.27 | 181046.6 |  | 17.07 | 71169.59
MELW | MEL(Westwind) Limited | WWD | West Wind | OFT | Line | CPK_WILB |  | TPM | TPM |  | 3124255.2 | 235881.27 | 70760.39 |  | 0.12 | 367.97
MERI | Meridian Energy Limited | MAN | Manapouri | GEN | Line | INV_MANA |  | TPM | TPM |  | 53695358.08 | 4053999.54 | 2671864.54 |  | 92.47 | 6219406.51
MERI | Meridian Energy Limited | MAN | Manapouri | GEN | Line | MAN_TWIA |  | TPM | TPM |  | 40738434.98 | 3075751.84 | 2335093.36 |  | 78.68 | 4257253
MERI | Meridian Energy Limited | MAN | Manapouri | OFT | Line | INV_MANA |  | TPM | TPM |  | 53695358.08 | 4053999.54 | 776418.4 |  | 0 | 0
MERI | Meridian Energy Limited | MAN | Manapouri | OFT | Line | MAN_TWIA |  | TPM | TPM |  | 40738434.98 | 3075751.84 | 897026.61 |  | 0 | 0
MERI | Meridian Energy Limited | OHA | Ohau A | GEN | Line | OHA_TWZA |  | TPM | TPM |  | 1919643.43 | 144933.08 | 110032.37 |  | 98.22 | 250427.06
MERI | Meridian Energy Limited | OHA | Ohau A | OFT | Line | OHA_TWZA |  | TPM | TPM |  | 1919643.43 | 144933.08 | 42268.96 |  | 1.78 | 3332.2
MPOW | MainPower New Zealand Limited | ASY | Ashley | OFT | Line | ASY_DEVA |  | TPM | TPM |  | 356461.6 | 26912.85 | 18823 |  | 100 | 45735.85
MPOW | MainPower New Zealand Limited | ASY | Ashley | OFT | Line | ASY_DEVB |  | NIS | NIS |  | 0 | 0 | 0 |  | 100 | 0
MPOW | MainPower New Zealand Limited | ASY | Ashley | OFT | Line | SBK_WPRA |  | TPM | TPM |  | 3241078.88 | 244701.46 | 186078.8 |  | 0 | 0
MPOW | MainPower New Zealand Limited | CUL | Culverden | OFT | Line | ISL_KIKB |  | TPM | TPM |  | 59523612.27 | 4494032.73 | 1260660.61 |  | 0 | 0
MPOW | MainPower New Zealand Limited | KAI | Kaiapoi | OFT | Line | KAI_SBKA |  | TPM | TPM |  | 493608.96 | 37267.48 | 38721.6 |  | 100 | 75989.08
WNST | Winstone Pulp International Limited | TNG | Tangiwai | OFT | Line | TNG_TEEA |  | TPM | TPM |  | 2392965 | 180668.86 | 52691.11 |  | 82.8 | 193222.06
WNST | Winstone Pulp International Limited | TNG | Tangiwai | GEN | Line | TNG_TEEA |  | TPM | TPM |  | 2392965 | 180668.86 | 137162.77 |  | 0 | 0
MRPL | Mighty River Power Limited | ARA | Aratiatia | GEN | Line | ARA_WRKA |  | TPM | TPM |  | 788646.14 | 59542.78 | 53004.53 |  | 100 | 112547.31
MRPL | Mighty River Power Limited | ARA | Aratiatia | OFT | Line | ARA_WRKA |  | TPM | TPM |  | 788646.14 | 59542.78 | 25165.32 |  | 0 | 0
MRPL | Mighty River Power Limited | KPO | Karapiro | GEN | Line | CBG_KPO |  | TPM | TPM |  | 817426.55 | 61715.7 | 72416.96 |  | 53.39 | 71613.43
MRPL | Mighty River Power Limited | KPO | Karapiro | GEN | Line | HAM_CBG |  | TPM | TPM |  | 1944667.85 | 146822.42 | 172334.62 |  | 44.52 | 142088.71
MRPL | Mighty River Power Limited | KPO | Karapiro | OFT | Line | CBG_KPO |  | TPM | TPM |  | 817426.55 | 61715.7 | 43561.8 |  | 0 | 0
MRPL | Mighty River Power Limited | KPO | Karapiro | OFT | Line | HAM_CBG |  | TPM | TPM |  | 1944667.85 | 146822.42 | 103687.84 |  | 0 | 0
MRPL | Mighty River Power Limited | MTI | Maraetai | GEN | Line | MTI_WKMA |  | TPM | TPM |  | 1284809.66 | 97003.13 | 90880.58 |  | 85.56 | 160753.3
MRPL | Mighty River Power Limited | MTI | Maraetai | GEN | Line | MTI_WKMB |  | TPM | TPM |  | 1284809.66 | 97003.13 | 90880.58 |  | 85.56 | 160753.3
MRPL | Mighty River Power Limited | MTI | Maraetai | OFT | Line | MTI_WKMA |  | TPM | TPM |  | 1284809.66 | 97003.13 | 45526.8 |  | 0.42 | 598.63
MRPL | Mighty River Power Limited | MTI | Maraetai | OFT | Line | MTI_WKMB |  | TPM | TPM |  | 1284809.66 | 97003.13 | 45526.8 |  | 0.42 | 598.63
MRPL | Mighty River Power Limited | WPA | Waipapa | GEN | Line | MTI_WKMA |  | TPM | TPM |  | 1284809.66 | 97003.13 | 90880.58 |  | 13.98 | 26266.14
MRPL | Mighty River Power Limited | WPA | Waipapa | GEN | Line | MTI_WKMB |  | TPM | TPM |  | 1284809.66 | 97003.13 | 90880.58 |  | 13.98 | 26266.14
MRPL | Mighty River Power Limited | WPA | Waipapa | GEN | Line | MTI_WPAA |  | TPM | TPM |  | 1443225.93 | 108963.56 | 102086.1 |  | 99.69 | 210395.41
MRPL | Mighty River Power Limited | WPA | Waipapa | OFT | Line | MTI_WKMA |  | TPM | TPM |  | 1284809.66 | 97003.13 | 45526.8 |  | 0.04 | 57.01
MRPL | Mighty River Power Limited | WPA | Waipapa | OFT | Line | MTI_WKMB |  | TPM | TPM |  | 1284809.66 | 97003.13 | 45526.8 |  | 0.04 | 57.01
MRPL | Mighty River Power Limited | WPA | Waipapa | OFT | Line | MTI_WPAA |  | TPM | TPM |  | 1443225.93 | 108963.56 | 51140.22 |  | 0.31 | 496.32
NAPA | Nga Awa Purua Joint Venture | NAP | Nga Awa Purua | GEN | Line | Cable_NAP |  | TPM | TPM |  | 0 | 0 | 0 |  | 62.08 | 0
NAPA | Nga Awa Purua Joint Venture | NAP | Nga Awa Purua | GEN | Line | OKI_WRKA |  | TPM | TPM |  | 4925103.27 | 371845.3 | 283554.51 |  | 16.86 | 110500.41
NAPA | Nga Awa Purua Joint Venture | NAP | Nga Awa Purua | OFT | Line | Cable_NAP |  | TPM | TPM |  | 0 | 0 | 0 |  | 2.05 | 0
NAPA | Nga Awa Purua Joint Venture | NAP | Nga Awa Purua | OFT | Line | OKI_WRKA |  | TPM | TPM |  | 4925103.27 | 371845.3 | 109698.36 |  | 0.56 | 2696.64
NPOW | Northpower Limited | BRB | Bream Bay | OFT | Line | BRB_DEVA |  | TPM | TPM |  | 1023497.28 | 77274.04 | 17557.2 |  | 100 | 94831.24
NPOW | Northpower Limited | KEN | Kensington | OFT | Line | KEN_MPEA |  | TPM | TPM |  | 2021090.73 | 152592.35 | 81137.89 |  | 100 | 233730.24
NTRG | Ngatamariki Geothermal Limited | NAP | Nga Awa Purua | GEN | Line | Cable_NAP |  | TPM | TPM |  | 0 | 0 | 0 |  | 34.6 | 0
NTRG | Ngatamariki Geothermal Limited | NAP | Nga Awa Purua | GEN | Line | OKI_WRKA |  | TPM | TPM |  | 4925103.27 | 371845.3 | 283554.51 |  | 9.4 | 61607.58
NTRG | Ngatamariki Geothermal Limited | NAP | Nga Awa Purua | OFT | Line | Cable_NAP |  | TPM | TPM |  | 0 | 0 | 0 |  | 1.27 | 0
NTRG | Ngatamariki Geothermal Limited | NAP | Nga Awa Purua | OFT | Line | OKI_WRKA |  | TPM | TPM |  | 4925103.27 | 371845.3 | 109698.36 |  | 0.34 | 1637.25
NZST | New Zealand Steel Limited | GLN | Glenbrook | GEN | Line | GLN_DEVA |  | TPM | TPM |  | 8527251.2 | 643807.47 | 411232.17 |  | 4.41 | 46527.25
NZST | New Zealand Steel Limited | GLN | Glenbrook | OFT | Line | GLN_DEVA |  | TPM | TPM |  | 8527251.2 | 643807.47 | 110220.2 |  | 77.38 | 583466.61
ORON | Orion New Zealand Limited | ADD | Addington | OFT | Line | ADD_ISLA |  | TPM | TPM |  | 5313475.26 | 401167.38 | 55500.96 |  | 83.97 | 383464.41
ORON | Orion New Zealand Limited | ADD | Addington | OFT | Line | ADD_ISLB |  | TPM | TPM |  | 3422475.26 | 258396.88 | 55500.96 |  | 83.97 | 263580.02
ORON | Orion New Zealand Limited | ADD | Addington | OFT | Line | Cable_MLN |  | TPM | TPM |  | 0 | 0 | 0 |  | 0 | 0
ORON | Orion New Zealand Limited | BRY | Bromley | OFT | Line | BRY_ISLA |  | TPM | TPM |  | 10892997.44 | 822421.31 | 140798.99 |  | 72.81 | 701320.7
ORON | Orion New Zealand Limited | MLN | Middleton | OFT | Line | ADD_ISLA |  | TPM | TPM |  | 5313475.26 | 401167.38 | 55500.96 |  | 16.03 | 73203.93
ORON | Orion New Zealand Limited | MLN | Middleton | OFT | Line | ADD_ISLB |  | TPM | TPM |  | 3422475.26 | 258396.88 | 55500.96 |  | 16.03 | 50317.82
ORON | Orion New Zealand Limited | MLN | Middleton | OFT | Line | Cable_MLN |  | TPM | TPM |  | 0 | 0 | 0 |  | 100 | 0
ORON | Orion New Zealand Limited | SPN | Springston | GEN | Line | ISL_SPNA |  | TPM | TPM |  | 1958729.6 | 147884.08 | 139057.15 |  | 0 | 0
ORON | Orion New Zealand Limited | SPN | Springston | OFT | Line | ISL_SPNA |  | TPM | TPM |  | 1958729.6 | 147884.08 | 69914 |  | 100 | 217798.08
OTNT | Last Tango Ltd, Pylon Ltd and Southern Lines Ltd trading as OtagoNet | BAL | Balclutha | OFT | Line | BAL_DEVA |  | TPM | TPM |  | 1381607.4 | 104311.36 | 74807.98 |  | 100 | 179119.34
OTNT | Last Tango Ltd, Pylon Ltd and Southern Lines Ltd trading as OtagoNet | PAL | Palmerston | OFT | Line | HWB_OAMA |  | TPM | TPM |  | 922058.3 | 69615.4 | 264101.46 |  | 100 | 333716.86
OTNT | Last Tango Ltd, Pylon Ltd and Southern Lines Ltd trading as OtagoNet | PAL | Palmerston | OFT | Line | HWB_OAMB |  | TPM | TPM |  | 959608.45 | 72450.44 | 274856.8 |  | 100 | 347307.24
POCO | Powerco Limited | HIN | Hinuera | OFT | Line | CBG_KPO |  | TPM | TPM |  | 817426.55 | 61715.7 | 43561.8 |  | 26.45 | 27845.9
POCO | Powerco Limited | HIN | Hinuera | OFT | Line | HAM_CBG |  | TPM | TPM |  | 1944667.85 | 146822.42 | 103687.84 |  | 22.06 | 55262.56
POCO | Powerco Limited | HIN | Hinuera | OFT | Line | HIN_KPOA |  | TPM | TPM |  | 1164605.12 | 87927.69 | 121826.73 |  | 100 | 209754.42
POCO | Powerco Limited | KPU | Kopu | OFT | Line | HAM_WHUA |  | TPM | TPM |  | 8261216.91 | 623721.88 | 236610.49 |  | 33.21 | 285716.38
POCO | Powerco Limited | KPU | Kopu | OFT | Line | KPU_WKOA |  | TPM | TPM |  | 4530576.73 | 342058.54 | 190257.51 |  | 100 | 532316.05
POCO | Powerco Limited | KPU | Kopu | OFT | Line | WHU_WKOA |  | TPM | TPM |  | 3165007.12 | 238958.04 | 113126.23 |  | 56.11 | 197554.48
POCO | Powerco Limited | OPK | Opunake | OFT | Line | KPA_SFD |  | TPM | TPM |  | 2395765.87 | 180880.32 | 100568.6 |  | 33.68 | 94792
POCO | Powerco Limited | OPK | Opunake | OFT | Line | OPK_KPA |  | TPM | TPM |  | 2831359.66 | 213767.65 | 118853.8 |  | 100 | 332621.45
POCO | Powerco Limited | TGA | Tauranga | GEN | Line | HAI_TGAA |  | TPM | TPM |  | 484683.26 | 36593.59 | 40342.28 |  | 9.32 | 7170.42
POCO | Powerco Limited | TGA | Tauranga | OFT | Line | HAI_TGAA |  | TPM | TPM |  | 484683.26 | 36593.59 | 23232.96 |  | 83.96 | 50230.37
POCO | Powerco Limited | WHU | Waihou | OFT | Line | HAM_WHUA |  | TPM | TPM |  | 8261216.91 | 623721.88 | 236610.49 |  | 40.82 | 351187.67
POCO | Powerco Limited | WKO | Waikino | OFT | Line | HAM_WHUA |  | TPM | TPM |  | 8261216.91 | 623721.88 | 236610.49 |  | 25.97 | 223428.32
POCO | Powerco Limited | WKO | Waikino | OFT | Line | WHU_WKOA |  | TPM | TPM |  | 3165007.12 | 238958.04 | 113126.23 |  | 43.89 | 154529.79
WELE | WEL Networks Limited | MER | Meremere | OFT | Line | BOB_MERA |  | TPM | TPM |  | 2192411.86 | 165527.1 | 89554.46 |  | 100 | 255081.56
WATA | Network Waitaki Limited | BPT | Blackpoint | OFT | Line | BPT_TEEA |  | NEA | NEA |  | 0 | 0 | 0 |  | 100 | 0
TASM | Network Tasman Limited | MOT | Motueka | OFT | Line | COB_UTKA |  | TPM | TPM |  | 372774.27 | 28144.46 | 59018.17 |  | 32.04 | 27926.91
TASM | Network Tasman Limited | MOT | Motueka | OFT | Line | COB_UTKB |  | TPM | TPM |  | 379568.05 | 28657.39 | 62933.36 |  | 32.04 | 29345.68
TASM | Network Tasman Limited | MOT | Motueka | OFT | Line | STK_UTKA |  | TPM | TPM |  | 2085603.08 | 157463.03 | 348220.18 |  | 32.04 | 162020.9
TASM | Network Tasman Limited | MOT | Motueka | OFT | Line | STK_UTKB |  | TPM | TPM |  | 2182743.29 | 164797.12 | 339047.66 |  | 32.04 | 161431.87
TASM | Network Tasman Limited | MPI | Motupipi | OFT | Line | COB_UTKA |  | TPM | TPM |  | 372774.27 | 28144.46 | 59018.17 |  | 11.63 | 10137.01
TASM | Network Tasman Limited | MPI | Motupipi | OFT | Line | COB_UTKB |  | TPM | TPM |  | 379568.05 | 28657.39 | 62933.36 |  | 11.63 | 10652
TASM | Network Tasman Limited | MPI | Motupipi | OFT | Line | MPI_UTKA |  | TPM | TPM |  | 854993.57 | 64552.01 | 112587.09 |  | 100 | 177139.1
TASM | Network Tasman Limited | MPI | Motupipi | OFT | Line | STK_UTKA |  | TPM | TPM |  | 2085603.08 | 157463.03 | 348220.18 |  | 11.63 | 58810.96
TASM | Network Tasman Limited | MPI | Motupipi | OFT | Line | STK_UTKB |  | TPM | TPM |  | 2182743.29 | 164797.12 | 339047.66 |  | 11.63 | 58597.15
TBOP | Bay of Plenty Electricity Limited | KPA | Kaponga | GEN | Line | KPA_SFD |  | TPM | TPM |  | 2395765.87 | 180880.32 | 185139.14 |  | 66.3 | 242670.9
TBOP | Bay of Plenty Electricity Limited | KPA | Kaponga | OFT | Line | KPA_SFD |  | TPM | TPM |  | 2395765.87 | 180880.32 | 100568.6 |  | 0.02 | 56.29
TBOP | Bay of Plenty Electricity Limited | MAT | Matahina | GEN | Line | KAW_MATA |  | NEA | NEA |  | 1049891.79 | 0 | 0 |  | 14.34 | 0
TBOP | Bay of Plenty Electricity Limited | MAT | Matahina | OFT | Line | KAW_MATA |  | NEA | NEA |  | 1049891.79 | 0 | 0 |  | 0 | 0
TOPE | Top Energy Limited | KOE | Kaikohe | GEN | Line | KOE_MPEA |  | TPM | TPM |  | 6578789.94 | 496698.64 | 547581.07 |  | 4.67 | 48767.86
TOPE | Top Energy Limited | KOE | Kaikohe | GEN | Line | MPE_KTAP |  | TPM | TPM |  | 0 | 0 | 0 |  | 0 | 0
TOPE | Top Energy Limited | KOE | Kaikohe | OFT | Line | KOE_MPEA |  | TPM | TPM |  | 6578789.94 | 496698.64 | 315349.79 |  | 95.33 | 774125.77
TOPE | Top Energy Limited | KOE | Kaikohe | OFT | Line | MPE_KTAP |  | TPM | TPM |  | 0 | 0 | 0 |  | 0 | 0
TRNZ | New Zealand Railways Corporation (trading as KIWIRAIL) | TNG | Tangiwai | GEN | Line | TNG_TEEA |  | TPM | TPM |  | 2392965 | 180668.86 | 137162.77 |  | 1.97 | 6261.28
TRNZ | New Zealand Railways Corporation (trading as KIWIRAIL) | TNG | Tangiwai | OFT | Line | TNG_TEEA |  | TPM | TPM |  | 2392965 | 180668.86 | 52691.11 |  | 15.23 | 35540.72
TRUS | TrustPower Limited | MAT | Matahina | GEN | Line | KAW_MATA |  | NEA | NEA |  | 1049891.79 | 0 | 0 |  | 85.66 | 0
TRUS | TrustPower Limited | MAT | Matahina | OFT | Line | KAW_MATA |  | NEA | NEA |  | 1049891.79 | 0 | 0 |  | 0 | 0
VECT | Vector Limited | SVL | Silverdale | OFT | Line | ALB_SVLA |  | TPM | TPM |  | 4186213.68 | 316059.13 | 70448.26 |  | 100 | 386507.39
VECT | Vector Limited | TAK | Takanini | OFT | Line | HLY_OTAA |  | TPM | TPM |  | 30622943.15 | 2312032.21 | 389725.95 |  | 0 | 0
VECT | Vector Limited | WIR | Wiri | OFT | Line | BOB_OTAA |  | TPM | TPM |  | 4513204.43 | 340746.93 | 176350 |  | 0 | 0
WAIP | Waipa Networks Limited | TMU | Te Awamutu | OFT | Line | KPO_TMUA |  | TPM | TPM |  | 1215291.27 | 91754.49 | 127128.89 |  | 100 | 218883.38
WAIP | Waipa Networks Limited | TMU | Te Awamutu | OFT | Line | HAM_CBG |  | TPM | TPM |  | 1944667.85 | 146822.42 | 103687.84 |  | 16.82 | 42135.83
WAIP | Waipa Networks Limited | TMU | Te Awamutu | OFT | Line | CBG_KPO |  | TPM | TPM |  | 817426.55 | 61715.7 | 43561.8 |  | 20.17 | 21234.47
WAIP | Waipa Networks Limited | TMU | Te Awamutu | GEN | Line | KPO_TMUA |  | TPM | TPM |  | 1215291.27 | 91754.49 | 170028.67 |  | 0 | 0
WAIP | Waipa Networks Limited | TMU | Te Awamutu | GEN | Line | HAM_CBG |  | TPM | TPM |  | 1944667.85 | 146822.42 | 172334.62 |  | 0 | 0
WAIP | Waipa Networks Limited | TMU | Te Awamutu | GEN | Line | CBG_KPO |  | TPM | TPM |  | 817426.55 | 61715.7 | 72416.96 |  | 0 | 0
WAIP | Waipa Networks Limited | CBG | Cambridge | OFT | Line | HAM_CBG |  | TPM | TPM |  | 1944667.85 | 146822.42 | 103687.84 |  | 16.6 | 41584.7
WAIP | Waipa Networks Limited | CBG | Cambridge | GEN | Line | HAM_CBG |  | TPM | TPM |  | 1944667.85 | 146822.42 | 172334.62 |  | 0 | 0
VWEN | Wellington Electricity LInes Limited | CPK | Central Park | OFT | Line | CPK_WILA |  | TPM | TPM |  | 871693.34 | 65812.85 | 31106.35 |  | 100 | 96919.2
VWEN | Wellington Electricity LInes Limited | CPK | Central Park | OFT | Line | CPK_WILB |  | TPM | TPM |  | 3124255.2 | 235881.27 | 70760.39 |  | 82.81 | 253929.96
VWEN | Wellington Electricity LInes Limited | GFD | Gracefield | OFT | Line | GFD_HAYA |  | TPM | TPM |  | 2416152.96 | 182419.55 | 99224.1 |  | 100 | 281643.65
VWEN | Wellington Electricity LInes Limited | KWA | Kaiwharawhara | OFT | Line | KWA_WIL |  | TPM | TPM |  | 367051.6 | 27712.4 | 14386.15 |  | 100 | 42098.55
VWEN | Wellington Electricity LInes Limited | MLG | Melling | OFT | Line | HAY_MLGA |  | TPM | TPM |  | 1480605.48 | 111785.71 | 54231.75 |  | 100 | 166017.46
VWEN | Wellington Electricity LInes Limited | NGA | Ngauranga | OFT | Line | KHD_TKRA |  | TPM | TPM |  | 891570.24 | 67313.55 | 72379.01 |  | 0 | 0
VWEN | Wellington Electricity LInes Limited | TKR | Takapu Road | OFT | Line | KHD_TKRA |  | TPM | TPM |  | 891570.24 | 67313.55 | 72379.01 |  | 100 | 139692.56
ALPE | Alpine Energy Limited | ABY | Albury | GEN | Other | BZ1P41 | ABY | TPM | TPM |  | 118009.94 | 8909.75 | 6773.77 |  | 59.84 | 9385.02
ALPE | Alpine Energy Limited | ABY | Albury | OFT | Other | BZ1P41 | ABY | TPM | TPM |  | 118009.94 | 8909.75 | 2608.02 |  | 40.16 | 4625.54
ALPE | Alpine Energy Limited | TIM | Timaru | OFT | Other | BZPP43 | TIM | TPM | TPM |  | 187700.26 | 14171.37 | 4148.18 |  | 100 | 18319.55
COUP | Counties Power Limited | GLN | Glenbrook | OFT | Other | BZ1P42 | GLN | TPM | TPM |  | 136774.48 | 10326.47 | 3022.72 |  | 18.21 | 2430.89
COUP | Counties Power Limited | GLN | Glenbrook | OFT | Other | BZ3P44 | GLN | TPM | TPM |  | 0 | 0 | 0 |  | 18.21 | 0
CTCT | Contact Energy Limited | NPL | New Plymouth | OFT | Other | BZ2P41 | NPL | TPM | TPM |  | 78652.28 | 5938.25 | 1738.22 |  | 5.15 | 395.34
CTCT | Contact Energy Limited | OKI | Ohaaki | GEN | Other | BZ1P42 | OKI | TPM | TPM |  | 139509.97 | 10533 | 8007.87 |  | 94.81 | 17578.6
CTCT | Contact Energy Limited | OKI | Ohaaki | OFT | Other | BZ1P42 | OKI | TPM | TPM |  | 139509.97 | 10533 | 3083.17 |  | 5.19 | 706.68
CTCT | Contact Energy Limited | OTA | Otahuhu | OFT | Other | BZ4P43 | OTA | TPM | TPM |  | 185841.84 | 14031.06 | 4107.1 |  | 11.58 | 2100.4
DUNE | Aurora Energy Limited | CYD | Clyde | GEN | Other | BZ1P41 | CYD | TPM | TPM |  | 119178.35 | 8997.97 | 6840.84 |  | 67.02 | 10615.17
DUNE | Aurora Energy Limited | CYD | Clyde | OFT | Other | BZ1P41 | CYD | TPM | TPM |  | 119178.35 | 8997.97 | 2633.84 |  | 32.98 | 3836.17
DUNE | Aurora Energy Limited | SDN | South Dunedin | OFT | Other | BZ1P41 | SDN | TPM | TPM |  | 116841.52 | 8821.53 | 2582.2 |  | 100 | 11403.73
EAST | Eastland Network Limited | GIS | Gisborne | OFT | Other | C1 | GIS | TPM | TPM |  | 77671.98 | 5864.23 | 1716.55 |  | 100 | 7580.78
EAST | Eastland Network Limited | GIS | Gisborne | OFT | Other | R1 | GIS | TPM | TPM |  | 120364.9 | 9087.55 | 2660.06 |  | 100 | 11747.61
WTOM | The Lines Company Limited | TKU | Tokaanu | OFT | Other | BZ1P42 | TKU | TPM | TPM |  | 139509.97 | 10533 | 3083.17 |  | 3.25 | 442.53
WTOM | The Lines Company Limited | TKU | Tokaanu | GEN | Other | BZ1P42 | TKU | TPM | TPM |  | 139509.97 | 10533 | 8007.87 |  | 0 | 0
GENE | Genesis Power Limited trading as Genesis Energy | RPO | Rangipo | GEN | Other | BZ1P41 | RPO | TPM | TPM |  | 119178.35 | 8997.97 | 6840.84 |  | 100 | 15838.81
GENE | Genesis Power Limited trading as Genesis Energy | RPO | Rangipo | GEN | Other | CABL | RPO | TPM | TPM |  | 3037075.7 | 229299.22 | 174328.15 |  | 100 | 403627.37
GENE | Genesis Power Limited trading as Genesis Energy | RPO | Rangipo | OFT | Other | BZ1P41 | RPO | TPM | TPM |  | 119178.35 | 8997.97 | 2633.84 |  | 0 | 0
GENE | Genesis Power Limited trading as Genesis Energy | RPO | Rangipo | OFT | Other | CABL | RPO | TPM | TPM |  | 3037075.7 | 229299.22 | 67119.37 |  | 0 | 0
GENE | Genesis Power Limited trading as Genesis Energy | TKB | Tekapo B | GEN | Other | BZ1P41 | TKB | TPM | TPM |  | 119178.35 | 8997.97 | 6840.84 |  | 100 | 15838.81
GENE | Genesis Power Limited trading as Genesis Energy | TKB | Tekapo B | OFT | Other | BZ1P41 | TKB | TPM | TPM |  | 119178.35 | 8997.97 | 2633.84 |  | 0 | 0
GENE | Genesis Power Limited trading as Genesis Energy | TKU | Tokaanu | GEN | Other | BZ1P42 | TKU | TPM | TPM |  | 139509.97 | 10533 | 8007.87 |  | 94.78 | 17573.04
GENE | Genesis Power Limited trading as Genesis Energy | TKU | Tokaanu | OFT | Other | BZ1P42 | TKU | TPM | TPM |  | 139509.97 | 10533 | 3083.17 |  | 1.98 | 269.6
HAWK | Unison Networks Limited | ROT | Rotorua | GEN | Other | BZ2P42 | ROT | TPM | TPM |  | 0 | 0 | 0 |  | 0 | 0
HAWK | Unison Networks Limited | ROT | Rotorua | OFT | Other | BZ2P42 | ROT | TPM | TPM |  | 0 | 0 | 0 |  | 100 | 0
HAWK | Unison Networks Limited | WRK | Wairakei | GEN | Other | BZ3P42 | WRK | TPM | TPM |  | 119178.35 | 8997.97 | 6840.84 |  | 65.73 | 10410.85
HAWK | Unison Networks Limited | WRK | Wairakei | GEN | Other | Cable | WRK | TPM | TPM |  | 0 | 0 | 0 |  | 65.73 | 0
HAWK | Unison Networks Limited | WRK | Wairakei | OFT | Other | BZ3P42 | WRK | TPM | TPM |  | 119178.35 | 8997.97 | 2633.84 |  | 34.27 | 3986.22
HAWK | Unison Networks Limited | WRK | Wairakei | OFT | Other | Cable | WRK | TPM | TPM |  | 0 | 0 | 0 |  | 34.27 | 0
MERI | Meridian Energy Limited | MAN | Manapouri | GEN | Other | BZ1P43 | MAN | TPM | TPM |  | 189558.68 | 14311.68 | 10880.67 |  | 100 | 25192.35
MERI | Meridian Energy Limited | MAN | Manapouri | OFT | Other | BZ1P43 | MAN | TPM | TPM |  | 189558.68 | 14311.68 | 4189.25 |  | 0 | 0
MERI | Meridian Energy Limited | OHA | Ohau A | GEN | Other | BZ1P41 | OHA | TPM | TPM |  | 119178.35 | 8997.97 | 6840.84 |  | 98.22 | 15556.88
MERI | Meridian Energy Limited | OHA | Ohau A | OFT | Other | BZ1P41 | OHA | TPM | TPM |  | 119178.35 | 8997.97 | 2633.84 |  | 1.78 | 207.05
WNST | Winstone Pulp International Limited | TNG | Tangiwai | OFT | Other | BZ3P42 | TNG | TPM | TPM |  | 139509.97 | 10533 | 3083.17 |  | 100 | 13616.17
WNST | Winstone Pulp International Limited | TNG | Tangiwai | OFT | Other | BZ2P42 | TNG | TPM | TPM |  | 0.01 | 0 | 0 |  | 82.8 | 0
WNST | Winstone Pulp International Limited | TNG | Tangiwai | GEN | Other | BZ3P42 | TNG | TPM | TPM |  | 139509.97 | 10533 | 8007.87 |  | 0 | 0
WNST | Winstone Pulp International Limited | TNG | Tangiwai | GEN | Other | BZ2P42 | TNG | TPM | TPM |  | 0.01 | 0 | 0 |  | 0 | 0
MRPL | Mighty River Power Limited | ARA | Aratiatia | GEN | Other | BZ1P41 | ARA | TPM | TPM |  | 118009.94 | 8909.75 | 6773.77 |  | 100 | 15683.52
MRPL | Mighty River Power Limited | ARA | Aratiatia | OFT | Other | BZ1P41 | ARA | TPM | TPM |  | 118009.94 | 8909.75 | 2608.02 |  | 0 | 0
MRPL | Mighty River Power Limited | MTI | Maraetai | GEN | Other | BZ1P41 | MTI | TPM | TPM |  | 118009.94 | 8909.75 | 6773.77 |  | 85.56 | 13418.82
MRPL | Mighty River Power Limited | MTI | Maraetai | OFT | Other | BZ1P41 | MTI | TPM | TPM |  | 118009.94 | 8909.75 | 2608.02 |  | 0.42 | 48.37
MRPL | Mighty River Power Limited | WPA | Waipapa | GEN | Other | BZ1P41 | MTI | TPM | TPM |  | 118009.94 | 8909.75 | 6773.77 |  | 13.98 | 2192.56
MRPL | Mighty River Power Limited | WPA | Waipapa | OFT | Other | BZ1P41 | MTI | TPM | TPM |  | 118009.94 | 8909.75 | 2608.02 |  | 0.04 | 4.61
NPOW | Northpower Limited | BRB | Bream Bay | OFT | Other | BZ1P44 | BRB | TPM | TPM |  | 95090.35 | 7179.32 | 2101.5 |  | 100 | 9280.82
NZST | New Zealand Steel Limited | GLN | Glenbrook | GEN | Other | BZ1P42 | GLN | TPM | TPM |  | 136774.48 | 10326.47 | 7850.86 |  | 4.41 | 801.62
NZST | New Zealand Steel Limited | GLN | Glenbrook | GEN | Other | BZ3P44 | GLN | TPM | TPM |  | 0 | 0 | 0 |  | 4.41 | 0
NZST | New Zealand Steel Limited | GLN | Glenbrook | OFT | Other | BZ1P42 | GLN | TPM | TPM |  | 136774.48 | 10326.47 | 3022.72 |  | 77.38 | 10329.6
NZST | New Zealand Steel Limited | GLN | Glenbrook | OFT | Other | BZ3P44 | GLN | TPM | TPM |  | 0 | 0 | 0 |  | 77.38 | 0
ORON | Orion New Zealand Limited | ADD | Addington | OFT | Other | R5 | ADD | TPM | TPM |  | 81368.89 | 6143.35 | 1798.25 |  | 100 | 7941.6
ORON | Orion New Zealand Limited | ADD | Addington | OFT | Other | R6 | ADD | TPM | TPM |  | 81368.89 | 6143.35 | 1798.25 |  | 100 | 7941.6
ORON | Orion New Zealand Limited | ADD | Addington | OFT | Other | R7 | ADD | TPM | TPM |  | 81368.89 | 6143.35 | 1798.25 |  | 100 | 7941.6
ORON | Orion New Zealand Limited | BRY | Bromley | OFT | Other | ATC | BRY | TPM | TPM |  | 0.01 | 0 | 0 |  | 100 | 0
ORON | Orion New Zealand Limited | BRY | Bromley | OFT | Other | BZ1P42 | BRY | TPM | TPM |  | 138142.22 | 10429.74 | 3052.94 |  | 100 | 13482.68
ORON | Orion New Zealand Limited | BRY | Bromley | OFT | Other | BZPP43 | BRY | TPM | TPM |  | 0 | 0 | 0 |  | 100 | 0
ORON | Orion New Zealand Limited | BRY | Bromley | OFT | Other | R2 | BRY | TPM | TPM |  | 83274.15 | 6287.2 | 1840.36 |  | 100 | 8127.56
ORON | Orion New Zealand Limited | BRY | Bromley | OFT | Other | R3 | BRY | TPM | TPM |  | 83274.15 | 6287.2 | 1840.36 |  | 100 | 8127.56
ORON | Orion New Zealand Limited | BRY | Bromley | OFT | Other | R4 | BRY | TPM | TPM |  | 83274.15 | 6287.2 | 1840.36 |  | 100 | 8127.56
ORON | Orion New Zealand Limited | CLH | Castle Hill | OFT | Other | R1 | CLH | TPM | TPM |  | 27559.39 | 2080.73 | 609.06 |  | 100 | 2689.79
ORON | Orion New Zealand Limited | MLN | Middleton | OFT | Other | R5 | ADD | TPM | TPM |  | 81368.89 | 6143.35 | 1798.25 |  | 0 | 0
ORON | Orion New Zealand Limited | MLN | Middleton | OFT | Other | R6 | ADD | TPM | TPM |  | 81368.89 | 6143.35 | 1798.25 |  | 0 | 0
ORON | Orion New Zealand Limited | MLN | Middleton | OFT | Other | R7 | ADD | TPM | TPM |  | 81368.89 | 6143.35 | 1798.25 |  | 0 | 0
PANP | Pan Pac Forest Products Limited | WHI | Whirinaki | GEN | Other | R1 | WHI | TPM | TPM |  | 106896 | 8070.65 | 6135.83 |  | 0 | 0
PANP | Pan Pac Forest Products Limited | WHI | Whirinaki | GEN | Other | R2 | WHI | TPM | TPM |  | 106896 | 8070.65 | 6135.83 |  | 0 | 0
PANP | Pan Pac Forest Products Limited | WHI | Whirinaki | GEN | Other | R3 | WHI | TPM | TPM |  | 106896 | 8070.65 | 6135.83 |  | 0 | 0
PANP | Pan Pac Forest Products Limited | WHI | Whirinaki | OFT | Other | R1 | WHI | TPM | TPM |  | 106896 | 8070.65 | 2362.4 |  | 100 | 10433.05
PANP | Pan Pac Forest Products Limited | WHI | Whirinaki | OFT | Other | R2 | WHI | TPM | TPM |  | 106896 | 8070.65 | 2362.4 |  | 100 | 10433.05
PANP | Pan Pac Forest Products Limited | WHI | Whirinaki | OFT | Other | R3 | WHI | TPM | TPM |  | 106896 | 8070.65 | 2362.4 |  | 100 | 10433.05
POCO | Powerco Limited | KPU | Kopu | OFT | Other | BZ1P41 | WHU | TPM | TPM |  | 118009.94 | 8909.75 | 2608.02 |  | 33.21 | 3825.05
POCO | Powerco Limited | NPL | New Plymouth | OFT | Other | BZ2P41 | NPL | TPM | TPM |  | 78652.28 | 5938.25 | 1738.22 |  | 94.85 | 7281.13
POCO | Powerco Limited | TGA | Tauranga | GEN | Other | R1 | TGA | TPM | TPM |  | 118589.4 | 8953.5 | 6807.03 |  | 9.99 | 1574.48
POCO | Powerco Limited | TGA | Tauranga | GEN | Other | R2 | TGA | TPM | TPM |  | 118589.4 | 8953.5 | 6807.03 |  | 9.99 | 1574.48
POCO | Powerco Limited | TGA | Tauranga | OFT | Other | R1 | TGA | TPM | TPM |  | 118589.4 | 8953.5 | 2620.83 |  | 90.01 | 10418.05
POCO | Powerco Limited | TGA | Tauranga | OFT | Other | R2 | TGA | TPM | TPM |  | 118589.4 | 8953.5 | 2620.83 |  | 90.01 | 10418.05
POCO | Powerco Limited | WHU | Waihou | OFT | Other | BZ1P41 | WHU | TPM | TPM |  | 118009.94 | 8909.75 | 2608.02 |  | 40.82 | 4701.55
POCO | Powerco Limited | WKO | Waikino | OFT | Other | BZ1P41 | WHU | TPM | TPM |  | 118009.94 | 8909.75 | 2608.02 |  | 25.97 | 2991.16
WELE | WEL Networks Limited | HAM | Hamilton | OFT | Other | BZ6P42 | HAM | TPM | TPM |  | 138142.2 | 10429.74 | 3052.94 |  | 100 | 13482.68
WELE | WEL Networks Limited | HAM | Hamilton | GEN | Other | BZ6P42 | HAM | TPM | TPM |  | 138142.2 | 10429.74 | 7929.36 |  | 0 | 0
POWN | PowerNet Limited | INV | Invercargill | OFT | Other | BZPP42 | INV | TPM | TPM |  | 138142.22 | 10429.74 | 3052.94 |  | 100 | 13482.68
SCAN | Scanpower Limited | WDV | Woodville | OFT | Other | BZ1P42 | WDV | TPM | TPM |  | 139509.97 | 10533 | 3083.17 |  | 100 | 13616.17
SCGL | Southdown Cogeneration Limited | SWN | Southdown | GEN | Other | BZ1P41 | SWN | NEA | NEA |  | 116841.52 | 0 | 0 |  | 98.19 | 0
SCGL | Southdown Cogeneration Limited | SWN | Southdown | OFT | Other | BZ1P41 | SWN | NEA | NEA |  | 116841.52 | 0 | 0 |  | 1.81 | 0
TRNZ | New Zealand Railways Corporation (trading as KIWIRAIL) | TNG | Tangiwai | GEN | Other | BZ2P42 | TNG | TPM | TPM |  | 0.01 | 0 | 0 |  | 1.97 | 0
TRNZ | New Zealand Railways Corporation (trading as KIWIRAIL) | TNG | Tangiwai | OFT | Other | BZ2P42 | TNG | TPM | TPM |  | 0.01 | 0 | 0 |  | 15.23 | 0
VECT | Vector Limited | ROS | Mt Roskill | OFT | Other | R3 | ROS | TPM | TPM |  | 257893.07 | 19470.93 | 5699.44 |  | 100 | 25170.37
VECT | Vector Limited | OTA | Otahuhu | OFT | Other | BZ4P43 | OTA | TPM | TPM |  | 185841.84 | 14031.06 | 4107.1 |  | 88.42 | 16037.76
VECT | Vector Limited | PAK | Pakuranga | OFT | Other | BZPP43 | PAK | TPM | TPM |  | 185841.84 | 14031.06 | 4107.1 |  | 100 | 18138.16
WAIP | Waipa Networks Limited | TMU | Te Awamutu | OFT | Other | BZPP41 | TMU | TPM | TPM |  | 0 | 0 | 0 |  | 100 | 0
WAIP | Waipa Networks Limited | TMU | Te Awamutu | GEN | Other | BZPP41 | TMU | TPM | TPM |  | 0 | 0 | 0 |  | 0 | 0
VWEN | Wellington Electricity LInes Limited | CPK | Central Park | OFT | Other | BZ1P43 | CPK | TPM | TPM |  | 0 | 0 | 0 |  | 100 | 0
VWEN | Wellington Electricity LInes Limited | HAY | Haywards | OFT | Other | R34 | HAY | TPM | TPM |  | 0 | 0 | 0 |  | 50 | 0
VWEN | Wellington Electricity LInes Limited | WIL | Wilton | OFT | Other | BZ3P41 | WIL | TPM | TPM |  | 0 | 0 | 0 |  | 100 | 0
ALPE | Alpine Energy Limited | ABY | Albury | GEN | Substation | Albury | ABY | TPM | TPM |  | 1421349.68 | 107311.9 | 81585.47 |  | 59.84 | 113036.19
ALPE | Alpine Energy Limited | ABY | Albury | GEN | Substation | Timaru | TIM | TPM | TPM |  | 2028049.75 | 153117.76 | 116410.06 |  | 0.53 | 1428.5
ALPE | Alpine Energy Limited | ABY | Albury | OFT | Substation | Albury | ABY | TPM | TPM |  | 1421349.68 | 107311.9 | 31411.83 |  | 40.16 | 55711.45
ALPE | Alpine Energy Limited | ABY | Albury | OFT | Substation | Timaru | TIM | TPM | TPM |  | 2028049.75 | 153117.76 | 44819.9 |  | 0.36 | 712.58
ALPE | Alpine Energy Limited | BPD | Bells Pond | GEN | Substation | Bells Pond | BPD | COA | COA |  | 0 | 0 | 0 |  | 0 | 0
ALPE | Alpine Energy Limited | BPD | Bells Pond | OFT | Substation | Bells Pond | BPD | COA | COA |  | 0 | 0 | 0 |  | 100 | 0
ALPE | Alpine Energy Limited | STU | Studholme | OFT | Substation | Studholme | STU | TPM | TPM |  | 1443849.68 | 109010.65 | 31909.08 |  | 61.88 | 87201.13
ALPE | Alpine Energy Limited | TKA | Tekapo A | GEN | Substation | Tekapo A | TKA | TPM | TPM |  | 1254659.1 | 94726.76 | 72017.43 |  | 0 | 0
ALPE | Alpine Energy Limited | TKA | Tekapo A | OFT | Substation | Timaru | TIM | TPM | TPM |  | 2028049.75 | 153117.76 | 44819.9 |  | 0.37 | 732.37
ALPE | Alpine Energy Limited | TKA | Tekapo A | OFT | Substation | Tekapo A | TKA | TPM | TPM |  | 1254659.1 | 94726.76 | 27727.97 |  | 13.09 | 16029.32
ALPE | Alpine Energy Limited | TMK | Temuka | GEN | Substation | Temuka | TMK | TPM | TPM |  | 1549891.41 | 117016.8 | 88963.77 |  | 0 | 0
ALPE | Alpine Energy Limited | TMK | Temuka | OFT | Substation | Timaru | TIM | TPM | TPM |  | 2028049.75 | 153117.76 | 44819.9 |  | 6.76 | 13380.59
ALPE | Alpine Energy Limited | TMK | Temuka | OFT | Substation | Temuka | TMK | TPM | TPM |  | 1549891.41 | 117016.8 | 34252.6 |  | 100 | 151269.4
ALPE | Alpine Energy Limited | TIM | Timaru | OFT | Substation | Timaru | TIM | TPM | TPM |  | 2028049.75 | 153117.76 | 44819.9 |  | 43.25 | 85608.04
ALPE | Alpine Energy Limited | TWZ | Twizel | OFT | Substation | Twizel | TWZ | TPM | TPM |  | 1639141.54 | 123755.19 | 36225.03 |  | 12.11 | 19373.6
BUEL | Buller Electricity Limited | ORO | Orowaiti | GEN | Substation | Orowaiti | ORO | TPM | TPM |  | 0 | 0 | 0 |  | 0 | 0
BUEL | Buller Electricity Limited | ORO | Orowaiti | OFT | Substation | Orowaiti | ORO | TPM | TPM |  | 0 | 0 | 0 |  | 100 | 0
BUEL | Buller Electricity Limited | WPT | Westport | GEN | Substation | Westport | WPT | TPM | TPM |  | 1632404.65 | 123246.55 | 93700.03 |  | 0 | 0
BUEL | Buller Electricity Limited | WPT | Westport | OFT | Substation | Westport | WPT | TPM | TPM |  | 1632404.65 | 123246.55 | 36076.14 |  | 100 | 159322.69
CHBP | Centralines Limited | WPW | Waipawa | OFT | Substation | Waipawa | WPW | TPM | TPM |  | 1420060.84 | 107214.59 | 31383.34 |  | 86.3 | 119610.01
CHHE | Carter Holt Harvey Limited | KIN | Kinleith | GEN | Substation | Kinleith | KIN | TPM | TPM |  | 1711357.63 | 129207.5 | 98231.93 |  | 7.33 | 16671.31
CHHE | Carter Holt Harvey Limited | KIN | Kinleith | OFT | Substation | Kinleith | KIN | TPM | TPM |  | 1711357.63 | 129207.5 | 37821 |  | 4.33 | 7232.33
COBB | Cobb Power Limited | COB | Cobb | GEN | Substation | Cobb | COB | TPM | TPM |  | 1162868.76 | 87796.59 | 66748.67 |  | 99.73 | 154127.99
COBB | Cobb Power Limited | COB | Cobb | GEN | Substation | Stoke | STK | TPM | TPM |  | 2368999.22 | 178859.44 | 135980.56 |  | 10.33 | 32522.97
COBB | Cobb Power Limited | COB | Cobb | GEN | Substation | Upper Takaka | UTK | TPM | TPM |  | 1498607.79 | 113144.89 | 86020.09 |  | 56.18 | 111890.89
COBB | Cobb Power Limited | COB | Cobb | OFT | Substation | Cobb | COB | TPM | TPM |  | 1162868.76 | 87796.59 | 25699.4 |  | 0.27 | 306.44
COBB | Cobb Power Limited | COB | Cobb | OFT | Substation | Stoke | STK | TPM | TPM |  | 2368999.22 | 178859.44 | 52354.88 |  | 0.03 | 69.36
COBB | Cobb Power Limited | COB | Cobb | OFT | Substation | Upper Takaka | UTK | TPM | TPM |  | 1498607.79 | 113144.89 | 33119.23 |  | 0.15 | 219.4
COUP | Counties Power Limited | BOB | Bombay | OFT | Substation | Bombay | BOB | TPM | TPM |  | 2045229.89 | 154414.86 | 45199.58 |  | 57.34 | 114458.92
COUP | Counties Power Limited | GLN | Glenbrook | GEN | Substation | Glenbrook | GLN | TPM | TPM |  | 1796439.54 | 135631.19 | 103115.63 |  | 0 | 0
COUP | Counties Power Limited | GLN | Glenbrook | OFT | Substation | Glenbrook | GLN | TPM | TPM |  | 1796439.54 | 135631.19 | 39701.31 |  | 18.21 | 31928.05
CTCT | Contact Energy Limited | CYD | Clyde | GEN | Substation | Clyde | CYD | TPM | TPM |  | 322227.93 | 24328.21 | 18495.88 |  | 53.32 | 22833.8
CTCT | Contact Energy Limited | CYD | Clyde | OFT | Substation | Clyde | CYD | TPM | TPM |  | 322227.93 | 24328.21 | 7121.24 |  | 0.94 | 295.62
CTCT | Contact Energy Limited | NPL | New Plymouth | OFT | Substation | New Plymouth | NPL | TPM | TPM |  | 1329746.68 | 100395.87 | 29387.4 |  | 1.68 | 2180.36
CTCT | Contact Energy Limited | OKI | Ohaaki | GEN | Substation | Ohaaki | OKI | TPM | TPM |  | 1281719.51 | 96769.82 | 73570.7 |  | 94.81 | 161499.85
CTCT | Contact Energy Limited | OKI | Ohaaki | GEN | Substation | Wairakei | WRK | TPM | TPM |  | 1677708.7 | 126667.01 | 96300.48 |  | 1.66 | 3701.26
CTCT | Contact Energy Limited | OKI | Ohaaki | OFT | Substation | Ohaaki | OKI | TPM | TPM |  | 1281719.51 | 96769.82 | 28326 |  | 5.19 | 6492.47
CTCT | Contact Energy Limited | OKI | Ohaaki | OFT | Substation | Wairakei | WRK | TPM | TPM |  | 1677708.7 | 126667.01 | 37077.36 |  | 0.09 | 147.37
CTCT | Contact Energy Limited | OTA | Otahuhu | OFT | Substation | Otahuhu | OTA | TPM | TPM |  | 48706934.26 | 3677373.54 | 1076423.25 |  | 1.72 | 81765.3
CTCT | Contact Energy Limited | PPI | Poihipi | GEN | Substation | Poihipi | PPI | TPM | TPM |  | 1281719.51 | 96769.82 | 73570.7 |  | 94.89 | 161636.12
CTCT | Contact Energy Limited | PPI | Poihipi | OFT | Substation | Poihipi | PPI | TPM | TPM |  | 1281719.51 | 96769.82 | 28326 |  | 5.11 | 6392.4
CTCT | Contact Energy Limited | ROX | Roxburgh | GEN | Substation | Roxburgh | ROX | TPM | TPM |  | 1595645.81 | 120471.26 | 91590.07 |  | 11.51 | 24408.26
CTCT | Contact Energy Limited | SFD | Stratford | GEN | Substation | Stratford | SFD | TPM | TPM |  | 2178842.81 | 164502.63 | 125065.58 |  | 14.36 | 41581.99
CTCT | Contact Energy Limited | SFD | Stratford | OFT | Substation | Stratford | SFD | TPM | TPM |  | 2178842.81 | 164502.63 | 48152.43 |  | 0.12 | 255.19
CTCT | Contact Energy Limited | WRK | Wairakei | GEN | Substation | Wairakei | WRK | TPM | TPM |  | 1677708.7 | 126667.01 | 96300.48 |  | 3.61 | 8049.13
CTCT | Contact Energy Limited | WRK | Wairakei | OFT | Substation | Wairakei | WRK | TPM | TPM |  | 1677708.7 | 126667.01 | 37077.36 |  | 0 | 0
CTCT | Contact Energy Limited | WHI | Whirinaki | GEN | Substation | Whirinaki | WHI | TPM | TPM |  | 1775250.8 | 134031.44 | 101899.4 |  | 4.23 | 9979.87
CTCT | Contact Energy Limited | WHI | Whirinaki | OFT | Substation | Whirinaki | WHI | TPM | TPM |  | 1775250.8 | 134031.44 | 39233.04 |  | 0.02 | 34.65
DUNE | Aurora Energy Limited | CYD | Clyde | GEN | Substation | Clyde | CYD | TPM | TPM |  | 322227.93 | 24328.21 | 18495.88 |  | 9.31 | 3986.92
DUNE | Aurora Energy Limited | CYD | Clyde | OFT | Substation | Clyde | CYD | TPM | TPM |  | 322227.93 | 24328.21 | 7121.24 |  | 4.58 | 1440.38
DUNE | Aurora Energy Limited | CML | Cromwell | OFT | Substation | Cromwell | CML | TPM | TPM |  | 1653361.83 | 124828.82 | 36539.3 |  | 25.67 | 41423.2
DUNE | Aurora Energy Limited | FKN | Frankton | GEN | Substation | Frankton | FKN | TPM | TPM |  | 2159067.61 | 163009.6 | 123930.48 |  | 0 | 0
DUNE | Aurora Energy Limited | FKN | Frankton | OFT | Substation | Cromwell | CML | TPM | TPM |  | 1653361.83 | 124828.82 | 36539.3 |  | 35.84 | 57834.33
DUNE | Aurora Energy Limited | FKN | Frankton | OFT | Substation | Frankton | FKN | TPM | TPM |  | 2159067.61 | 163009.6 | 47715.39 |  | 95.79 | 201853.47
DUNE | Aurora Energy Limited | HWB | Halfway Bush | GEN | Substation | Halfway Bush | HWB | TPM | TPM |  | 2177601.41 | 164408.91 | 124994.32 |  | 7.78 | 22515.57
DUNE | Aurora Energy Limited | HWB | Halfway Bush | OFT | Substation | Halfway Bush | HWB | TPM | TPM |  | 2177601.41 | 164408.91 | 48124.99 |  | 47.93 | 101867.5
DUNE | Aurora Energy Limited | SDN | South Dunedin | GEN | Substation | South Dunedin | SDN | TPM | TPM |  | 1340512.77 | 101208.71 | 76945.43 |  | 0 | 0
DUNE | Aurora Energy Limited | SDN | South Dunedin | OFT | Substation | South Dunedin | SDN | TPM | TPM |  | 1340512.77 | 101208.71 | 29625.33 |  | 100 | 130834.04
DUNE | Aurora Energy Limited | SDN | South Dunedin | OFT | Substation | Three Mile Hill | TMH | TPM | TPM |  | 1388804.56 | 104854.74 | 30692.58 |  | 14.03 | 19017.29
EASH | Electricity Ashburton Limited | ASB | Ashburton | OFT | Substation | Ashburton | ASB | TPM | TPM |  | 1384746.68 | 104548.37 | 30602.9 |  | 68.14 | 92092.08
EAST | Eastland Network Limited | GIS | Gisborne | GEN | Substation | Gisborne | GIS | TPM | TPM |  | 1853548.83 | 139942.94 | 106393.7 |  | 0 | 0
EAST | Eastland Network Limited | GIS | Gisborne | OFT | Substation | Gisborne | GIS | TPM | TPM |  | 1853548.83 | 139942.94 | 40963.43 |  | 100 | 180906.37
EAST | Eastland Network Limited | GIS | Gisborne | OFT | Substation | Tuai | TUI | TPM | TPM |  | 1590620.65 | 120091.86 | 35152.72 |  | 18.11 | 28114.79
EAST | Eastland Network Limited | TUI | Tuai | OFT | Substation | Tuai | TUI | TPM | TPM |  | 1590620.65 | 120091.86 | 35152.72 |  | 20.05 | 31126.54
EAST | Eastland Network Limited | WRA | Wairoa | GEN | Substation | Tuai | TUI | TPM | TPM |  | 1590620.65 | 120091.86 | 91301.63 |  | 1.65 | 3487.99
EAST | Eastland Network Limited | WRA | Wairoa | GEN | Substation | Wairoa | WRA | TPM | TPM |  | 1542263.4 | 116440.89 | 88525.92 |  | 13.33 | 27322.08
EAST | Eastland Network Limited | WRA | Wairoa | OFT | Substation | Tuai | TUI | TPM | TPM |  | 1590620.65 | 120091.86 | 35152.72 |  | 10.7 | 16611.17
EAST | Eastland Network Limited | WRA | Wairoa | OFT | Substation | Wairoa | WRA | TPM | TPM |  | 1542263.4 | 116440.89 | 34084.02 |  | 86.67 | 130459.94
WTOM | The Lines Company Limited | TKU | Tokaanu | OFT | Substation | Tokaanu | TKU | TPM | TPM |  | 1373509.85 | 103699.99 | 30354.57 |  | 3.25 | 4356.77
ESLL | Electricity Southland Limited | FKN | Frankton | GEN | Substation | Frankton | FKN | TPM | TPM |  | 2159067.61 | 163009.6 | 123930.48 |  | 0 | 0
ESLL | Electricity Southland Limited | FKN | Frankton | OFT | Substation | Cromwell | CML | TPM | TPM |  | 1653361.83 | 124828.82 | 36539.3 |  | 1.57 | 2533.48
ESLL | Electricity Southland Limited | FKN | Frankton | OFT | Substation | Frankton | FKN | TPM | TPM |  | 2159067.61 | 163009.6 | 47715.39 |  | 4.21 | 8871.52
WTOM | The Lines Company Limited | TKU | Tokaanu | GEN | Substation | Tokaanu | TKU | TPM | TPM |  | 1373509.85 | 103699.99 | 78839.47 |  | 0 | 0
WTOM | The Lines Company Limited | ONG | Ongarue | OFT | Substation | Ongarue | ONG | TPM | TPM |  | 1170017.05 | 88336.29 | 25857.38 |  | 45.51 | 51969.54
WTOM | The Lines Company Limited | ONG | Ongarue | GEN | Substation | Ongarue | ONG | TPM | TPM |  | 1170017.05 | 88336.29 | 67158.98 |  | 17.96 | 27926.95
WTOM | The Lines Company Limited | OKN | Ohakune | OFT | Substation | Ohakune | OKN | TPM | TPM |  | 1596404.65 | 120528.55 | 35280.54 |  | 35.5 | 55312.23
WTOM | The Lines Company Limited | NPK | National Park | OFT | Substation | National Park | NPK | TPM | TPM |  | 451274.73 | 34071.24 | 9973.17 |  | 99.68 | 43903.47
WTOM | The Lines Company Limited | NPK | National Park | GEN | Substation | National Park | NPK | TPM | TPM |  | 451274.73 | 34071.24 | 25903.17 |  | 0.32 | 191.92
WTOM | The Lines Company Limited | HTI | Hangatiki | OFT | Substation | Hangatiki | HTI | TPM | TPM |  | 1316428.27 | 99390.33 | 29093.06 |  | 100 | 128483.39
WTOM | The Lines Company Limited | HTI | Hangatiki | GEN | Substation | Hangatiki | HTI | TPM | TPM |  | 1316428.27 | 99390.33 | 75562.98 |  | 0 | 0
GENE | Genesis Power Limited trading as Genesis Energy | HLY | Huntly | GEN | Substation | Huntly | HLY | TPM | TPM |  | 1336466.4 | 100903.21 | 76713.17 |  | 15.59 | 27690.39
GENE | Genesis Power Limited trading as Genesis Energy | HLY | Huntly | OFT | Substation | Huntly | HLY | TPM | TPM |  | 1336466.4 | 100903.21 | 29535.91 |  | 1.79 | 2334.86
GENE | Genesis Power Limited trading as Genesis Energy | RPO | Rangipo | GEN | Substation | Rangipo | RPO | TPM | TPM |  | 422118.47 | 31869.94 | 24229.6 |  | 100 | 56099.54
GENE | Genesis Power Limited trading as Genesis Energy | RPO | Rangipo | OFT | Substation | Rangipo | RPO | TPM | TPM |  | 422118.47 | 31869.94 | 9328.82 |  | 0 | 0
GENE | Genesis Power Limited trading as Genesis Energy | TKA | Tekapo A | GEN | Substation | Timaru | TIM | TPM | TPM |  | 2028049.75 | 153117.76 | 116410.06 |  | 2.43 | 6549.53
GENE | Genesis Power Limited trading as Genesis Energy | TKA | Tekapo A | GEN | Substation | Tekapo A | TKA | TPM | TPM |  | 1254659.1 | 94726.76 | 72017.43 |  | 86.35 | 143983.61
GENE | Genesis Power Limited trading as Genesis Energy | TKA | Tekapo A | OFT | Substation | Timaru | TIM | TPM | TPM |  | 2028049.75 | 153117.76 | 44819.9 |  | 0.02 | 39.59
GENE | Genesis Power Limited trading as Genesis Energy | TKA | Tekapo A | OFT | Substation | Tekapo A | TKA | TPM | TPM |  | 1254659.1 | 94726.76 | 27727.97 |  | 0.56 | 685.75
GENE | Genesis Power Limited trading as Genesis Energy | TKB | Tekapo B | GEN | Substation | Tekapo B | TKB | TPM | TPM |  | 1162868.76 | 87796.59 | 66748.67 |  | 100 | 154545.26
GENE | Genesis Power Limited trading as Genesis Energy | TKB | Tekapo B | OFT | Substation | Tekapo B | TKB | TPM | TPM |  | 1162868.76 | 87796.59 | 25699.4 |  | 0 | 0
GENE | Genesis Power Limited trading as Genesis Energy | TKU | Tokaanu | GEN | Substation | Tokaanu | TKU | TPM | TPM |  | 1373509.85 | 103699.99 | 78839.47 |  | 94.78 | 173010.9
GENE | Genesis Power Limited trading as Genesis Energy | TKU | Tokaanu | OFT | Substation | Tokaanu | TKU | TPM | TPM |  | 1373509.85 | 103699.99 | 30354.57 |  | 1.98 | 2654.28
GENE | Genesis Power Limited trading as Genesis Energy | TUI | Tuai | GEN | Substation | Tuai | TUI | TPM | TPM |  | 1590620.65 | 120091.86 | 91301.63 |  | 16.49 | 34858.79
HAWK | Unison Networks Limited | FHL | Fernhill | OFT | Substation | Fernhill | FHL | TPM | TPM |  | 1980948.71 | 149561.63 | 43778.97 |  | 61.06 | 118053.77
HAWK | Unison Networks Limited | OWH | Owhata | GEN | Substation | Owhata | OWH | TPM | TPM |  | 1580792.26 | 119349.82 | 90737.48 |  | 0 | 0
HAWK | Unison Networks Limited | OWH | Owhata | OFT | Substation | Owhata | OWH | TPM | TPM |  | 1580792.26 | 119349.82 | 34935.51 |  | 100 | 154285.33
HAWK | Unison Networks Limited | RDF | Redclyffe | OFT | Substation | Redclyffe | RDF | TPM | TPM |  | 2404790.63 | 181561.69 | 53145.87 |  | 27.96 | 65624.23
HAWK | Unison Networks Limited | ROT | Rotorua | GEN | Substation | Rotorua | ROT | TPM | TPM |  | 1757360.02 | 132680.68 | 100872.47 |  | 0 | 0
HAWK | Unison Networks Limited | ROT | Rotorua | OFT | Substation | Rotorua | ROT | TPM | TPM |  | 1757360.02 | 132680.68 | 38837.66 |  | 100 | 171518.34
HAWK | Unison Networks Limited | ROT | Rotorua | OFT | Substation | Tarukenga | TRK | TPM | TPM |  | 1862685.54 | 140632.76 | 41165.35 |  | 4.64 | 8435.43
HAWK | Unison Networks Limited | TRK | Tarukenga | OFT | Substation | Tarukenga | TRK | TPM | TPM |  | 1862685.54 | 140632.76 | 41165.35 |  | 9.27 | 16852.68
HAWK | Unison Networks Limited | WRK | Wairakei | GEN | Substation | Wairakei | WRK | TPM | TPM |  | 1677708.7 | 126667.01 | 96300.48 |  | 29.45 | 65663.93
HAWK | Unison Networks Limited | WRK | Wairakei | OFT | Substation | Wairakei | WRK | TPM | TPM |  | 1677708.7 | 126667.01 | 37077.36 |  | 15.35 | 25134.76
HAWK | Unison Networks Limited | WTU | Whakatu | GEN | Substation | Whakatu | WTU | TPM | TPM |  | 2149489.33 | 162286.44 | 123380.69 |  | 0 | 0
HAWK | Unison Networks Limited | WTU | Whakatu | OFT | Substation | Redclyffe | RDF | TPM | TPM |  | 2404790.63 | 181561.69 | 53145.87 |  | 10.15 | 23822.82
HAWK | Unison Networks Limited | WTU | Whakatu | OFT | Substation | Whakatu | WTU | TPM | TPM |  | 2149489.33 | 162286.44 | 47503.71 |  | 100 | 209790.15
HORO | Electra Limited | MHO | Mangahao | GEN | Substation | Mangahao | MHO | TPM | TPM |  | 1381034.83 | 104268.13 | 79271.4 |  | 30.17 | 55373.88
HORO | Electra Limited | MHO | Mangahao | OFT | Substation | Mangahao | MHO | TPM | TPM |  | 1381034.83 | 104268.13 | 30520.87 |  | 68.29 | 92047.41
HORO | Electra Limited | PRM | Paraparaumu | OFT | Substation | Paraparaumu | PRM | TPM | TPM |  | 1776958.12 | 134160.34 | 39270.77 |  | 82.79 | 143583.62
HRZE | Horizon Energy Distribution Limited | EDG | Edgecumbe | GEN | Substation | Edgecumbe | EDG | NEA | NEA |  | 1861636.57 | 0 | 0 |  | 31.63 | 0
HRZE | Horizon Energy Distribution Limited | EDG | Edgecumbe | OFT | Substation | Edgecumbe | EDG | NEA | NEA |  | 1861636.57 | 0 | 0 |  | 14.02 | 0
HRZE | Horizon Energy Distribution Limited | KAW | Kawerau | GEN | Substation | Kawerau | KAW | TPM | TPM |  | 1896404.86 | 143178.57 | 108853.64 |  | 0.14 | 352.85
HRZE | Horizon Energy Distribution Limited | KAW | Kawerau | OFT | Substation | Kawerau | KAW | TPM | TPM |  | 1896404.86 | 143178.57 | 41910.55 |  | 11.26 | 20841.03
HRZE | Horizon Energy Distribution Limited | TKH | Te Kaha | GEN | Substation | Te Kaha | TKH | TPM | TPM |  | 1576780.63 | 119046.94 | 90507.21 |  | 0 | 0
HRZE | Horizon Energy Distribution Limited | TKH | Te Kaha | OFT | Substation | Edgecumbe | EDG | NEA | NEA |  | 1861636.57 | 0 | 0 |  | 0.83 | 0
HRZE | Horizon Energy Distribution Limited | TKH | Te Kaha | OFT | Substation | Te Kaha | TKH | TPM | TPM |  | 1576780.63 | 119046.94 | 34846.85 |  | 100 | 153893.79
HRZE | Horizon Energy Distribution Limited | WAI | Waiotahi | GEN | Substation | Waiotahi | WAI | TPM | TPM |  | 1455780.63 | 109911.44 | 83561.81 |  | 0 | 0
HRZE | Horizon Energy Distribution Limited | WAI | Waiotahi | OFT | Substation | Edgecumbe | EDG | NEA | NEA |  | 1861636.57 | 0 | 0 |  | 5.2 | 0
HRZE | Horizon Energy Distribution Limited | WAI | Waiotahi | OFT | Substation | Waiotahi | WAI | TPM | TPM |  | 1455780.63 | 109911.44 | 32172.75 |  | 100 | 142084.19
KIWI | Whareroa Co-Generation Limited and Todd Energy Limited trading as Fonterra Todd Cogeneration Joint Venture | HWA | Hawera | GEN | Substation | Hawera | HWA | TPM | TPM |  | 1368585.25 | 103328.19 | 78556.79 |  | 6.59 | 11986.22
KIWI | Whareroa Co-Generation Limited and Todd Energy Limited trading as Fonterra Todd Cogeneration Joint Venture | HWA | Hawera | OFT | Substation | Hawera | HWA | TPM | TPM |  | 1368585.25 | 103328.19 | 30245.73 |  | 0.77 | 1028.52
KUPE | Origin Energy Resources Ltd | HWA | Hawera | OFT | Substation | Hawera | HWA | TPM | TPM |  | 1368585.25 | 103328.19 | 30245.73 |  | 20.46 | 27329.22
WPOW | Westpower Limited | OTI | Otira | OFT | Substation | Otira | OTI | TPM | TPM |  | 1443960.71 | 109019.03 | 31911.53 |  | 41.82 | 58937.16
WPOW | Westpower Limited | HKK | Hokitika | OFT | Substation | Hokitika | HKK | TPM | TPM |  | 0 | 0 | 0 |  | 99.99 | 0
WPOW | Westpower Limited | HKK | Hokitika | GEN | Substation | Hokitika | HKK | TPM | TPM |  | 0 | 0 | 0 |  | 0.01 | 0
WPOW | Westpower Limited | DOB | Dobson | OFT | Substation | Dobson | DOB | TPM | TPM |  | 1565787.15 | 118216.93 | 34603.9 |  | 26.1 | 39886.24
MARL | Marlborough Lines Limited | BLN | Blenheim | OFT | Substation | Blenheim | BLN | TPM | TPM |  | 1713607.79 | 129377.39 | 37870.73 |  | 77.41 | 129466.77
MELT | MEL (Te Apiti) Limited | WDV | Woodville | GEN | Substation | Woodville | WDV | TPM | TPM |  | 1613237.75 | 121799.45 | 92599.85 |  | 8.83 | 18931.46
MELT | MEL (Te Apiti) Limited | WDV | Woodville | OFT | Substation | Woodville | WDV | TPM | TPM |  | 1613237.75 | 121799.45 | 35652.55 |  | 0.1 | 157.45
MELW | MEL(Westwind) Limited | WWD | West Wind | GEN | Substation | Wilton | WIL | TPM | TPM |  | 9346195.92 | 705637.79 | 536471.65 |  | 1.99 | 24717.98
MELW | MEL(Westwind) Limited | WWD | West Wind | OFT | Substation | Wilton | WIL | TPM | TPM |  | 9346195.92 | 705637.79 | 206550.93 |  | 0.01 | 91.22
WNST | Winstone Pulp International Limited | TNG | Tangiwai | OFT | Substation | Tangiwai | TNG | TPM | TPM |  | 1747389.22 | 131927.89 | 38617.3 |  | 82.8 | 141211.42
MERI | Meridian Energy Limited | AVI | Aviemore | GEN | Substation | Aviemore | AVI | TPM | TPM |  | 1450953.69 | 109547 | 83284.74 |  | 17.77 | 34266.2
MERI | Meridian Energy Limited | AVI | Aviemore | OFT | Substation | Aviemore | AVI | TPM | TPM |  | 1450953.69 | 109547 | 32066.08 |  | 0.04 | 56.65
MERI | Meridian Energy Limited | BEN | Benmore | GEN | Substation | Benmore | BEN | TPM | TPM |  | 2699610.56 | 203820.6 | 154957.65 |  | 8.64 | 30998.44
MERI | Meridian Energy Limited | BEN | Benmore | OFT | Substation | Benmore | BEN | TPM | TPM |  | 2699610.56 | 203820.6 | 59661.39 |  | 0.14 | 368.87
MERI | Meridian Energy Limited | MAN | Manapouri | GEN | Substation | Manapouri | MAN | TPM | TPM |  | 1589141.54 | 119980.19 | 91216.72 |  | 100 | 211196.91
MERI | Meridian Energy Limited | MAN | Manapouri | GEN | Substation | North Makarewa | NMA | TPM | TPM |  | 1848115.68 | 139532.73 | 106081.84 |  | 15.3 | 37579.03
MERI | Meridian Energy Limited | MAN | Manapouri | OFT | Substation | Manapouri | MAN | TPM | TPM |  | 1589141.54 | 119980.19 | 35120.03 |  | 0 | 0
MERI | Meridian Energy Limited | OHA | Ohau A | GEN | Substation | Ohau A | OHA | TPM | TPM |  | 1424614.31 | 107558.38 | 81772.86 |  | 98.22 | 185961.14
MERI | Meridian Energy Limited | OHA | Ohau A | GEN | Substation | Twizel | TWZ | TPM | TPM |  | 1639141.54 | 123755.19 | 94086.72 |  | 11.82 | 25748.91
MERI | Meridian Energy Limited | OHA | Ohau A | OFT | Substation | Ohau A | OHA | TPM | TPM |  | 1424614.31 | 107558.38 | 31483.98 |  | 1.78 | 2474.95
MERI | Meridian Energy Limited | OHA | Ohau A | OFT | Substation | Twizel | TWZ | TPM | TPM |  | 1639141.54 | 123755.19 | 36225.03 |  | 0.21 | 335.96
MERI | Meridian Energy Limited | OHB | Ohau B | GEN | Substation | Ohau B | OHB | TPM | TPM |  | 1424614.31 | 107558.38 | 81772.86 |  | 20.78 | 39343.03
MERI | Meridian Energy Limited | OHB | Ohau B | OFT | Substation | Ohau B | OHB | TPM | TPM |  | 1424614.31 | 107558.38 | 31483.98 |  | 0.41 | 570.07
MERI | Meridian Energy Limited | OHC | Ohau C | GEN | Substation | Ohau C | OHC | TPM | TPM |  | 1424614.31 | 107558.38 | 81772.86 |  | 20.81 | 39399.83
MERI | Meridian Energy Limited | OHC | Ohau C | OFT | Substation | Ohau C | OHC | TPM | TPM |  | 1424614.31 | 107558.38 | 31483.98 |  | 0.38 | 528.36
MERI | Meridian Energy Limited | TWZ | Twizel | OFT | Substation | Twizel | TWZ | TPM | TPM |  | 1639141.54 | 123755.19 | 36225.03 |  | 5.88 | 9406.84
MERI | Meridian Energy Limited | WTK | Waitaki | GEN | Substation | Waitaki | WTK | TPM | TPM |  | 1675487.55 | 126499.31 | 96172.99 |  | 37.05 | 82500.09
MERI | Meridian Energy Limited | WTK | Waitaki | OFT | Substation | Waitaki | WTK | TPM | TPM |  | 1675487.55 | 126499.31 | 37028.27 |  | 0 | 0
WNST | Winstone Pulp International Limited | TNG | Tangiwai | GEN | Substation | Tangiwai | TNG | TPM | TPM |  | 1747389.22 | 131927.89 | 100300.14 |  | 0 | 0
METH | Methanex New Zealand Limited | MNI | Motunui | OFT | Substation | Motunui | MNI | TPM | TPM |  | 1922845.67 | 145174.85 | 42494.89 |  | 51.42 | 96499.78
MPOW | MainPower New Zealand Limited | ASY | Ashley | GEN | Substation | Ashley | ASY | TPM | TPM |  | 1630787.15 | 123124.43 | 93607.18 |  | 0 | 0
MPOW | MainPower New Zealand Limited | ASY | Ashley | OFT | Substation | Ashley | ASY | TPM | TPM |  | 1630787.15 | 123124.43 | 36040.4 |  | 100 | 159164.83
MPOW | MainPower New Zealand Limited | ASY | Ashley | OFT | Substation | Southbrook | SBK | TPM | TPM |  | 1994505.04 | 150585.13 | 44078.56 |  | 6.95 | 13529.13
MPOW | MainPower New Zealand Limited | CUL | Culverden | GEN | Substation | Culverden | CUL | TPM | TPM |  | 1437780.63 | 108552.44 | 82528.61 |  | 0 | 0
MPOW | MainPower New Zealand Limited | CUL | Culverden | OFT | Substation | Culverden | CUL | TPM | TPM |  | 1437780.63 | 108552.44 | 31774.95 |  | 100 | 140327.39
MPOW | MainPower New Zealand Limited | KAI | Kaiapoi | GEN | Substation | Kaiapoi | KAI | TPM | TPM |  | 1426168.17 | 107675.7 | 81862.05 |  | 0 | 0
MPOW | MainPower New Zealand Limited | KAI | Kaiapoi | OFT | Substation | Kaiapoi | KAI | TPM | TPM |  | 1426168.17 | 107675.7 | 31518.32 |  | 100 | 139194.02
MPOW | MainPower New Zealand Limited | KAI | Kaiapoi | OFT | Substation | Southbrook | SBK | TPM | TPM |  | 1994505.04 | 150585.13 | 44078.56 |  | 13.38 | 26046
MPOW | MainPower New Zealand Limited | SBK | Southbrook | OFT | Substation | Southbrook | SBK | TPM | TPM |  | 1994505.04 | 150585.13 | 44078.56 |  | 47.3 | 92075.93
MPOW | MainPower New Zealand Limited | WPR | Waipara | OFT | Substation | Waipara | WPR | TPM | TPM |  | 1640652.33 | 123869.25 | 36258.42 |  | 26.07 | 41745.28
WIND | Tararua Wind Power Limited | TWC | Tararua Windfarm | OFT | Substation | Bunnythorpe | BPE | TPM | TPM |  | 4523574.36 | 341529.86 | 99970.99 |  | 0 | 0
WIND | Tararua Wind Power Limited | TWC | Tararua Windfarm | GEN | Substation | Haywards | HAY | TPM | TPM |  | 17010611.47 | 1284301.17 | 976409.1 |  | 0.33 | 7460.34
WIND | Tararua Wind Power Limited | TWC | Tararua Windfarm | GEN | Substation | Bunnythorpe | BPE | TPM | TPM |  | 4523574.36 | 341529.86 | 259653.17 |  | 0.36 | 2164.26
MRPL | Mighty River Power Limited | ARI | Arapuni | GEN | Substation | Arapuni | ARI | TPM | TPM |  | 1191774.28 | 89978.96 | 68407.84 |  | 23.45 | 37141.7
MRPL | Mighty River Power Limited | ARI | Arapuni | OFT | Substation | Arapuni | ARI | TPM | TPM |  | 1191774.28 | 89978.96 | 26338.21 |  | 0.13 | 151.21
MRPL | Mighty River Power Limited | ARA | Aratiatia | GEN | Substation | Aratiatia | ARA | TPM | TPM |  | 1081263.94 | 81635.43 | 62064.55 |  | 100 | 143699.98
MRPL | Mighty River Power Limited | ARA | Aratiatia | GEN | Substation | Wairakei | WRK | TPM | TPM |  | 1677708.7 | 126667.01 | 96300.48 |  | 5.06 | 11282.15
MRPL | Mighty River Power Limited | ARA | Aratiatia | OFT | Substation | Aratiatia | ARA | TPM | TPM |  | 1081263.94 | 81635.43 | 23895.93 |  | 0 | 0
MRPL | Mighty River Power Limited | ATI | Atiamuri | GEN | Substation | Atiamuri | ATI | TPM | TPM |  | 1191774.28 | 89978.96 | 68407.84 |  | 12.08 | 19133.13
MRPL | Mighty River Power Limited | ATI | Atiamuri | OFT | Substation | Atiamuri | ATI | TPM | TPM |  | 1191774.28 | 89978.96 | 26338.21 |  | 0.49 | 569.95
MRPL | Mighty River Power Limited | KPO | Karapiro | GEN | Substation | Hamilton | HAM | TPM | TPM |  | 2060111.91 | 155538.45 | 118250.42 |  | 1.54 | 4216.35
MRPL | Mighty River Power Limited | KPO | Karapiro | GEN | Substation | Karapiro | KPO | TPM | TPM |  | 1219236.34 | 92052.34 | 69984.17 |  | 100 | 162036.51
MRPL | Mighty River Power Limited | KPO | Karapiro | OFT | Substation | Karapiro | KPO | TPM | TPM |  | 1219236.34 | 92052.34 | 26945.12 |  | 0 | 0
MRPL | Mighty River Power Limited | MTI | Maraetai | GEN | Substation | Maraetai | MTI | TPM | TPM |  | 1081263.94 | 81635.43 | 62064.55 |  | 99.51 | 142995.85
MRPL | Mighty River Power Limited | MTI | Maraetai | GEN | Substation | Whakamaru | WKM | TPM | TPM |  | 1336466.4 | 100903.21 | 76713.17 |  | 11.97 | 21260.68
MRPL | Mighty River Power Limited | MTI | Maraetai | OFT | Substation | Maraetai | MTI | TPM | TPM |  | 1081263.94 | 81635.43 | 23895.93 |  | 0.49 | 517.1
MRPL | Mighty River Power Limited | MTI | Maraetai | OFT | Substation | Whakamaru | WKM | TPM | TPM |  | 1336466.4 | 100903.21 | 29535.91 |  | 0.06 | 78.26
MRPL | Mighty River Power Limited | OHK | Ohakuri | GEN | Substation | Ohakuri | OHK | TPM | TPM |  | 1723460.78 | 130121.29 | 98926.65 |  | 17.62 | 40358.25
MRPL | Mighty River Power Limited | OHK | Ohakuri | OFT | Substation | Ohakuri | OHK | TPM | TPM |  | 1723460.78 | 130121.29 | 38088.48 |  | 0.29 | 487.81
MRPL | Mighty River Power Limited | WPA | Waipapa | GEN | Substation | Whakamaru | WKM | TPM | TPM |  | 1336466.4 | 100903.21 | 76713.17 |  | 1.96 | 3481.28
MRPL | Mighty River Power Limited | WPA | Waipapa | GEN | Substation | Waipapa | WPA | TPM | TPM |  | 1081263.94 | 81635.43 | 62064.55 |  | 99.69 | 143254.51
MRPL | Mighty River Power Limited | WPA | Waipapa | OFT | Substation | Whakamaru | WKM | TPM | TPM |  | 1336466.4 | 100903.21 | 29535.91 |  | 0.01 | 13.04
MRPL | Mighty River Power Limited | WPA | Waipapa | OFT | Substation | Waipapa | WPA | TPM | TPM |  | 1081263.94 | 81635.43 | 23895.93 |  | 0.31 | 327.15
MRPL | Mighty River Power Limited | WKM | Whakamaru | GEN | Substation | Whakamaru | WKM | TPM | TPM |  | 1336466.4 | 100903.21 | 76713.17 |  | 8.49 | 15079.63
NAPA | Nga Awa Purua Joint Venture | NAP | Nga Awa Purua | GEN | Substation | Wairakei | WRK | TPM | TPM |  | 1677708.7 | 126667.01 | 96300.48 |  | 5.19 | 11572.01
NAPA | Nga Awa Purua Joint Venture | NAP | Nga Awa Purua | OFT | Substation | Wairakei | WRK | TPM | TPM |  | 1677708.7 | 126667.01 | 37077.36 |  | 0.17 | 278.37
NPOW | Northpower Limited | BRB | Bream Bay | GEN | Substation | Bream Bay | BRB | TPM | TPM |  | 2016473.97 | 152243.78 | 115745.61 |  | 0 | 0
NPOW | Northpower Limited | BRB | Bream Bay | OFT | Substation | Bream Bay | BRB | TPM | TPM |  | 2016473.97 | 152243.78 | 44564.07 |  | 100 | 196807.85
NPOW | Northpower Limited | KEN | Kensington | GEN | Substation | Kensington | KEN | TPM | TPM |  | 1278911.84 | 96557.84 | 73409.54 |  | 0 | 0
NPOW | Northpower Limited | KEN | Kensington | OFT | Substation | Kensington | KEN | TPM | TPM |  | 1278911.84 | 96557.84 | 28263.95 |  | 100 | 124821.79
NPOW | Northpower Limited | KEN | Kensington | OFT | Substation | Maungatapere | MPE | TPM | TPM |  | 1395656.08 | 105372.03 | 30844 |  | 17.7 | 24110.24
NPOW | Northpower Limited | MPE | Maungatapere | OFT | Substation | Maungatapere | MPE | TPM | TPM |  | 1395656.08 | 105372.03 | 30844 |  | 24.14 | 32882.55
NPOW | Northpower Limited | MTO | Maungaturoto | OFT | Substation | Maungaturoto | MTO | TPM | TPM |  | 1272949.76 | 96107.71 | 28132.19 |  | 73.66 | 91515.11
NTRG | Ngatamariki Geothermal Limited | NAP | Nga Awa Purua | GEN | Substation | Wairakei | WRK | TPM | TPM |  | 1677708.7 | 126667.01 | 96300.48 |  | 2.89 | 6443.76
NTRG | Ngatamariki Geothermal Limited | NAP | Nga Awa Purua | OFT | Substation | Wairakei | WRK | TPM | TPM |  | 1677708.7 | 126667.01 | 37077.36 |  | 0.11 | 180.12
NZAS | New Zealand Aluminium Smelter Limited | TWI | Tiwai | OFT | Substation | North Makarewa | NMA | TPM | TPM |  | 1848115.68 | 139532.73 | 40843.36 |  | 11.03 | 19895.48
NZAS | New Zealand Aluminium Smelter Limited | TWI | Tiwai | OFT | Substation | Tiwai | TWI | TPM | TPM |  | 3033268.94 | 229011.8 | 67035.24 |  | 42.26 | 125109.48
NZST | New Zealand Steel Limited | GLN | Glenbrook | GEN | Substation | Glenbrook | GLN | TPM | TPM |  | 1796439.54 | 135631.19 | 103115.63 |  | 4.41 | 10528.73
NZST | New Zealand Steel Limited | GLN | Glenbrook | OFT | Substation | Glenbrook | GLN | TPM | TPM |  | 1796439.54 | 135631.19 | 39701.31 |  | 77.38 | 135672.29
ORON | Orion New Zealand Limited | ADD | Addington | GEN | Substation | Addington | ADD | TPM | TPM |  | 6121904.09 | 462203.76 | 351397.29 |  | 0 | 0
ORON | Orion New Zealand Limited | ADD | Addington | OFT | Substation | Addington | ADD | TPM | TPM |  | 6121904.09 | 462203.76 | 135294.08 |  | 100 | 597497.84
ORON | Orion New Zealand Limited | ADD | Addington | OFT | Substation | Islington | ISL | TPM | TPM |  | 8588991.36 | 648468.85 | 189816.71 |  | 2.08 | 17436.34
ORON | Orion New Zealand Limited | APS | Arthurs Pass | OFT | Substation | Arthurs Pass | APS | TPM | TPM |  | 1373498.52 | 103699.14 | 30354.32 |  | 80.44 | 107832.6
ORON | Orion New Zealand Limited | BRY | Bromley | GEN | Substation | Bromley | BRY | TPM | TPM |  | 2405647.34 | 181626.37 | 138084.16 |  | 0 | 0
ORON | Orion New Zealand Limited | BRY | Bromley | OFT | Substation | Bromley | BRY | TPM | TPM |  | 2405647.34 | 181626.37 | 53164.81 |  | 100 | 234791.18
ORON | Orion New Zealand Limited | CLH | Castle Hill | OFT | Substation | Castle Hill | CLH | TPM | TPM |  | 1383780.63 | 104475.44 | 30581.55 |  | 57.73 | 77968.4
ORON | Orion New Zealand Limited | COL | Coleridge | OFT | Substation | Coleridge | COL | TPM | TPM |  | 1281719.51 | 96769.82 | 28326 |  | 30.82 | 38554.53
ORON | Orion New Zealand Limited | HOR | Hororata | OFT | Substation | Hororata | HOR | TPM | TPM |  | 1391585.25 | 105064.69 | 30754.03 |  | 64.98 | 88255
ORON | Orion New Zealand Limited | ISL | Islington | OFT | Substation | Islington | ISL | TPM | TPM |  | 8588991.36 | 648468.85 | 189816.71 |  | 10.45 | 87600.84
ORON | Orion New Zealand Limited | MLN | Middleton | GEN | Substation | Middleton | MLN | COA | COA |  | 0 | 0 | 0 |  | 0 | 0
ORON | Orion New Zealand Limited | MLN | Middleton | OFT | Substation | Islington | ISL | TPM | TPM |  | 8588991.36 | 648468.85 | 189816.71 |  | 0.4 | 3353.14
ORON | Orion New Zealand Limited | MLN | Middleton | OFT | Substation | Middleton | MLN | COA | COA |  | 0 | 0 | 0 |  | 100 | 0
ORON | Orion New Zealand Limited | SPN | Springston | GEN | Substation | Springston | SPN | TPM | TPM |  | 1193263.94 | 90091.43 | 68493.35 |  | 0 | 0
ORON | Orion New Zealand Limited | SPN | Springston | OFT | Substation | Islington | ISL | TPM | TPM |  | 8588991.36 | 648468.85 | 189816.71 |  | 1.24 | 10394.74
ORON | Orion New Zealand Limited | SPN | Springston | OFT | Substation | Springston | SPN | TPM | TPM |  | 1193263.94 | 90091.43 | 26371.13 |  | 100 | 116462.56
OTNT | Last Tango Ltd, Pylon Ltd and Southern Lines Ltd trading as OtagoNet | BAL | Balclutha | GEN | Substation | Balclutha | BAL | TPM | TPM |  | 1204324.8 | 90926.52 | 69128.24 |  | 0 | 0
OTNT | Last Tango Ltd, Pylon Ltd and Southern Lines Ltd trading as OtagoNet | BAL | Balclutha | OFT | Substation | Balclutha | BAL | TPM | TPM |  | 1204324.8 | 90926.52 | 26615.58 |  | 100 | 117542.1
OTNT | Last Tango Ltd, Pylon Ltd and Southern Lines Ltd trading as OtagoNet | NSY | Naseby | OFT | Substation | Naseby | NSY | TPM | TPM |  | 1341370.85 | 101273.5 | 29644.3 |  | 78.67 | 102993.03
OTNT | Last Tango Ltd, Pylon Ltd and Southern Lines Ltd trading as OtagoNet | PAL | Palmerston | GEN | Substation | Palmerston | PAL | TPM | TPM |  | 1158431.92 | 87461.61 | 66493.99 |  | 0 | 0
OTNT | Last Tango Ltd, Pylon Ltd and Southern Lines Ltd trading as OtagoNet | PAL | Palmerston | OFT | Substation | Halfway Bush | HWB | TPM | TPM |  | 2177601.41 | 164408.91 | 48124.99 |  | 3.3 | 7013.62
OTNT | Last Tango Ltd, Pylon Ltd and Southern Lines Ltd trading as OtagoNet | PAL | Palmerston | OFT | Substation | Palmerston | PAL | TPM | TPM |  | 1158431.92 | 87461.61 | 25601.35 |  | 100 | 113062.96
PANP | Pan Pac Forest Products Limited | WHI | Whirinaki | OFT | Substation | Whirinaki | WHI | TPM | TPM |  | 1775250.8 | 134031.44 | 39233.04 |  | 76.16 | 131958.23
POCO | Powerco Limited | BRK | Brunswick | OFT | Substation | Brunswick | BRK | TPM | TPM |  | 1693553.01 | 127863.25 | 37427.52 |  | 45.62 | 75405.65
POCO | Powerco Limited | BPE | Bunnythorpe | GEN | Substation | Bunnythorpe | BPE | TPM | TPM |  | 4523574.36 | 341529.86 | 259653.17 |  | 0.65 | 3907.69
POCO | Powerco Limited | BPE | Bunnythorpe | OFT | Substation | Bunnythorpe | BPE | TPM | TPM |  | 4523574.36 | 341529.86 | 99970.99 |  | 17.52 | 77350.95
POCO | Powerco Limited | CST | Carrington | OFT | Substation | Carrington | CST | TPM | TPM |  | 1915567.03 | 144625.31 | 42334.03 |  | 63.65 | 118999.62
POCO | Powerco Limited | GYT | Greytown | GEN | Substation | Greytown | GYT | TPM | TPM |  | 1431752.72 | 108097.33 | 82182.61 |  | 16.21 | 30844.38
POCO | Powerco Limited | GYT | Greytown | OFT | Substation | Greytown | GYT | TPM | TPM |  | 1431752.72 | 108097.33 | 31641.74 |  | 58.62 | 81915.04
POCO | Powerco Limited | HWA | Hawera | GEN | Substation | Hawera | HWA | TPM | TPM |  | 1368585.25 | 103328.19 | 78556.79 |  | 20.05 | 36467.94
POCO | Powerco Limited | HWA | Hawera | OFT | Substation | Hawera | HWA | TPM | TPM |  | 1368585.25 | 103328.19 | 30245.73 |  | 20.21 | 26995.29
POCO | Powerco Limited | HIN | Hinuera | GEN | Substation | Hinuera | HIN | TPM | TPM |  | 1345361.3 | 101574.78 | 77223.74 |  | 0 | 0
POCO | Powerco Limited | HIN | Hinuera | OFT | Substation | Hamilton | HAM | TPM | TPM |  | 2060111.91 | 155538.45 | 45528.47 |  | 0.76 | 1528.11
POCO | Powerco Limited | HIN | Hinuera | OFT | Substation | Hinuera | HIN | TPM | TPM |  | 1345361.3 | 101574.78 | 29732.48 |  | 100 | 131307.26
POCO | Powerco Limited | HUI | Huirangi | GEN | Substation | Huirangi | HUI | TPM | TPM |  | 1395604.55 | 105368.14 | 80107.7 |  | 24.78 | 45960.91
POCO | Powerco Limited | HUI | Huirangi | OFT | Substation | Huirangi | HUI | TPM | TPM |  | 1395604.55 | 105368.14 | 30842.86 |  | 40.68 | 55410.63
POCO | Powerco Limited | KMO | Kaitimako | OFT | Substation | Kaitimako | KMO | TPM | TPM |  | 1924955.12 | 145334.11 | 42541.51 |  | 50.5 | 94877.19
POCO | Powerco Limited | KIN | Kinleith | OFT | Substation | Kinleith | KIN | TPM | TPM |  | 1711357.63 | 129207.5 | 37821 |  | 71.86 | 120026.68
POCO | Powerco Limited | KPU | Kopu | GEN | Substation | Kopu | KPU | TPM | TPM |  | 1355168.17 | 102315.2 | 77786.65 |  | 0 | 0
POCO | Powerco Limited | KPU | Kopu | OFT | Substation | Hamilton | HAM | TPM | TPM |  | 2060111.91 | 155538.45 | 45528.47 |  | 1.15 | 2312.27
POCO | Powerco Limited | KPU | Kopu | OFT | Substation | Kopu | KPU | TPM | TPM |  | 1355168.17 | 102315.2 | 29949.22 |  | 100 | 132264.42
POCO | Powerco Limited | LTN | Linton | GEN | Substation | Linton | LTN | TPM | TPM |  | 1538256.88 | 116138.39 | 88295.94 |  | 18.94 | 38719.86
POCO | Powerco Limited | LTN | Linton | OFT | Substation | Linton | LTN | TPM | TPM |  | 1538256.88 | 116138.39 | 33995.48 |  | 63.47 | 95289.97
POCO | Powerco Limited | MGM | Mangamaire | OFT | Substation | Mangamaire | MGM | TPM | TPM |  | 1263934.14 | 95427.03 | 27932.94 |  | 73.93 | 91200.03
POCO | Powerco Limited | MTN | Marton | OFT | Substation | Marton | MTN | TPM | TPM |  | 1377289.45 | 103985.35 | 30438.1 |  | 100 | 134423.45
POCO | Powerco Limited | MST | Masterton | OFT | Substation | Masterton | MST | TPM | TPM |  | 1483752.72 | 112023.33 | 32790.94 |  | 74.65 | 108103.85
POCO | Powerco Limited | MTR | Mataroa | OFT | Substation | Mataroa | MTR | TPM | TPM |  | 1428398.13 | 107844.06 | 31567.6 |  | 68.51 | 95510.93
POCO | Powerco Limited | MTM | Mt Maunganui | OFT | Substation | Mt Maunganui | MTM | TPM | TPM |  | 1792792.26 | 135355.82 | 39620.71 |  | 66.03 | 115537
POCO | Powerco Limited | NPL | New Plymouth | OFT | Substation | New Plymouth | NPL | TPM | TPM |  | 1329746.68 | 100395.87 | 29387.4 |  | 21.39 | 27760.64
POCO | Powerco Limited | OKN | Ohakune | OFT | Substation | Ohakune | OKN | TPM | TPM |  | 1596404.65 | 120528.55 | 35280.54 |  | 12.93 | 20146.12
POCO | Powerco Limited | OPK | Opunake | GEN | Substation | Opunake | OPK | TPM | TPM |  | 1254298.5 | 94699.54 | 71996.73 |  | 0 | 0
POCO | Powerco Limited | OPK | Opunake | OFT | Substation | Opunake | OPK | TPM | TPM |  | 1254298.5 | 94699.54 | 27720 |  | 100 | 122419.54
POCO | Powerco Limited | OPK | Opunake | OFT | Substation | Stratford | SFD | TPM | TPM |  | 2178842.81 | 164502.63 | 48152.43 |  | 1.81 | 3849.06
POCO | Powerco Limited | SFD | Stratford | OFT | Substation | Stratford | SFD | TPM | TPM |  | 2178842.81 | 164502.63 | 48152.43 |  | 18.36 | 39043.47
POCO | Powerco Limited | TGA | Tauranga | GEN | Substation | Tauranga | TGA | TPM | TPM |  | 2269188.81 | 171323.76 | 130251.44 |  | 9.99 | 30127.36
POCO | Powerco Limited | TGA | Tauranga | OFT | Substation | Tauranga | TGA | TPM | TPM |  | 2269188.81 | 171323.76 | 50149.07 |  | 90.01 | 199347.69
POCO | Powerco Limited | TMI | Te Matai | OFT | Substation | Te Matai | TMI | TPM | TPM |  | 1542225.59 | 116438.03 | 34083.19 |  | 80.59 | 121305.05
POCO | Powerco Limited | WHU | Waihou | GEN | Substation | Waihou | WHU | TPM | TPM |  | 1421298.86 | 107308.06 | 81582.55 |  | 0 | 0
POCO | Powerco Limited | WHU | Waihou | OFT | Substation | Hamilton | HAM | TPM | TPM |  | 2060111.91 | 155538.45 | 45528.47 |  | 1.41 | 2835.04
POCO | Powerco Limited | WHU | Waihou | OFT | Substation | Waihou | WHU | TPM | TPM |  | 1421298.86 | 107308.06 | 31410.7 |  | 100 | 138718.76
POCO | Powerco Limited | WKO | Waikino | GEN | Substation | Waikino | WKO | TPM | TPM |  | 1341970 | 101318.74 | 77029.08 |  | 0 | 0
POCO | Powerco Limited | WKO | Waikino | OFT | Substation | Hamilton | HAM | TPM | TPM |  | 2060111.91 | 155538.45 | 45528.47 |  | 0.9 | 1809.6
POCO | Powerco Limited | WKO | Waikino | OFT | Substation | Waikino | WKO | TPM | TPM |  | 1341970 | 101318.74 | 29657.54 |  | 100 | 130976.28
POCO | Powerco Limited | WGN | Wanganui | OFT | Substation | Wanganui | WGN | TPM | TPM |  | 1443780.63 | 109005.44 | 31907.55 |  | 64.93 | 91494.8
POCO | Powerco Limited | WVY | Waverley | OFT | Substation | Waverley | WVY | TPM | TPM |  | 1343493.95 | 101433.79 | 29691.22 |  | 52.62 | 68997.98
WELE | WEL Networks Limited | MER | Meremere | OFT | Substation | Meremere | MER | TPM | TPM |  | 0 | 0 | 0 |  | 100 | 0
WELE | WEL Networks Limited | MER | Meremere | OFT | Substation | Bombay | BOB | TPM | TPM |  | 2045229.89 | 154414.86 | 45199.58 |  | 4.83 | 9641.38
WELE | WEL Networks Limited | MER | Meremere | GEN | Substation | Meremere | MER | TPM | TPM |  | 0 | 0 | 0 |  | 0 | 0
WELE | WEL Networks Limited | HLY | Huntly | OFT | Substation | Huntly | HLY | TPM | TPM |  | 1336466.4 | 100903.21 | 29535.91 |  | 29.57 | 38570.85
WELE | WEL Networks Limited | HAM | Hamilton | OFT | Substation | Hamilton | HAM | TPM | TPM |  | 2060111.91 | 155538.45 | 45528.47 |  | 40.02 | 80466.98
POWN | PowerNet Limited | EDN | Edendale | OFT | Substation | Edendale | EDN | TPM | TPM |  | 1315054.38 | 99286.61 | 29062.7 |  | 81.03 | 104001.45
POWN | PowerNet Limited | GOR | Gore | OFT | Substation | Gore | GOR | TPM | TPM |  | 1353257.06 | 102170.91 | 29906.98 |  | 76.61 | 101184.87
POWN | PowerNet Limited | INV | Invercargill | OFT | Substation | Invercargill | INV | TPM | TPM |  | 1932136.73 | 145876.32 | 42700.22 |  | 42.19 | 79560.44
POWN | PowerNet Limited | NMA | North Makarewa | GEN | Substation | North Makarewa | NMA | TPM | TPM |  | 1848115.68 | 139532.73 | 106081.84 |  | 13.14 | 32273.75
POWN | PowerNet Limited | NMA | North Makarewa | OFT | Substation | North Makarewa | NMA | TPM | TPM |  | 1848115.68 | 139532.73 | 40843.36 |  | 16.38 | 29545.6
WATA | Network Waitaki Limited | WTK | Waitaki | OFT | Substation | Waitaki | WTK | TPM | TPM |  | 1675487.55 | 126499.31 | 37028.27 |  | 7.09 | 11594.11
WATA | Network Waitaki Limited | TWZ | Twizel | OFT | Substation | Twizel | TWZ | TPM | TPM |  | 1639141.54 | 123755.19 | 36225.03 |  | 10.25 | 16397.97
WATA | Network Waitaki Limited | OAM | Oamaru | OFT | Substation | Oamaru | OAM | TPM | TPM |  | 1444767.4 | 109079.94 | 31929.36 |  | 100 | 141009.3
WATA | Network Waitaki Limited | OAM | Oamaru | GEN | Substation | Oamaru | OAM | TPM | TPM |  | 1444767.4 | 109079.94 | 82929.65 |  | 0 | 0
WATA | Network Waitaki Limited | BPT | Blackpoint | OFT | Substation | Blackpoint | BPT | NEA | NEA |  | 0 | 0 | 0 |  | 100 | 0
WATA | Network Waitaki Limited | BPT | Blackpoint | GEN | Substation | Blackpoint | BPT | NEA | NEA |  | 0 | 0 | 0 |  | 0 | 0
SCAN | Scanpower Limited | DVK | Dannevirke | OFT | Substation | Dannevirke | DVK | TPM | TPM |  | 1568787.15 | 118443.43 | 34670.2 |  | 79.91 | 122353.1
SCAN | Scanpower Limited | WDV | Woodville | OFT | Substation | Woodville | WDV | TPM | TPM |  | 1613237.75 | 121799.45 | 35652.55 |  | 46.61 | 73388.38
SCGL | Southdown Cogeneration Limited | SWN | Southdown | GEN | Substation | Southdown | SWN | NEA | NEA |  | 1020060.32 | 0 | 0 |  | 98.19 | 0
SCGL | Southdown Cogeneration Limited | SWN | Southdown | OFT | Substation | Southdown | SWN | NEA | NEA |  | 1020060.32 | 0 | 0 |  | 1.81 | 0
SHPK | Southpark Utilities Limited | PEN | Penrose | OFT | Substation | Penrose | PEN | TPM | TPM |  | 7974915.55 | 602106.12 | 176245.63 |  | 1.03 | 8017.02
TAPP | Norske Skog Tasman Limited | KAW | Kawerau | GEN | Substation | Kawerau | KAW | TPM | TPM |  | 1896404.86 | 143178.57 | 108853.64 |  | 21.8 | 54943.02
TAPP | Norske Skog Tasman Limited | KAW | Kawerau | OFT | Substation | Kawerau | KAW | TPM | TPM |  | 1896404.86 | 143178.57 | 41910.55 |  | 30.76 | 56933.41
TASM | Network Tasman Limited | KIK | Kikiwa | OFT | Substation | Kikiwa | KIK | TPM | TPM |  | 2133488.28 | 161078.37 | 47150.09 |  | 3.13 | 6517.55
TASM | Network Tasman Limited | MOT | Motueka | GEN | Substation | Motueka | MOT | TPM | TPM |  | 1731787.15 | 130749.93 | 99404.58 |  | 0 | 0
TASM | Network Tasman Limited | MOT | Motueka | OFT | Substation | Motueka | MOT | TPM | TPM |  | 1731787.15 | 130749.93 | 38272.5 |  | 100 | 169022.43
TASM | Network Tasman Limited | MOT | Motueka | OFT | Substation | Stoke | STK | TPM | TPM |  | 2368999.22 | 178859.44 | 52354.88 |  | 5.89 | 13618.52
TASM | Network Tasman Limited | MOT | Motueka | OFT | Substation | Upper Takaka | UTK | TPM | TPM |  | 1498607.79 | 113144.89 | 33119.23 |  | 32.04 | 46863.02
TASM | Network Tasman Limited | MPI | Motupipi | GEN | Substation | Motupipi | MPI | TPM | TPM |  | 0.01 | 0 | 0 |  | 0 | 0
TASM | Network Tasman Limited | MPI | Motupipi | OFT | Substation | Motupipi | MPI | TPM | TPM |  | 0.01 | 0 | 0 |  | 100 | 0
TASM | Network Tasman Limited | MPI | Motupipi | OFT | Substation | Stoke | STK | TPM | TPM |  | 2368999.22 | 178859.44 | 52354.88 |  | 2.14 | 4947.99
TASM | Network Tasman Limited | MPI | Motupipi | OFT | Substation | Upper Takaka | UTK | TPM | TPM |  | 1498607.79 | 113144.89 | 33119.23 |  | 11.63 | 17010.52
TASM | Network Tasman Limited | MCH | Murchison | OFT | Substation | Murchison | MCH | TPM | TPM |  | 1431780.63 | 108099.44 | 31642.35 |  | 65.09 | 90957.93
TASM | Network Tasman Limited | STK | Stoke | OFT | Substation | Stoke | STK | TPM | TPM |  | 2368999.22 | 178859.44 | 52354.88 |  | 36.85 | 85202.48
TBOP | Bay of Plenty Electricity Limited | KPA | Kaponga | GEN | Substation | Kaponga | KPA | TPM | TPM |  | 0 | 0 | 0 |  | 99.97 | 0
TBOP | Bay of Plenty Electricity Limited | KPA | Kaponga | GEN | Substation | Stratford | SFD | TPM | TPM |  | 2178842.81 | 164502.63 | 125065.58 |  | 3.57 | 10337.59
TBOP | Bay of Plenty Electricity Limited | KPA | Kaponga | OFT | Substation | Kaponga | KPA | TPM | TPM |  | 0 | 0 | 0 |  | 0.03 | 0
TBOP | Bay of Plenty Electricity Limited | KPA | Kaponga | OFT | Substation | Stratford | SFD | TPM | TPM |  | 2178842.81 | 164502.63 | 48152.43 |  | 0 | 0
TBOP | Bay of Plenty Electricity Limited | MAT | Matahina | GEN | Substation | Kawerau | KAW | TPM | TPM |  | 1896404.86 | 143178.57 | 108853.64 |  | 0 | 0
TBOP | Bay of Plenty Electricity Limited | MAT | Matahina | GEN | Substation | Matahina | MAT | NEA | NEA |  | 1162868.76 | 0 | 0 |  | 14.34 | 0
TBOP | Bay of Plenty Electricity Limited | MAT | Matahina | OFT | Substation | Kawerau | KAW | TPM | TPM |  | 1896404.86 | 143178.57 | 41910.55 |  | 0 | 0
TBOP | Bay of Plenty Electricity Limited | MAT | Matahina | OFT | Substation | Matahina | MAT | NEA | NEA |  | 1162868.76 | 0 | 0 |  | 0 | 0
TOPE | Top Energy Limited | KOE | Kaikohe | GEN | Substation | Kaikohe | KOE | COA | COA |  | 0.01 | 0 | 0 |  | 4.67 | 0
TOPE | Top Energy Limited | KOE | Kaikohe | GEN | Substation | Maungatapere | MPE | TPM | TPM |  | 1395656.08 | 105372.03 | 80110.66 |  | 0.9 | 1669.34
TOPE | Top Energy Limited | KOE | Kaikohe | OFT | Substation | Kaikohe | KOE | COA | COA |  | 0.01 | 0 | 0 |  | 95.33 | 0
TOPE | Top Energy Limited | KOE | Kaikohe | OFT | Substation | Maungatapere | MPE | TPM | TPM |  | 1395656.08 | 105372.03 | 30844 |  | 18.44 | 25118.24
TRNZ | New Zealand Railways Corporation (trading as KIWIRAIL) | BPE | Bunnythorpe | GEN | Substation | Bunnythorpe | BPE | TPM | TPM |  | 4523574.36 | 341529.86 | 259653.17 |  | 0.01 | 60.12
TRNZ | New Zealand Railways Corporation (trading as KIWIRAIL) | BPE | Bunnythorpe | OFT | Substation | Bunnythorpe | BPE | TPM | TPM |  | 4523574.36 | 341529.86 | 99970.99 |  | 11.03 | 48697.54
TRNZ | New Zealand Railways Corporation (trading as KIWIRAIL) | HAM | Hamilton | GEN | Substation | Hamilton | HAM | TPM | TPM |  | 2060111.91 | 155538.45 | 118250.42 |  | 0.86 | 2354.58
TRNZ | New Zealand Railways Corporation (trading as KIWIRAIL) | HAM | Hamilton | OFT | Substation | Hamilton | HAM | TPM | TPM |  | 2060111.91 | 155538.45 | 45528.47 |  | 12.53 | 25193.69
TRNZ | New Zealand Railways Corporation (trading as KIWIRAIL) | PEN | Penrose | OFT | Substation | Penrose | PEN | TPM | TPM |  | 7974915.55 | 602106.12 | 176245.63 |  | 11.56 | 89977.46
TRNZ | New Zealand Railways Corporation (trading as KIWIRAIL) | TNG | Tangiwai | GEN | Substation | Tangiwai | TNG | TPM | TPM |  | 1747389.22 | 131927.89 | 100300.14 |  | 1.97 | 4574.89
TRNZ | New Zealand Railways Corporation (trading as KIWIRAIL) | TNG | Tangiwai | OFT | Substation | Tangiwai | TNG | TPM | TPM |  | 1747389.22 | 131927.89 | 38617.3 |  | 15.23 | 25974.03
TRNZ | New Zealand Railways Corporation (trading as KIWIRAIL) | TMN | Taumarunui | GEN | Substation | Taumarunui | TMN | TPM | TPM |  | 1585121.66 | 119676.69 | 90985.98 |  | 10.21 | 21508.66
TRNZ | New Zealand Railways Corporation (trading as KIWIRAIL) | TMN | Taumarunui | OFT | Substation | Taumarunui | TMN | TPM | TPM |  | 1585121.66 | 119676.69 | 35031.19 |  | 61.86 | 95702.29
WAIP | Waipa Networks Limited | TMU | Te Awamutu | OFT | Substation | Te Awamutu | TMU | TPM | TPM |  | 1609025.96 | 121481.46 | 35559.47 |  | 100 | 157040.93
WAIP | Waipa Networks Limited | TMU | Te Awamutu | OFT | Substation | Hamilton | HAM | TPM | TPM |  | 2060111.91 | 155538.45 | 45528.47 |  | 0.58 | 1166.19
WAIP | Waipa Networks Limited | TMU | Te Awamutu | GEN | Substation | Te Awamutu | TMU | TPM | TPM |  | 1609025.96 | 121481.46 | 92358.09 |  | 0 | 0
TRUS | TrustPower Limited | ARG | Argyle | GEN | Substation | Argyle | ARG | TPM | TPM |  | 23081.99 | 1742.69 | 1324.91 |  | 37.18 | 1140.53
TRUS | TrustPower Limited | ARG | Argyle | OFT | Substation | Argyle | ARG | TPM | TPM |  | 23081.99 | 1742.69 | 510.11 |  | 0.83 | 18.7
TRUS | TrustPower Limited | BWK | Berwick | GEN | Substation | Berwick | BWK | TPM | TPM |  | 1142931.92 | 86291.36 | 65604.29 |  | 0 | 0
TRUS | TrustPower Limited | BWK | Berwick | OFT | Substation | Berwick | BWK | TPM | TPM |  | 1142931.92 | 86291.36 | 25258.8 |  | 0 | 0
TRUS | TrustPower Limited | COL | Coleridge | GEN | Substation | Coleridge | COL | TPM | TPM |  | 1281719.51 | 96769.82 | 73570.7 |  | 7.46 | 12707.4
TRUS | TrustPower Limited | COL | Coleridge | OFT | Substation | Coleridge | COL | TPM | TPM |  | 1281719.51 | 96769.82 | 28326 |  | 0.02 | 25.02
TRUS | TrustPower Limited | HWA | Hawera | GEN | Substation | Hawera | HWA | TPM | TPM |  | 1368585.25 | 103328.19 | 78556.79 |  | 0 | 0
TRUS | TrustPower Limited | HWA | Hawera | OFT | Substation | Hawera | HWA | TPM | TPM |  | 1368585.25 | 103328.19 | 30245.73 |  | 0 | 0
TRUS | TrustPower Limited | MAT | Matahina | GEN | Substation | Kawerau | KAW | TPM | TPM |  | 1896404.86 | 143178.57 | 108853.64 |  | 0 | 0
TRUS | TrustPower Limited | MAT | Matahina | GEN | Substation | Matahina | MAT | NEA | NEA |  | 1162868.76 | 0 | 0 |  | 85.66 | 0
TRUS | TrustPower Limited | MAT | Matahina | OFT | Substation | Kawerau | KAW | TPM | TPM |  | 1896404.86 | 143178.57 | 41910.55 |  | 0 | 0
TRUS | TrustPower Limited | MAT | Matahina | OFT | Substation | Matahina | MAT | NEA | NEA |  | 1162868.76 | 0 | 0 |  | 0 | 0
TRUS | TrustPower Limited | ROT | Rotorua | GEN | Substation | Rotorua | ROT | TPM | TPM |  | 1757360.02 | 132680.68 | 100872.47 |  | 0 | 0
TRUS | TrustPower Limited | ROT | Rotorua | OFT | Substation | Rotorua | ROT | TPM | TPM |  | 1757360.02 | 132680.68 | 38837.66 |  | 0 | 0
WAIP | Waipa Networks Limited | CBG | Cambridge | OFT | Substation | Hamilton | HAM | TPM | TPM |  | 2060111.91 | 155538.45 | 45528.47 |  | 0.57 | 1146.08
WAIP | Waipa Networks Limited | CBG | Cambridge | OFT | Substation | Cambridge | CBG | TPM | TPM |  | 1667824.13 | 125920.72 | 36858.91 |  | 100 | 162779.63
WAIP | Waipa Networks Limited | CBG | Cambridge | GEN | Substation | Cambridge | CBG | TPM | TPM |  | 1667824.13 | 125920.72 | 95733.11 |  | 0 | 0
VECT | Vector Limited | ALB | Albany | OFT | Substation | Albany | ALB | TPM | TPM |  | 3220365.04 | 243137.56 | 71170.07 |  | 31.45 | 98849.75
VECT | Vector Limited | HEN | Henderson | OFT | Substation | Henderson | HEN | TPM | TPM |  | 3906541.92 | 294943.91 | 86334.58 |  | 29.05 | 110761.4
VECT | Vector Limited | HEP | Hepburn Road | OFT | Substation | Hepburn Road | HEP | TPM | TPM |  | 2297245.92 | 173442.07 | 50769.13 |  | 59.19 | 132710.61
VECT | Vector Limited | MNG | Mangere | OFT | Substation | Mangere | MNG | TPM | TPM |  | 2023596.34 | 152781.52 | 44721.48 |  | 75.5 | 149114.76
VECT | Vector Limited | ROS | Mt Roskill | OFT | Substation | Mt Roskill | ROS | TPM | TPM |  | 2600358.88 | 196327.1 | 57467.93 |  | 69.82 | 177199.69
VECT | Vector Limited | OTA | Otahuhu | OFT | Substation | Otahuhu | OTA | TPM | TPM |  | 48706934.26 | 3677373.54 | 1076423.25 |  | 5.7 | 270966.42
VECT | Vector Limited | PAK | Pakuranga | OFT | Substation | Pakuranga | PAK | TPM | TPM |  | 6105777.04 | 460986.17 | 134937.67 |  | 63.58 | 378888.38
VECT | Vector Limited | PEN | Penrose | GEN | Substation | Penrose | PEN | TPM | TPM |  | 7974915.55 | 602106.12 | 457760.15 |  | 0 | 0
VECT | Vector Limited | PEN | Penrose | OFT | Substation | Penrose | PEN | TPM | TPM |  | 7974915.55 | 602106.12 | 176245.63 |  | 52.5 | 408634.67
VECT | Vector Limited | SVL | Silverdale | OFT | Substation | Albany | ALB | TPM | TPM |  | 3220365.04 | 243137.56 | 71170.07 |  | 2.09 | 6569.03
VECT | Vector Limited | TAK | Takanini | GEN | Substation | Takanini | TAK | TPM | TPM |  | 1655930.93 | 125022.79 | 95050.44 |  | 0 | 0
VECT | Vector Limited | TAK | Takanini | OFT | Substation | Takanini | TAK | TPM | TPM |  | 1655930.93 | 125022.79 | 36596.07 |  | 100 | 161618.86
VECT | Vector Limited | WEL | Wellsford | OFT | Substation | Wellsford | WEL | TPM | TPM |  | 1450513.36 | 109513.76 | 32056.35 |  | 72.29 | 102341.03
VECT | Vector Limited | WIR | Wiri | GEN | Substation | Wiri | WIR | TPM | TPM |  | 4437746.05 | 335049.83 | 254726.62 |  | 0 | 0
VECT | Vector Limited | WIR | Wiri | OFT | Substation | Wiri | WIR | TPM | TPM |  | 4437746.05 | 335049.83 | 98074.19 |  | 100 | 433124.02
VWEN | Wellington Electricity LInes Limited | CPK | Central Park | GEN | Substation | Central Park | CPK | TPM | TPM |  | 2329503.08 | 175877.48 | 133713.48 |  | 0 | 0
VWEN | Wellington Electricity LInes Limited | CPK | Central Park | OFT | Substation | Central Park | CPK | TPM | TPM |  | 2329503.08 | 175877.48 | 51482.02 |  | 100 | 227359.5
VWEN | Wellington Electricity LInes Limited | CPK | Central Park | OFT | Substation | Wilton | WIL | TPM | TPM |  | 9346195.92 | 705637.79 | 206550.93 |  | 4.95 | 45153.34
VWEN | Wellington Electricity LInes Limited | GFD | Gracefield | GEN | Substation | Gracefield | GFD | TPM | TPM |  | 2128967.23 | 160737.03 | 122202.72 |  | 0 | 0
VWEN | Wellington Electricity LInes Limited | GFD | Gracefield | OFT | Substation | Gracefield | GFD | TPM | TPM |  | 2128967.23 | 160737.03 | 47050.18 |  | 100 | 207787.21
VWEN | Wellington Electricity LInes Limited | GFD | Gracefield | OFT | Substation | Haywards | HAY | TPM | TPM |  | 17010611.47 | 1284301.17 | 375934.51 |  | 2.94 | 48810.93
VWEN | Wellington Electricity LInes Limited | HAY | Haywards | OFT | Substation | Haywards | HAY | TPM | TPM |  | 17010611.47 | 1284301.17 | 375934.51 |  | 13.57 | 225293.98
VWEN | Wellington Electricity LInes Limited | KWA | Kaiwharawhara | OFT | Substation | Wilton | WIL | TPM | TPM |  | 9346195.92 | 705637.79 | 206550.93 |  | 31.89 | 290896.98
VWEN | Wellington Electricity LInes Limited | MLG | Melling | GEN | Substation | Melling | MLG | TPM | TPM |  | 2289663.03 | 172869.56 | 131426.66 |  | 0 | 0
VWEN | Wellington Electricity LInes Limited | MLG | Melling | OFT | Substation | Haywards | HAY | TPM | TPM |  | 17010611.47 | 1284301.17 | 375934.51 |  | 2.91 | 48312.86
VWEN | Wellington Electricity LInes Limited | MLG | Melling | OFT | Substation | Melling | MLG | TPM | TPM |  | 2289663.03 | 172869.56 | 50601.55 |  | 100 | 223471.11
VWEN | Wellington Electricity LInes Limited | NGA | Ngauranga | OFT | Substation | Ngauranga | NGA | TPM | TPM |  | 0 | 0 | 0 |  | 0 | 0
VWEN | Wellington Electricity LInes Limited | NGA | Ngauranga | OFT | Substation | Takapu Road | TKR | TPM | TPM |  | 1885948.71 | 142389.13 | 41679.47 |  | 0 | 0
VWEN | Wellington Electricity LInes Limited | PNI | Pauatahanui | OFT | Substation | Pauatahanui | PNI | TPM | TPM |  | 1705652.33 | 128776.75 | 37694.92 |  | 74.75 | 124437.57
VWEN | Wellington Electricity LInes Limited | TKR | Takapu Road | OFT | Substation | Takapu Road | TKR | TPM | TPM |  | 1885948.71 | 142389.13 | 41679.47 |  | 61.28 | 112797.24
VWEN | Wellington Electricity LInes Limited | UHT | Upper Hutt | OFT | Substation | Upper Hutt | UHT | TPM | TPM |  | 1535034.83 | 115895.13 | 33924.27 |  | 70.64 | 105832.42
VWEN | Wellington Electricity LInes Limited | WIL | Wilton | OFT | Substation | Wilton | WIL | TPM | TPM |  | 9346195.92 | 705637.79 | 206550.93 |  | 4.64 | 42325.56
ALPE | Alpine Energy Limited | ABY | Albury | GEN | Switchgear | 62 | ABY | TPM | TPM | TPM | 344086.71 | 25978.55 | 19750.58 | 1984 | 59.84 | 28551.54
ALPE | Alpine Energy Limited | ABY | Albury | GEN | Switchgear | 72 | ABY | TPM | TPM | TPM | 504629.39 | 38099.52 | 28965.73 | 3968 | 14.36 | 10200.37
ALPE | Alpine Energy Limited | ABY | Albury | GEN | Switchgear | 2712 | ABY | TPM | TPM | TPM | 77761.23 | 5870.97 | 4463.49 | 992 | 59.84 | 6777.75
ALPE | Alpine Energy Limited | ABY | Albury | GEN | Switchgear | 2722 | ABY | TPM | TPM | TPM | 73527.31 | 5551.31 | 4220.47 | 892.8 | 59.84 | 6381.68
ALPE | Alpine Energy Limited | ABY | Albury | GEN | Switchgear | 2732 | ABY | TPM | TPM | TPM | 73527.31 | 5551.31 | 4220.47 | 892.8 | 59.84 | 6381.68
ALPE | Alpine Energy Limited | ABY | Albury | GEN | Switchgear | 2742 | ABY | TPM | TPM | TPM | 73527.31 | 5551.31 | 4220.47 | 892.8 | 59.84 | 6381.68
ALPE | Alpine Energy Limited | ABY | Albury | GEN | Switchgear | RM2712 | ABY | TPM | TPM | TPM | 31102.38 | 2348.23 | 1785.28 | 0 | 59.84 | 2473.49
ALPE | Alpine Energy Limited | ABY | Albury | GEN | Switchgear | VT62 | ABY | TPM | TPM | TPM | 48805.45 | 3684.81 | 2801.43 | 0 | 59.84 | 3881.37
ALPE | Alpine Energy Limited | ABY | Albury | GEN | Switchgear | 132 | TIM | TPM | TPM | TPM | 504629.39 | 38099.52 | 28965.73 | 4960 | 14.36 | 10342.83
ALPE | Alpine Energy Limited | ABY | Albury | GEN | Switchgear | VT3 | TIM | TPM | TPM | TPM | 48805.45 | 3684.81 | 2801.43 | 0 | 14.36 | 931.42
ALPE | Alpine Energy Limited | ABY | Albury | OFT | Switchgear | 62 | ABY | TPM | TPM | TPM | 344086.71 | 25978.55 | 7604.32 | 1984 | 40.16 | 14283.65
ALPE | Alpine Energy Limited | ABY | Albury | OFT | Switchgear | 72 | ABY | TPM | TPM | TPM | 504629.39 | 38099.52 | 11152.31 | 3968 | 9.64 | 5130.39
ALPE | Alpine Energy Limited | ABY | Albury | OFT | Switchgear | 2712 | ABY | TPM | TPM | TPM | 77761.23 | 5870.97 | 1718.52 | 992 | 40.16 | 3446.33
ALPE | Alpine Energy Limited | ABY | Albury | OFT | Switchgear | 2722 | ABY | TPM | TPM | TPM | 73527.31 | 5551.31 | 1624.95 | 892.8 | 40.16 | 3240.53
ALPE | Alpine Energy Limited | ABY | Albury | OFT | Switchgear | 2732 | ABY | TPM | TPM | TPM | 73527.31 | 5551.31 | 1624.95 | 892.8 | 40.16 | 3240.53
ALPE | Alpine Energy Limited | ABY | Albury | OFT | Switchgear | 2742 | ABY | TPM | TPM | TPM | 73527.31 | 5551.31 | 1624.95 | 892.8 | 40.16 | 3240.53
ALPE | Alpine Energy Limited | ABY | Albury | OFT | Switchgear | RM2712 | ABY | TPM | TPM | TPM | 31102.38 | 2348.23 | 687.36 | 0 | 40.16 | 1219.09
ALPE | Alpine Energy Limited | ABY | Albury | OFT | Switchgear | VT62 | ABY | TPM | TPM | TPM | 48805.45 | 3684.81 | 1078.6 | 0 | 40.16 | 1912.99
ALPE | Alpine Energy Limited | ABY | Albury | OFT | Switchgear | 132 | TIM | TPM | TPM | TPM | 504629.39 | 38099.52 | 11152.31 | 4960 | 9.64 | 5226.02
ALPE | Alpine Energy Limited | ABY | Albury | OFT | Switchgear | VT3 | TIM | TPM | TPM | TPM | 48805.45 | 3684.81 | 1078.6 | 0 | 9.64 | 459.19
ALPE | Alpine Energy Limited | STU | Studholme | OFT | Switchgear | RM2772 | STU | TPM | TPM | TPM | 31102.38 | 2348.23 | 687.36 | 0 | 100 | 3035.59
ALPE | Alpine Energy Limited | STU | Studholme | OFT | Switchgear | RM2812 | STU | TPM | TPM | TPM | 31102.38 | 2348.23 | 687.36 | 0 | 100 | 3035.59
ALPE | Alpine Energy Limited | STU | Studholme | OFT | Switchgear | TRC5 | STU | TPM | TPM | TPM | 194677.76 | 14698.17 | 4302.38 | 0 | 100 | 19000.55
ALPE | Alpine Energy Limited | STU | Studholme | OFT | Switchgear | TRC6 | STU | TPM | TPM | TPM | 194677.76 | 14698.17 | 4302.38 | 0 | 100 | 19000.55
ALPE | Alpine Energy Limited | TKA | Tekapo A | OFT | Switchgear | 42 | ABY | TPM | TPM | TPM | 504629.39 | 38099.52 | 11152.31 | 3968 | 13.09 | 6966.48
ALPE | Alpine Energy Limited | TKA | Tekapo A | OFT | Switchgear | 72 | ABY | TPM | TPM | TPM | 504629.39 | 38099.52 | 11152.31 | 3968 | 9.95 | 5295.37
ALPE | Alpine Energy Limited | TKA | Tekapo A | OFT | Switchgear | 132 | TIM | TPM | TPM | TPM | 504629.39 | 38099.52 | 11152.31 | 4960 | 9.95 | 5394.08
ALPE | Alpine Energy Limited | TKA | Tekapo A | OFT | Switchgear | VT3 | TIM | TPM | TPM | TPM | 48805.45 | 3684.81 | 1078.6 | 0 | 9.95 | 473.96
ALPE | Alpine Energy Limited | TKA | Tekapo A | OFT | Switchgear | 32 | TKA | TPM | TPM | TPM | 49969.68 | 3772.71 | 1104.33 | 992 | 100 | 5869.04
ALPE | Alpine Energy Limited | TKA | Tekapo A | OFT | Switchgear | 37 | TKA | TPM | TPM | TPM | 52847.08 | 3989.95 | 1167.92 | 992 | 13.09 | 805.02
ALPE | Alpine Energy Limited | TKA | Tekapo A | OFT | Switchgear | 72 | TKA | TPM | TPM | TPM | 431100.46 | 32548.08 | 9527.32 | 3968 | 13.09 | 6027.08
ALPE | Alpine Energy Limited | TKA | Tekapo A | OFT | Switchgear | 1042 | TKA | TPM | TPM | TPM | 216723.36 | 16362.61 | 4789.59 | 1984 | 100 | 23136.2
ALPE | Alpine Energy Limited | TKA | Tekapo A | OFT | Switchgear | RM1042 | TKA | TPM | TPM | TPM | 0 | 0 | 0 | 0 | 100 | 0
ALPE | Alpine Energy Limited | TMK | Temuka | OFT | Switchgear | 62 | TIM | TPM | TPM | TPM | 504629.39 | 38099.52 | 11152.31 | 4960 | 100 | 54211.83
ALPE | Alpine Energy Limited | TMK | Temuka | OFT | Switchgear | 122 | TIM | TPM | TPM | TPM | 504629.39 | 38099.52 | 11152.31 | 4960 | 100 | 54211.83
ALPE | Alpine Energy Limited | TMK | Temuka | OFT | Switchgear | 112 | TMK | TPM | TPM | TPM | 266331.3 | 20108.01 | 5885.92 | 1984 | 100 | 27977.93
ALPE | Alpine Energy Limited | TMK | Temuka | OFT | Switchgear | 132 | TMK | TPM | TPM | TPM | 266331.3 | 20108.01 | 5885.92 | 1984 | 100 | 27977.93
ALPE | Alpine Energy Limited | TMK | Temuka | OFT | Switchgear | 1202 | TMK | TPM | TPM | TPM | 91839.02 | 6933.85 | 2029.64 | 892.8 | 100 | 9856.29
ALPE | Alpine Energy Limited | TMK | Temuka | OFT | Switchgear | 1212 | TMK | TPM | TPM | TPM | 91839.02 | 6933.85 | 2029.64 | 892.8 | 100 | 9856.29
ALPE | Alpine Energy Limited | TMK | Temuka | OFT | Switchgear | 1222 | TMK | TPM | TPM | TPM | 91839.02 | 6933.85 | 2029.64 | 892.8 | 100 | 9856.29
ALPE | Alpine Energy Limited | TMK | Temuka | OFT | Switchgear | 1232 | TMK | TPM | TPM | TPM | 98189.9 | 7413.34 | 2170 | 992 | 100 | 10575.34
ALPE | Alpine Energy Limited | TMK | Temuka | OFT | Switchgear | 1248 | TMK | TPM | TPM | TPM | 105387.56 | 7956.76 | 2329.07 | 992 | 100 | 11277.83
ALPE | Alpine Energy Limited | TMK | Temuka | OFT | Switchgear | 1252 | TMK | TPM | TPM | TPM | 98189.9 | 7413.34 | 2170 | 992 | 100 | 10575.34
ALPE | Alpine Energy Limited | TMK | Temuka | OFT | Switchgear | 1262 | TMK | TPM | TPM | TPM | 91839.02 | 6933.85 | 2029.64 | 892.8 | 100 | 9856.29
ALPE | Alpine Energy Limited | TMK | Temuka | OFT | Switchgear | 1272 | TMK | TPM | TPM | TPM | 91839.02 | 6933.85 | 2029.64 | 892.8 | 100 | 9856.29
ALPE | Alpine Energy Limited | TMK | Temuka | OFT | Switchgear | RM1232 | TMK | TPM | TPM | TPM | 31102.38 | 2348.23 | 687.36 | 0 | 100 | 3035.59
ALPE | Alpine Energy Limited | TMK | Temuka | OFT | Switchgear | RM1252 | TMK | TPM | TPM | TPM | 31102.38 | 2348.23 | 687.36 | 0 | 100 | 3035.59
ALPE | Alpine Energy Limited | TMK | Temuka | OFT | Switchgear | VT112 | TMK | TPM | TPM | TPM | 48805.45 | 3684.81 | 1078.6 | 0 | 100 | 4763.41
ALPE | Alpine Energy Limited | TMK | Temuka | OFT | Switchgear | VT132 | TMK | TPM | TPM | TPM | 48805.45 | 3684.81 | 1078.6 | 0 | 100 | 4763.41
ALPE | Alpine Energy Limited | TIM | Timaru | OFT | Switchgear | 42 | TIM | TPM | TPM | TPM | 344086.71 | 25978.55 | 7604.32 | 2976 | 100 | 36558.87
ALPE | Alpine Energy Limited | TIM | Timaru | OFT | Switchgear | 72 | TIM | TPM | TPM | TPM | 344086.71 | 25978.55 | 7604.32 | 2976 | 100 | 36558.87
ALPE | Alpine Energy Limited | TIM | Timaru | OFT | Switchgear | 92 | TIM | TPM | TPM | TPM | 344086.71 | 25978.55 | 7604.32 | 2976 | 100 | 36558.87
WTOM | The Lines Company Limited | TKU | Tokaanu | OFT | Switchgear | TRC22 | TKU | TPM | TPM | TPM | 286934.52 | 21663.56 | 6341.25 | 992 | 3.25 | 942.4
ALPE | Alpine Energy Limited | TIM | Timaru | OFT | Switchgear | 2732 | TIM | TPM | TPM | TPM | 73527.31 | 5551.31 | 1624.95 | 892.8 | 100 | 8069.06
ALPE | Alpine Energy Limited | TIM | Timaru | OFT | Switchgear | 2742 | TIM | TPM | TPM | TPM | 73527.31 | 5551.31 | 1624.95 | 892.8 | 100 | 8069.06
ALPE | Alpine Energy Limited | TIM | Timaru | OFT | Switchgear | 2752 | TIM | TPM | TPM | TPM | 77761.23 | 5870.97 | 1718.52 | 992 | 100 | 8581.49
ALPE | Alpine Energy Limited | TIM | Timaru | OFT | Switchgear | 2762 | TIM | TPM | TPM | TPM | 73527.31 | 5551.31 | 1624.95 | 892.8 | 100 | 8069.06
ALPE | Alpine Energy Limited | TIM | Timaru | OFT | Switchgear | 2772 | TIM | TPM | TPM | TPM | 73527.31 | 5551.31 | 1624.95 | 892.8 | 100 | 8069.06
ALPE | Alpine Energy Limited | TIM | Timaru | OFT | Switchgear | 2788 | TIM | TPM | TPM | TPM | 75220.88 | 5679.18 | 1662.38 | 992 | 100 | 8333.56
ALPE | Alpine Energy Limited | TIM | Timaru | OFT | Switchgear | 2812 | TIM | TPM | TPM | TPM | 73527.31 | 5551.31 | 1624.95 | 892.8 | 100 | 8069.06
ALPE | Alpine Energy Limited | TIM | Timaru | OFT | Switchgear | 2822 | TIM | TPM | TPM | TPM | 73527.31 | 5551.31 | 1624.95 | 892.8 | 100 | 8069.06
ALPE | Alpine Energy Limited | TIM | Timaru | OFT | Switchgear | 2832 | TIM | TPM | TPM | TPM | 73527.31 | 5551.31 | 1624.95 | 892.8 | 100 | 8069.06
ALPE | Alpine Energy Limited | TIM | Timaru | OFT | Switchgear | 2842 | TIM | TPM | TPM | TPM | 77761.23 | 5870.97 | 1718.52 | 992 | 100 | 8581.49
ALPE | Alpine Energy Limited | TIM | Timaru | OFT | Switchgear | 2852 | TIM | TPM | TPM | TPM | 73527.31 | 5551.31 | 1624.95 | 892.8 | 100 | 8069.06
ALPE | Alpine Energy Limited | TIM | Timaru | OFT | Switchgear | 2862 | TIM | TPM | TPM | TPM | 73527.31 | 5551.31 | 1624.95 | 892.8 | 100 | 8069.06
ALPE | Alpine Energy Limited | TIM | Timaru | OFT | Switchgear | 2878 | TIM | TPM | TPM | TPM | 75220.88 | 5679.18 | 1662.38 | 992 | 100 | 8333.56
ALPE | Alpine Energy Limited | TIM | Timaru | OFT | Switchgear | 2912 | TIM | TPM | TPM | TPM | 73527.31 | 5551.31 | 1624.95 | 892.8 | 100 | 8069.06
ALPE | Alpine Energy Limited | TIM | Timaru | OFT | Switchgear | 2922 | TIM | TPM | TPM | TPM | 73527.31 | 5551.31 | 1624.95 | 892.8 | 100 | 8069.06
ALPE | Alpine Energy Limited | TIM | Timaru | OFT | Switchgear | 2932 | TIM | TPM | TPM | TPM | 75220.88 | 5679.18 | 1662.38 | 992 | 100 | 8333.56
ALPE | Alpine Energy Limited | TIM | Timaru | OFT | Switchgear | 2942 | TIM | TPM | TPM | TPM | 73527.31 | 5551.31 | 1624.95 | 892.8 | 100 | 8069.06
ALPE | Alpine Energy Limited | TIM | Timaru | OFT | Switchgear | 2952 | TIM | TPM | TPM | TPM | 73527.31 | 5551.31 | 1624.95 | 892.8 | 100 | 8069.06
ALPE | Alpine Energy Limited | TIM | Timaru | OFT | Switchgear | 2962 | TIM | TPM | TPM | TPM | 77761.23 | 5870.97 | 1718.52 | 992 | 100 | 8581.49
ALPE | Alpine Energy Limited | TIM | Timaru | OFT | Switchgear | 2972 | TIM | TPM | TPM | TPM | 73527.31 | 5551.31 | 1624.95 | 892.8 | 100 | 8069.06
WTOM | The Lines Company Limited | TKU | Tokaanu | OFT | Switchgear | RM1102 | TKU | TPM | TPM | TPM | 32316.8 | 2439.92 | 714.2 | 0 | 100 | 3154.12
WTOM | The Lines Company Limited | TKU | Tokaanu | OFT | Switchgear | RM1062 | TKU | TPM | TPM | TPM | 32316.8 | 2439.92 | 714.2 | 0 | 100 | 3154.12
ALPE | Alpine Energy Limited | TIM | Timaru | OFT | Switchgear | RM2752 | TIM | TPM | TPM | TPM | 31102.38 | 2348.23 | 687.36 | 0 | 100 | 3035.59
ALPE | Alpine Energy Limited | TIM | Timaru | OFT | Switchgear | RM2842 | TIM | TPM | TPM | TPM | 31102.38 | 2348.23 | 687.36 | 0 | 100 | 3035.59
ALPE | Alpine Energy Limited | TIM | Timaru | OFT | Switchgear | RM2962 | TIM | TPM | TPM | TPM | 31102.38 | 2348.23 | 687.36 | 0 | 100 | 3035.59
ALPE | Alpine Energy Limited | TWZ | Twizel | OFT | Switchgear | 2492 | TWZ | TPM | TPM | TPM | 633521.49 | 47830.87 | 14000.82 | 2976 | 45 | 29163.46
ALPE | Alpine Energy Limited | TWZ | Twizel | OFT | Switchgear | 2522 | TWZ | TPM | TPM | TPM | 633521.49 | 47830.87 | 14000.82 | 2976 | 45 | 29163.46
ALPE | Alpine Energy Limited | TWZ | Twizel | OFT | Switchgear | 6302 | TWZ | TPM | TPM | TPM | 136264.03 | 10287.93 | 3011.44 | 1984 | 45 | 6877.52
ALPE | Alpine Energy Limited | TWZ | Twizel | OFT | Switchgear | 6312 | TWZ | TPM | TPM | TPM | 149535.56 | 11289.93 | 3304.74 | 3968 | 100 | 18562.67
ALPE | Alpine Energy Limited | TWZ | Twizel | OFT | Switchgear | 6382 | TWZ | TPM | TPM | TPM | 136264.03 | 10287.93 | 3011.44 | 1984 | 45 | 6877.52
ALPE | Alpine Energy Limited | TWZ | Twizel | OFT | Switchgear | 6327-6347 | TWZ | TPM | TPM | TPM | 35209.17 | 2658.29 | 778.12 | 1984 | 45 | 2439.18
ALPE | Alpine Energy Limited | TWZ | Twizel | OFT | Switchgear | RM6312 | TWZ | TPM | TPM | TPM | 30946.23 | 2336.44 | 683.91 | 0 | 100 | 3020.35
WTOM | The Lines Company Limited | TKU | Tokaanu | OFT | Switchgear | 1077-1097 | TKU | TPM | TPM | TPM | 61764.51 | 4663.22 | 1365 | 1984 | 3.25 | 260.4
WTOM | The Lines Company Limited | TKU | Tokaanu | OFT | Switchgear | 1102 | TKU | TPM | TPM | TPM | 262326.9 | 19805.68 | 5797.42 | 3968 | 100 | 29571.1
WTOM | The Lines Company Limited | TKU | Tokaanu | OFT | Switchgear | 1092 | TKU | TPM | TPM | TPM | 239044.95 | 18047.89 | 5282.89 | 1984 | 3.25 | 822.73
WTOM | The Lines Company Limited | TKU | Tokaanu | OFT | Switchgear | 1072 | TKU | TPM | TPM | TPM | 239044.95 | 18047.89 | 5282.89 | 1984 | 3.25 | 822.73
BUEL | Buller Electricity Limited | WPT | Westport | OFT | Switchgear | 6 | WPT | TPM | TPM | TPM | 85577.98 | 6461.14 | 1891.27 | 992 | 100 | 9344.41
BUEL | Buller Electricity Limited | WPT | Westport | OFT | Switchgear | 7 | WPT | TPM | TPM | TPM | 85577.98 | 6461.14 | 1891.27 | 992 | 100 | 9344.41
BUEL | Buller Electricity Limited | WPT | Westport | OFT | Switchgear | 8 | WPT | TPM | TPM | TPM | 85577.98 | 6461.14 | 1891.27 | 992 | 100 | 9344.41
BUEL | Buller Electricity Limited | WPT | Westport | OFT | Switchgear | 9 | WPT | TPM | TPM | TPM | 85577.98 | 6461.14 | 1891.27 | 992 | 100 | 9344.41
BUEL | Buller Electricity Limited | WPT | Westport | OFT | Switchgear | 10 | WPT | TPM | TPM | TPM | 85577.98 | 6461.14 | 1891.27 | 992 | 100 | 9344.41
BUEL | Buller Electricity Limited | WPT | Westport | OFT | Switchgear | 11 | WPT | TPM | TPM | TPM | 85577.98 | 6461.14 | 1891.27 | 992 | 100 | 9344.41
BUEL | Buller Electricity Limited | WPT | Westport | OFT | Switchgear | 38 | WPT | TPM | TPM | TPM | 88207.85 | 6659.69 | 1949.39 | 992 | 100 | 9601.08
BUEL | Buller Electricity Limited | WPT | Westport | OFT | Switchgear | 39 | WPT | TPM | TPM | TPM | 88207.85 | 6659.69 | 1949.39 | 992 | 100 | 9601.08
BUEL | Buller Electricity Limited | WPT | Westport | OFT | Switchgear | 82 | WPT | TPM | TPM | TPM | 347493.52 | 26235.76 | 7679.61 | 3968 | 100 | 37883.37
BUEL | Buller Electricity Limited | WPT | Westport | OFT | Switchgear | 102 | WPT | TPM | TPM | TPM | 347493.52 | 26235.76 | 7679.61 | 3968 | 100 | 37883.37
BUEL | Buller Electricity Limited | WPT | Westport | OFT | Switchgear | 97-107 | WPT | TPM | TPM | TPM | 108121.03 | 8163.14 | 2389.47 | 1984 | 100 | 12536.61
BUEL | Buller Electricity Limited | WPT | Westport | OFT | Switchgear | LTB1 | WPT | TPM | TPM | TPM | 271431.39 | 20493.07 | 5998.63 | 992 | 100 | 27483.7
BUEL | Buller Electricity Limited | WPT | Westport | OFT | Switchgear | LTB2 | WPT | TPM | TPM | TPM | 271431.39 | 20493.07 | 5998.63 | 992 | 100 | 27483.7
BUEL | Buller Electricity Limited | WPT | Westport | OFT | Switchgear | RM38 | WPT | TPM | TPM | TPM | 31410.32 | 2371.48 | 694.17 | 0 | 100 | 3065.65
BUEL | Buller Electricity Limited | WPT | Westport | OFT | Switchgear | RM39 | WPT | TPM | TPM | TPM | 31410.32 | 2371.48 | 694.17 | 0 | 100 | 3065.65
BUEL | Buller Electricity Limited | WPT | Westport | OFT | Switchgear | VT107 | WPT | TPM | TPM | TPM | 49288.68 | 3721.3 | 1089.28 | 0 | 100 | 4810.58
BUEL | Buller Electricity Limited | WPT | Westport | OFT | Switchgear | VT87 | WPT | TPM | TPM | TPM | 49288.68 | 3721.3 | 1089.28 | 0 | 100 | 4810.58
WTOM | The Lines Company Limited | TKU | Tokaanu | OFT | Switchgear | 1062 | TKU | TPM | TPM | TPM | 262326.9 | 19805.68 | 5797.42 | 3968 | 100 | 29571.1
CHBP | Centralines Limited | WPW | Waipawa | OFT | Switchgear | 52 | WPW | TPM | TPM | TPM | 347493.52 | 26235.76 | 7679.61 | 1984 | 100 | 35899.37
CHBP | Centralines Limited | WPW | Waipawa | OFT | Switchgear | 62 | WPW | TPM | TPM | TPM | 347493.52 | 26235.76 | 7679.61 | 1984 | 100 | 35899.37
CHBP | Centralines Limited | WPW | Waipawa | OFT | Switchgear | 212 | WPW | TPM | TPM | TPM | 151202.22 | 11415.77 | 3341.57 | 3968 | 100 | 18725.34
CHBP | Centralines Limited | WPW | Waipawa | OFT | Switchgear | 217 | WPW | TPM | TPM | TPM | 20789.05 | 1569.57 | 459.44 | 992 | 100 | 3021.01
WTOM | The Lines Company Limited | TKU | Tokaanu | OFT | Switchgear | 177 | TKU | TPM | TPM | TPM | 22696.29 | 1713.57 | 501.59 | 992 | 3.25 | 104.23
CHBP | Centralines Limited | WPW | Waipawa | OFT | Switchgear | 232 | WPW | TPM | TPM | TPM | 137782.76 | 10402.6 | 3045 | 1984 | 100 | 15431.6
CHBP | Centralines Limited | WPW | Waipawa | OFT | Switchgear | 242 | WPW | TPM | TPM | TPM | 151202.22 | 11415.77 | 3341.57 | 3968 | 100 | 18725.34
CHBP | Centralines Limited | WPW | Waipawa | OFT | Switchgear | 282 | WPW | TPM | TPM | TPM | 151202.22 | 11415.77 | 3341.57 | 3968 | 100 | 18725.34
CHBP | Centralines Limited | WPW | Waipawa | OFT | Switchgear | 292 | WPW | TPM | TPM | TPM | 181697.61 | 13718.17 | 4015.52 | 1984 | 100 | 19717.69
CHBP | Centralines Limited | WPW | Waipawa | OFT | Switchgear | 302 | WPW | TPM | TPM | TPM | 151202.22 | 11415.77 | 3341.57 | 3968 | 100 | 18725.34
CHBP | Centralines Limited | WPW | Waipawa | OFT | Switchgear | 247-267 | WPW | TPM | TPM | TPM | 35601.59 | 2687.92 | 786.8 | 1984 | 100 | 5458.72
CHBP | Centralines Limited | WPW | Waipawa | OFT | Switchgear | RM232 | WPW | TPM | TPM | TPM | 30966.48 | 2337.97 | 684.36 | 0 | 100 | 3022.33
CHBP | Centralines Limited | WPW | Waipawa | OFT | Switchgear | RM292 | WPW | TPM | TPM | TPM | 30966.48 | 2337.97 | 684.36 | 0 | 100 | 3022.33
WTOM | The Lines Company Limited | TKU | Tokaanu | OFT | Switchgear | 167 | TKU | TPM | TPM | TPM | 22696.29 | 1713.57 | 501.59 | 992 | 3.25 | 104.23
CHHE | Carter Holt Harvey Limited | KIN | Kinleith | GEN | Switchgear | 312 | KIN | TPM | TPM | TPM | 344086.71 | 25978.55 | 19750.58 | 1984 | 21.5 | 10258.32
WTOM | The Lines Company Limited | TKU | Tokaanu | OFT | Switchgear | 162 | TKU | TPM | TPM | TPM | 892972.4 | 67419.42 | 19734.69 | 3968 | 3.25 | 2961.47
WTOM | The Lines Company Limited | TKU | Tokaanu | OFT | Switchgear | 157 | TKU | TPM | TPM | TPM | 22696.29 | 1713.57 | 501.59 | 992 | 3.25 | 104.23
WTOM | The Lines Company Limited | TKU | Tokaanu | OFT | Switchgear | 147 | TKU | TPM | TPM | TPM | 22696.29 | 1713.57 | 501.59 | 992 | 3.25 | 104.23
WTOM | The Lines Company Limited | TKU | Tokaanu | OFT | Switchgear | 142 | TKU | TPM | TPM | TPM | 892972.4 | 67419.42 | 19734.69 | 3968 | 3.25 | 2961.47
CHHE | Carter Holt Harvey Limited | KIN | Kinleith | GEN | Switchgear | 2222 | KIN | TPM | TPM | TPM | 98189.9 | 7413.34 | 5636.1 | 992 | 21.5 | 3018.91
WTOM | The Lines Company Limited | TKU | Tokaanu | OFT | Switchgear | 137 | TKU | TPM | TPM | TPM | 22696.29 | 1713.57 | 501.59 | 992 | 3.25 | 104.23
WTOM | The Lines Company Limited | TKU | Tokaanu | OFT | Switchgear | 128 | TKU | TPM | TPM | TPM | 281765.2 | 21273.27 | 6227.01 | 2976 | 3.25 | 990.48
WTOM | The Lines Company Limited | TKU | Tokaanu | OFT | Switchgear | 127 | TKU | TPM | TPM | TPM | 22696.29 | 1713.57 | 501.59 | 992 | 3.25 | 104.23
CHHE | Carter Holt Harvey Limited | KIN | Kinleith | GEN | Switchgear | RM2222 | KIN | TPM | TPM | TPM | 31102.38 | 2348.23 | 1785.28 | 0 | 21.5 | 888.7
WTOM | The Lines Company Limited | TKU | Tokaanu | OFT | Switchgear | 117 | TKU | TPM | TPM | TPM | 22696.29 | 1713.57 | 501.59 | 992 | 3.25 | 104.23
CHHE | Carter Holt Harvey Limited | KIN | Kinleith | OFT | Switchgear | 312 | KIN | TPM | TPM | TPM | 344086.71 | 25978.55 | 7604.32 | 1984 | 12.7 | 4516.99
WTOM | The Lines Company Limited | TKU | Tokaanu | OFT | Switchgear | 107 | TKU | TPM | TPM | TPM | 65372.09 | 4935.59 | 1444.72 | 992 | 3.25 | 239.6
WTOM | The Lines Company Limited | TKU | Tokaanu | OFT | Switchgear | 97 | TKU | TPM | TPM | TPM | 22696.29 | 1713.57 | 501.59 | 992 | 3.25 | 104.23
WTOM | The Lines Company Limited | TKU | Tokaanu | OFT | Switchgear | 87 | TKU | TPM | TPM | TPM | 0.02 | 0 | 0 | 992 | 3.25 | 32.24
WTOM | The Lines Company Limited | TKU | Tokaanu | OFT | Switchgear | 82 | TKU | TPM | TPM | TPM | 892972.4 | 67419.42 | 19734.69 | 3968 | 3.25 | 2961.47
CHHE | Carter Holt Harvey Limited | KIN | Kinleith | OFT | Switchgear | 2222 | KIN | TPM | TPM | TPM | 98189.9 | 7413.34 | 2170 | 992 | 12.7 | 1343.07
WTOM | The Lines Company Limited | TKU | Tokaanu | OFT | Switchgear | 77 | TKU | TPM | TPM | TPM | 22696.29 | 1713.57 | 501.59 | 992 | 3.25 | 104.23
WTOM | The Lines Company Limited | TKU | Tokaanu | OFT | Switchgear | 72 | TKU | TPM | TPM | TPM | 473331.21 | 35736.51 | 10460.62 | 1984 | 3.25 | 1565.89
WTOM | The Lines Company Limited | TKU | Tokaanu | OFT | Switchgear | 67 | TKU | TPM | TPM | TPM | 22696.29 | 1713.57 | 501.59 | 992 | 3.25 | 104.23
CHHE | Carter Holt Harvey Limited | KIN | Kinleith | OFT | Switchgear | RM2222 | KIN | TPM | TPM | TPM | 31102.38 | 2348.23 | 687.36 | 0 | 12.7 | 385.52
WTOM | The Lines Company Limited | TKU | Tokaanu | OFT | Switchgear | 62 | TKU | TPM | TPM | TPM | 892972.4 | 67419.42 | 19734.69 | 3968 | 3.25 | 2961.47
WTOM | The Lines Company Limited | TKU | Tokaanu | GEN | Switchgear | TRC22 | TKU | TPM | TPM | TPM | 286934.52 | 21663.56 | 16470.04 | 992 | 0 | 0
WTOM | The Lines Company Limited | TKU | Tokaanu | GEN | Switchgear | RM1102 | TKU | TPM | TPM | TPM | 32316.8 | 2439.92 | 1854.98 | 0 | 0 | 0
COBB | Cobb Power Limited | COB | Cobb | GEN | Switchgear | 42 | COB | TPM | TPM | TPM | 120068.26 | 9065.15 | 6891.92 | 892.8 | 99.73 | 16804.38
COBB | Cobb Power Limited | COB | Cobb | GEN | Switchgear | 47 | COB | TPM | TPM | TPM | 63595.63 | 4801.47 | 3650.39 | 992 | 56.18 | 5305.56
COBB | Cobb Power Limited | COB | Cobb | GEN | Switchgear | 57 | COB | TPM | TPM | TPM | 63595.63 | 4801.47 | 3650.39 | 992 | 99.73 | 9418.36
COBB | Cobb Power Limited | COB | Cobb | GEN | Switchgear | 62 | COB | TPM | TPM | TPM | 120068.26 | 9065.15 | 6891.92 | 892.8 | 99.73 | 16804.38
COBB | Cobb Power Limited | COB | Cobb | GEN | Switchgear | 72 | COB | TPM | TPM | TPM | 485426.5 | 36649.7 | 27863.48 | 3968 | 56.18 | 38472.73
COBB | Cobb Power Limited | COB | Cobb | GEN | Switchgear | 82 | COB | TPM | TPM | TPM | 485426.5 | 36649.7 | 27863.48 | 3968 | 56.18 | 38472.73
COBB | Cobb Power Limited | COB | Cobb | GEN | Switchgear | VT10 | COB | TPM | TPM | TPM | 41641.34 | 3143.92 | 2390.21 | 0 | 56.18 | 3109.07
COBB | Cobb Power Limited | COB | Cobb | GEN | Switchgear | 47 | MOT | TPM | TPM | TPM | 30332.1 | 2290.07 | 1741.06 | 992 | 56.18 | 2821.99
COBB | Cobb Power Limited | COB | Cobb | GEN | Switchgear | 107 | MOT | TPM | TPM | TPM | 30332.1 | 2290.07 | 1741.06 | 992 | 56.18 | 2821.99
COBB | Cobb Power Limited | COB | Cobb | GEN | Switchgear | 97-77 | MOT | TPM | TPM | TPM | 55317.97 | 4176.51 | 3175.25 | 1984 | 56.18 | 5244.83
COBB | Cobb Power Limited | COB | Cobb | GEN | Switchgear | LTB1 | MOT | TPM | TPM | TPM | 300918.66 | 22719.36 | 17272.73 | 992 | 56.18 | 23024.86
COBB | Cobb Power Limited | COB | Cobb | GEN | Switchgear | LTB2 | MOT | TPM | TPM | TPM | 260986.59 | 19704.49 | 14980.63 | 992 | 56.18 | 20043.41
COBB | Cobb Power Limited | COB | Cobb | GEN | Switchgear | LTB3 | MOT | TPM | TPM | TPM | 300918.66 | 22719.36 | 17272.73 | 992 | 56.18 | 23024.86
COBB | Cobb Power Limited | COB | Cobb | GEN | Switchgear | LTB4 | MOT | TPM | TPM | TPM | 260986.59 | 19704.49 | 14980.63 | 992 | 56.18 | 20043.41
COBB | Cobb Power Limited | COB | Cobb | GEN | Switchgear | VT1 | MOT | TPM | TPM | TPM | 41641.34 | 3143.92 | 2390.21 | 0 | 56.18 | 3109.07
COBB | Cobb Power Limited | COB | Cobb | GEN | Switchgear | VT2 | MOT | TPM | TPM | TPM | 41641.34 | 3143.92 | 2390.21 | 0 | 56.18 | 3109.07
COBB | Cobb Power Limited | COB | Cobb | GEN | Switchgear | 67 | STK | TPM | TPM | TPM | 63595.63 | 4801.47 | 3650.39 | 992 | 56.18 | 5305.56
COBB | Cobb Power Limited | COB | Cobb | GEN | Switchgear | 92 | STK | TPM | TPM | TPM | 485426.5 | 36649.7 | 27863.48 | 3968 | 56.18 | 38472.73
COBB | Cobb Power Limited | COB | Cobb | GEN | Switchgear | 102 | STK | TPM | TPM | TPM | 485426.5 | 36649.7 | 27863.48 | 3968 | 56.18 | 38472.73
COBB | Cobb Power Limited | COB | Cobb | GEN | Switchgear | 212 | STK | TPM | TPM | TPM | 347493.52 | 26235.76 | 19946.13 | 1984 | 56.18 | 27059.6
COBB | Cobb Power Limited | COB | Cobb | GEN | Switchgear | TRC3 | STK | TPM | TPM | TPM | 196605.25 | 14843.7 | 11285.14 | 0 | 56.18 | 14679.18
COBB | Cobb Power Limited | COB | Cobb | GEN | Switchgear | VT8 | STK | TPM | TPM | TPM | 0.01 | 0 | 0 | 0 | 56.18 | 0
COBB | Cobb Power Limited | COB | Cobb | GEN | Switchgear | VT9 | STK | TPM | TPM | TPM | 0.01 | 0 | 0 | 0 | 56.18 | 0
COBB | Cobb Power Limited | COB | Cobb | GEN | Switchgear | 192 | UTK | TPM | TPM | TPM | 485426.5 | 36649.7 | 27863.48 | 3968 | 56.18 | 38472.73
COBB | Cobb Power Limited | COB | Cobb | GEN | Switchgear | 202 | UTK | TPM | TPM | TPM | 485426.5 | 36649.7 | 27863.48 | 3968 | 56.18 | 38472.73
COBB | Cobb Power Limited | COB | Cobb | GEN | Switchgear | 207 | UTK | TPM | TPM | TPM | 63595.63 | 4801.47 | 3650.39 | 992 | 56.18 | 5305.56
COBB | Cobb Power Limited | COB | Cobb | GEN | Switchgear | VT2 | UTK | TPM | TPM | TPM | 41641.34 | 3143.92 | 2390.21 | 0 | 56.18 | 3109.07
COBB | Cobb Power Limited | COB | Cobb | OFT | Switchgear | 42 | COB | TPM | TPM | TPM | 120068.26 | 9065.15 | 2653.51 | 892.8 | 0.27 | 34.05
COBB | Cobb Power Limited | COB | Cobb | OFT | Switchgear | 47 | COB | TPM | TPM | TPM | 63595.63 | 4801.47 | 1405.46 | 992 | 0.15 | 10.8
COBB | Cobb Power Limited | COB | Cobb | OFT | Switchgear | 57 | COB | TPM | TPM | TPM | 63595.63 | 4801.47 | 1405.46 | 992 | 0.27 | 19.44
COBB | Cobb Power Limited | COB | Cobb | OFT | Switchgear | 62 | COB | TPM | TPM | TPM | 120068.26 | 9065.15 | 2653.51 | 892.8 | 0.27 | 34.05
COBB | Cobb Power Limited | COB | Cobb | OFT | Switchgear | 72 | COB | TPM | TPM | TPM | 485426.5 | 36649.7 | 10727.93 | 3968 | 0.15 | 77.02
COBB | Cobb Power Limited | COB | Cobb | OFT | Switchgear | 82 | COB | TPM | TPM | TPM | 485426.5 | 36649.7 | 10727.93 | 3968 | 0.15 | 77.02
COBB | Cobb Power Limited | COB | Cobb | OFT | Switchgear | VT10 | COB | TPM | TPM | TPM | 41641.34 | 3143.92 | 920.27 | 0 | 0.15 | 6.1
COBB | Cobb Power Limited | COB | Cobb | OFT | Switchgear | 47 | MOT | TPM | TPM | TPM | 30332.1 | 2290.07 | 670.34 | 992 | 0.15 | 5.93
COBB | Cobb Power Limited | COB | Cobb | OFT | Switchgear | 107 | MOT | TPM | TPM | TPM | 30332.1 | 2290.07 | 670.34 | 992 | 0.15 | 5.93
COBB | Cobb Power Limited | COB | Cobb | OFT | Switchgear | 97-77 | MOT | TPM | TPM | TPM | 55317.97 | 4176.51 | 1222.53 | 1984 | 0.15 | 11.07
COBB | Cobb Power Limited | COB | Cobb | OFT | Switchgear | LTB1 | MOT | TPM | TPM | TPM | 300918.66 | 22719.36 | 6650.3 | 992 | 0.15 | 45.54
COBB | Cobb Power Limited | COB | Cobb | OFT | Switchgear | LTB2 | MOT | TPM | TPM | TPM | 260986.59 | 19704.49 | 5767.8 | 992 | 0.15 | 39.7
COBB | Cobb Power Limited | COB | Cobb | OFT | Switchgear | LTB3 | MOT | TPM | TPM | TPM | 300918.66 | 22719.36 | 6650.3 | 992 | 0.15 | 45.54
COBB | Cobb Power Limited | COB | Cobb | OFT | Switchgear | LTB4 | MOT | TPM | TPM | TPM | 260986.59 | 19704.49 | 5767.8 | 992 | 0.15 | 39.7
COBB | Cobb Power Limited | COB | Cobb | OFT | Switchgear | VT1 | MOT | TPM | TPM | TPM | 41641.34 | 3143.92 | 920.27 | 0 | 0.15 | 6.1
COBB | Cobb Power Limited | COB | Cobb | OFT | Switchgear | VT2 | MOT | TPM | TPM | TPM | 41641.34 | 3143.92 | 920.27 | 0 | 0.15 | 6.1
COBB | Cobb Power Limited | COB | Cobb | OFT | Switchgear | 67 | STK | TPM | TPM | TPM | 63595.63 | 4801.47 | 1405.46 | 992 | 0.15 | 10.8
COBB | Cobb Power Limited | COB | Cobb | OFT | Switchgear | 92 | STK | TPM | TPM | TPM | 485426.5 | 36649.7 | 10727.93 | 3968 | 0.15 | 77.02
COBB | Cobb Power Limited | COB | Cobb | OFT | Switchgear | 102 | STK | TPM | TPM | TPM | 485426.5 | 36649.7 | 10727.93 | 3968 | 0.15 | 77.02
COBB | Cobb Power Limited | COB | Cobb | OFT | Switchgear | 212 | STK | TPM | TPM | TPM | 347493.52 | 26235.76 | 7679.61 | 1984 | 0.15 | 53.85
COBB | Cobb Power Limited | COB | Cobb | OFT | Switchgear | TRC3 | STK | TPM | TPM | TPM | 196605.25 | 14843.7 | 4344.98 | 0 | 0.15 | 28.78
COBB | Cobb Power Limited | COB | Cobb | OFT | Switchgear | VT8 | STK | TPM | TPM | TPM | 0.01 | 0 | 0 | 0 | 0.15 | 0
COBB | Cobb Power Limited | COB | Cobb | OFT | Switchgear | VT9 | STK | TPM | TPM | TPM | 0.01 | 0 | 0 | 0 | 0.15 | 0
COBB | Cobb Power Limited | COB | Cobb | OFT | Switchgear | 192 | UTK | TPM | TPM | TPM | 485426.5 | 36649.7 | 10727.93 | 3968 | 0.15 | 77.02
COBB | Cobb Power Limited | COB | Cobb | OFT | Switchgear | 202 | UTK | TPM | TPM | TPM | 485426.5 | 36649.7 | 10727.93 | 3968 | 0.15 | 77.02
COBB | Cobb Power Limited | COB | Cobb | OFT | Switchgear | 207 | UTK | TPM | TPM | TPM | 63595.63 | 4801.47 | 1405.46 | 992 | 0.15 | 10.8
COBB | Cobb Power Limited | COB | Cobb | OFT | Switchgear | VT2 | UTK | TPM | TPM | TPM | 41641.34 | 3143.92 | 920.27 | 0 | 0.15 | 6.1
COUP | Counties Power Limited | BOB | Bombay | OFT | Switchgear | 62 | BOB | TPM | TPM | TPM | 183914.87 | 13885.57 | 4064.52 | 3968 | 100 | 21918.09
COUP | Counties Power Limited | BOB | Bombay | OFT | Switchgear | 72 | BOB | TPM | TPM | TPM | 128993.5 | 9739.01 | 2850.76 | 1984 | 89.56 | 13052.27
COUP | Counties Power Limited | BOB | Bombay | OFT | Switchgear | 82 | BOB | TPM | TPM | TPM | 183914.87 | 13885.57 | 4064.52 | 3968 | 100 | 21918.09
COUP | Counties Power Limited | BOB | Bombay | OFT | Switchgear | 102 | BOB | TPM | TPM | TPM | 138574.92 | 10462.41 | 3062.51 | 3968 | 100 | 17492.92
COUP | Counties Power Limited | BOB | Bombay | OFT | Switchgear | 127 | BOB | TPM | TPM | TPM | 19462.91 | 1469.45 | 430.13 | 992 | 89.56 | 2589.7
COUP | Counties Power Limited | BOB | Bombay | OFT | Switchgear | 142 | BOB | TPM | TPM | TPM | 141556.91 | 10687.55 | 3128.41 | 3968 | 100 | 17783.96
COUP | Counties Power Limited | BOB | Bombay | OFT | Switchgear | 162 | BOB | TPM | TPM | TPM | 141556.91 | 10687.55 | 3128.41 | 3968 | 100 | 17783.96
COUP | Counties Power Limited | BOB | Bombay | OFT | Switchgear | 192 | BOB | TPM | TPM | TPM | 128993.5 | 9739.01 | 2850.76 | 1984 | 89.56 | 13052.27
WTOM | The Lines Company Limited | TKU | Tokaanu | GEN | Switchgear | RM1062 | TKU | TPM | TPM | TPM | 32316.8 | 2439.92 | 1854.98 | 0 | 0 | 0
COUP | Counties Power Limited | BOB | Bombay | OFT | Switchgear | 242 | BOB | TPM | TPM | TPM | 340679.91 | 25721.33 | 7529.03 | 1984 | 89.56 | 31555.89
COUP | Counties Power Limited | BOB | Bombay | OFT | Switchgear | 262 | BOB | TPM | TPM | TPM | 340679.91 | 25721.33 | 7529.03 | 1984 | 89.56 | 31555.89
WTOM | The Lines Company Limited | TKU | Tokaanu | GEN | Switchgear | 1077-1097 | TKU | TPM | TPM | TPM | 61764.51 | 4663.22 | 3545.28 | 1984 | 0 | 0
WTOM | The Lines Company Limited | TKU | Tokaanu | GEN | Switchgear | 1102 | TKU | TPM | TPM | TPM | 262326.9 | 19805.68 | 15057.56 | 3968 | 0 | 0
WTOM | The Lines Company Limited | TKU | Tokaanu | GEN | Switchgear | 1092 | TKU | TPM | TPM | TPM | 239044.95 | 18047.89 | 13721.18 | 1984 | 0 | 0
COUP | Counties Power Limited | BOB | Bombay | OFT | Switchgear | 87-107 | BOB | TPM | TPM | TPM | 33330.54 | 2516.46 | 736.6 | 1984 | 89.56 | 4690.31
COUP | Counties Power Limited | BOB | Bombay | OFT | Switchgear | RM192 | BOB | TPM | TPM | TPM | 30278.12 | 2286 | 669.15 | 0 | 100 | 2955.15
WTOM | The Lines Company Limited | TKU | Tokaanu | GEN | Switchgear | 1072 | TKU | TPM | TPM | TPM | 239044.95 | 18047.89 | 13721.18 | 1984 | 0 | 0
WTOM | The Lines Company Limited | TKU | Tokaanu | GEN | Switchgear | 1062 | TKU | TPM | TPM | TPM | 262326.9 | 19805.68 | 15057.56 | 3968 | 0 | 0
WTOM | The Lines Company Limited | TKU | Tokaanu | GEN | Switchgear | 177 | TKU | TPM | TPM | TPM | 22696.29 | 1713.57 | 1302.77 | 992 | 0 | 0
WTOM | The Lines Company Limited | TKU | Tokaanu | GEN | Switchgear | 167 | TKU | TPM | TPM | TPM | 22696.29 | 1713.57 | 1302.77 | 992 | 0 | 0
COUP | Counties Power Limited | BOB | Bombay | OFT | Switchgear | RM72 | BOB | TPM | TPM | TPM | 30278.12 | 2286 | 669.15 | 0 | 100 | 2955.15
COUP | Counties Power Limited | GLN | Glenbrook | OFT | Switchgear | 602 | GLN | TPM | TPM | TPM | 621099.49 | 46893.01 | 13726.3 | 2976 | 0 | 0
COUP | Counties Power Limited | GLN | Glenbrook | OFT | Switchgear | 612 | GLN | TPM | TPM | TPM | 1032512.44 | 77954.69 | 22818.52 | 4960 | 18.21 | 19254.02
COUP | Counties Power Limited | GLN | Glenbrook | OFT | Switchgear | 622 | GLN | TPM | TPM | TPM | 621099.49 | 46893.01 | 13726.3 | 2976 | 18.21 | 11580.71
COUP | Counties Power Limited | GLN | Glenbrook | OFT | Switchgear | 632 | GLN | TPM | TPM | TPM | 1032512.44 | 77954.69 | 22818.52 | 4960 | 18.21 | 19254.02
COUP | Counties Power Limited | GLN | Glenbrook | OFT | Switchgear | 642 | GLN | TPM | TPM | TPM | 621099.49 | 46893.01 | 13726.3 | 2976 | 18.21 | 11580.71
COUP | Counties Power Limited | GLN | Glenbrook | OFT | Switchgear | 658 | GLN | TPM | TPM | TPM | 1027061.68 | 77543.16 | 22698.06 | 2976 | 18.21 | 18795.86
COUP | Counties Power Limited | GLN | Glenbrook | OFT | Switchgear | 1482 | GLN | TPM | TPM | TPM | 112256.79 | 8475.39 | 2480.88 | 2976 | 0 | 0
COUP | Counties Power Limited | GLN | Glenbrook | OFT | Switchgear | 1492 | GLN | TPM | TPM | TPM | 121596.97 | 9180.57 | 2687.29 | 4960 | 0 | 0
COUP | Counties Power Limited | GLN | Glenbrook | OFT | Switchgear | 1547 | GLN | TPM | TPM | TPM | 24632.04 | 1859.72 | 544.37 | 992 | 0 | 0
COUP | Counties Power Limited | GLN | Glenbrook | OFT | Switchgear | 1557 | GLN | TPM | TPM | TPM | 24632.04 | 1859.72 | 544.37 | 992 | 0 | 0
COUP | Counties Power Limited | GLN | Glenbrook | OFT | Switchgear | 1562 | GLN | TPM | TPM | TPM | 112256.79 | 8475.39 | 2480.88 | 2976 | 18.21 | 2537.07
COUP | Counties Power Limited | GLN | Glenbrook | OFT | Switchgear | 1572 | GLN | TPM | TPM | TPM | 121596.97 | 9180.57 | 2687.29 | 4960 | 18.21 | 3064.35
COUP | Counties Power Limited | GLN | Glenbrook | OFT | Switchgear | 1587 | GLN | TPM | TPM | TPM | 0.02 | 0 | 0 | 992 | 18.21 | 180.64
COUP | Counties Power Limited | GLN | Glenbrook | OFT | Switchgear | 1597 | GLN | TPM | TPM | TPM | 0.02 | 0 | 0 | 992 | 18.21 | 180.64
COUP | Counties Power Limited | GLN | Glenbrook | OFT | Switchgear | 1632 | GLN | TPM | TPM | TPM | 121596.97 | 9180.57 | 2687.29 | 4960 | 100 | 16827.86
COUP | Counties Power Limited | GLN | Glenbrook | OFT | Switchgear | 1652 | GLN | TPM | TPM | TPM | 121596.97 | 9180.57 | 2687.29 | 4960 | 100 | 16827.86
COUP | Counties Power Limited | GLN | Glenbrook | OFT | Switchgear | 1662 | GLN | TPM | TPM | TPM | 112256.79 | 8475.39 | 2480.88 | 2976 | 18.21 | 2537.07
COUP | Counties Power Limited | GLN | Glenbrook | OFT | Switchgear | 1672 | GLN | TPM | TPM | TPM | 121596.97 | 9180.57 | 2687.29 | 4960 | 18.21 | 3064.35
COUP | Counties Power Limited | GLN | Glenbrook | OFT | Switchgear | 1692 | GLN | TPM | TPM | TPM | 121596.97 | 9180.57 | 2687.29 | 4960 | 100 | 16827.86
WTOM | The Lines Company Limited | TKU | Tokaanu | GEN | Switchgear | 162 | TKU | TPM | TPM | TPM | 892972.4 | 67419.42 | 51256.62 | 3968 | 0 | 0
WTOM | The Lines Company Limited | TKU | Tokaanu | GEN | Switchgear | 157 | TKU | TPM | TPM | TPM | 22696.29 | 1713.57 | 1302.77 | 992 | 0 | 0
COUP | Counties Power Limited | GLN | Glenbrook | OFT | Switchgear | BZP3 | GLN | TPM | TPM | TPM | 0 | 0 | 0 | 0 | 18.21 | 0
COUP | Counties Power Limited | GLN | Glenbrook | OFT | Switchgear | RM1482 | GLN | TPM | TPM | TPM | 12964.75 | 978.84 | 286.52 | 0 | 0 | 0
COUP | Counties Power Limited | GLN | Glenbrook | OFT | Switchgear | RM1492 | GLN | TPM | TPM | TPM | 12964.75 | 978.84 | 286.52 | 0 | 0 | 0
COUP | Counties Power Limited | GLN | Glenbrook | OFT | Switchgear | RM1562 | GLN | TPM | TPM | TPM | 12964.75 | 978.84 | 286.52 | 0 | 0 | 0
COUP | Counties Power Limited | GLN | Glenbrook | OFT | Switchgear | RM1572 | GLN | TPM | TPM | TPM | 12964.75 | 978.84 | 286.52 | 0 | 0 | 0
COUP | Counties Power Limited | GLN | Glenbrook | OFT | Switchgear | RM1632 | GLN | TPM | TPM | TPM | 12964.75 | 978.84 | 286.52 | 0 | 100 | 1265.36
COUP | Counties Power Limited | GLN | Glenbrook | OFT | Switchgear | RM1652 | GLN | TPM | TPM | TPM | 12964.75 | 978.84 | 286.52 | 0 | 100 | 1265.36
COUP | Counties Power Limited | GLN | Glenbrook | OFT | Switchgear | RM1662 | GLN | TPM | TPM | TPM | 12964.75 | 978.84 | 286.52 | 0 | 0 | 0
COUP | Counties Power Limited | GLN | Glenbrook | OFT | Switchgear | RM1672 | GLN | TPM | TPM | TPM | 12964.75 | 978.84 | 286.52 | 0 | 0 | 0
COUP | Counties Power Limited | GLN | Glenbrook | OFT | Switchgear | RM1692 | GLN | TPM | TPM | TPM | 12964.75 | 978.84 | 286.52 | 0 | 100 | 1265.36
WTOM | The Lines Company Limited | TKU | Tokaanu | GEN | Switchgear | 147 | TKU | TPM | TPM | TPM | 22696.29 | 1713.57 | 1302.77 | 992 | 0 | 0
COUP | Counties Power Limited | GLN | Glenbrook | OFT | Switchgear | VT21 | GLN | TPM | TPM | TPM | 0.02 | 0 | 0 | 0 | 18.21 | 0
COUP | Counties Power Limited | GLN | Glenbrook | OFT | Switchgear | VT22 | GLN | TPM | TPM | TPM | 0.02 | 0 | 0 | 0 | 18.21 | 0
WTOM | The Lines Company Limited | TKU | Tokaanu | GEN | Switchgear | 142 | TKU | TPM | TPM | TPM | 892972.4 | 67419.42 | 51256.62 | 3968 | 0 | 0
WTOM | The Lines Company Limited | TKU | Tokaanu | GEN | Switchgear | 137 | TKU | TPM | TPM | TPM | 22696.29 | 1713.57 | 1302.77 | 992 | 0 | 0
WTOM | The Lines Company Limited | TKU | Tokaanu | GEN | Switchgear | 128 | TKU | TPM | TPM | TPM | 281765.2 | 21273.27 | 16173.32 | 2976 | 0 | 0
WTOM | The Lines Company Limited | TKU | Tokaanu | GEN | Switchgear | 127 | TKU | TPM | TPM | TPM | 22696.29 | 1713.57 | 1302.77 | 992 | 0 | 0
WTOM | The Lines Company Limited | TKU | Tokaanu | GEN | Switchgear | 117 | TKU | TPM | TPM | TPM | 22696.29 | 1713.57 | 1302.77 | 992 | 0 | 0
WTOM | The Lines Company Limited | TKU | Tokaanu | GEN | Switchgear | 107 | TKU | TPM | TPM | TPM | 65372.09 | 4935.59 | 3752.36 | 992 | 0 | 0
WTOM | The Lines Company Limited | TKU | Tokaanu | GEN | Switchgear | 97 | TKU | TPM | TPM | TPM | 22696.29 | 1713.57 | 1302.77 | 992 | 0 | 0
CTCT | Contact Energy Limited | CYD | Clyde | GEN | Switchgear | 412 | CYD | TPM | TPM | TPM | 2180902.88 | 164658.17 | 125183.83 | 6745.6 | 98.27 | 291456.63
CTCT | Contact Energy Limited | CYD | Clyde | GEN | Switchgear | 432 | CYD | TPM | TPM | TPM | 2180902.88 | 164658.17 | 125183.83 | 6745.6 | 98.27 | 291456.63
CTCT | Contact Energy Limited | CYD | Clyde | GEN | Switchgear | 452 | CYD | TPM | TPM | TPM | 2180902.88 | 164658.17 | 125183.83 | 6745.6 | 98.27 | 291456.63
CTCT | Contact Energy Limited | CYD | Clyde | GEN | Switchgear | 472 | CYD | TPM | TPM | TPM | 2180902.88 | 164658.17 | 125183.83 | 6745.6 | 98.27 | 291456.63
CTCT | Contact Energy Limited | CYD | Clyde | OFT | Switchgear | 412 | CYD | TPM | TPM | TPM | 2180902.88 | 164658.17 | 48197.95 | 6745.6 | 1.73 | 3799.11
CTCT | Contact Energy Limited | CYD | Clyde | OFT | Switchgear | 432 | CYD | TPM | TPM | TPM | 2180902.88 | 164658.17 | 48197.95 | 6745.6 | 1.73 | 3799.11
CTCT | Contact Energy Limited | CYD | Clyde | OFT | Switchgear | 452 | CYD | TPM | TPM | TPM | 2180902.88 | 164658.17 | 48197.95 | 6745.6 | 1.73 | 3799.11
CTCT | Contact Energy Limited | CYD | Clyde | OFT | Switchgear | 472 | CYD | TPM | TPM | TPM | 2180902.88 | 164658.17 | 48197.95 | 6745.6 | 1.73 | 3799.11
CTCT | Contact Energy Limited | NPL | New Plymouth | OFT | Switchgear | 62 | NPL | TPM | TPM | TPM | 344086.71 | 25978.55 | 7604.32 | 1984 | 5.15 | 1831.69
CTCT | Contact Energy Limited | NPL | New Plymouth | OFT | Switchgear | 92 | NPL | TPM | TPM | TPM | 344086.71 | 25978.55 | 7604.32 | 1984 | 5.15 | 1831.69
CTCT | Contact Energy Limited | NPL | New Plymouth | OFT | Switchgear | 1052 | NPL | TPM | TPM | TPM | 134767.66 | 10174.96 | 2978.37 | 1984 | 5.15 | 779.57
CTCT | Contact Energy Limited | NPL | New Plymouth | OFT | Switchgear | 1057 | NPL | TPM | TPM | TPM | 41214.54 | 3111.7 | 910.84 | 992 | 5.15 | 258.25
CTCT | Contact Energy Limited | NPL | New Plymouth | OFT | Switchgear | 1062 | NPL | TPM | TPM | TPM | 47369.52 | 3576.4 | 1046.87 | 892.8 | 100 | 5516.07
CTCT | Contact Energy Limited | NPL | New Plymouth | OFT | Switchgear | 1072 | NPL | TPM | TPM | TPM | 47369.52 | 3576.4 | 1046.87 | 892.8 | 100 | 5516.07
CTCT | Contact Energy Limited | NPL | New Plymouth | OFT | Switchgear | 1082 | NPL | TPM | TPM | TPM | 134767.66 | 10174.96 | 2978.37 | 1984 | 5.15 | 779.57
CTCT | Contact Energy Limited | NPL | New Plymouth | OFT | Switchgear | 1087 | NPL | TPM | TPM | TPM | 41214.54 | 3111.7 | 910.84 | 992 | 5.15 | 258.25
CTCT | Contact Energy Limited | NPL | New Plymouth | OFT | Switchgear | 1067-1077 | NPL | TPM | TPM | TPM | 60955.97 | 4602.18 | 1347.13 | 1984 | 5.15 | 408.57
CTCT | Contact Energy Limited | OKI | Ohaaki | GEN | Switchgear | 238 | OKI | TPM | TPM | TPM | 902249.85 | 68119.86 | 51789.14 | 2976 | 94.81 | 116507.27
CTCT | Contact Energy Limited | OKI | Ohaaki | GEN | Switchgear | 272 | OKI | TPM | TPM | TPM | 1053162.69 | 79513.78 | 60451.54 | 4960 | 94.81 | 137403.7
CTCT | Contact Energy Limited | OKI | Ohaaki | GEN | Switchgear | 302 | OKI | TPM | TPM | TPM | 1053162.69 | 79513.78 | 60451.54 | 4960 | 94.81 | 137403.7
CTCT | Contact Energy Limited | OKI | Ohaaki | GEN | Switchgear | 317 | OKI | TPM | TPM | TPM | 72676.53 | 5487.08 | 4171.63 | 992 | 94.81 | 10097.94
CTCT | Contact Energy Limited | OKI | Ohaaki | GEN | Switchgear | 337 | OKI | TPM | TPM | TPM | 72676.53 | 5487.08 | 4171.63 | 992 | 94.81 | 10097.94
CTCT | Contact Energy Limited | OKI | Ohaaki | GEN | Switchgear | 342 | OKI | TPM | TPM | TPM | 319720.27 | 24138.88 | 18351.94 | 1785.6 | 94.81 | 41978.47
CTCT | Contact Energy Limited | OKI | Ohaaki | GEN | Switchgear | 352 | OKI | TPM | TPM | TPM | 319720.27 | 24138.88 | 18351.94 | 1785.6 | 94.81 | 41978.47
CTCT | Contact Energy Limited | OKI | Ohaaki | GEN | Switchgear | 372 | OKI | TPM | TPM | TPM | 319720.27 | 24138.88 | 18351.94 | 1785.6 | 94.81 | 41978.47
CTCT | Contact Energy Limited | OKI | Ohaaki | GEN | Switchgear | 142 | WRK | TPM | TPM | TPM | 844794.19 | 63781.96 | 48491.19 | 3968 | 16.38 | 19040.3
CTCT | Contact Energy Limited | OKI | Ohaaki | GEN | Switchgear | 192 | WRK | TPM | TPM | TPM | 844794.19 | 63781.96 | 48491.19 | 3968 | 16.38 | 19040.3
CTCT | Contact Energy Limited | OKI | Ohaaki | OFT | Switchgear | 238 | OKI | TPM | TPM | TPM | 902249.85 | 68119.86 | 19939.72 | 2976 | 5.19 | 4724.75
CTCT | Contact Energy Limited | OKI | Ohaaki | OFT | Switchgear | 272 | OKI | TPM | TPM | TPM | 1053162.69 | 79513.78 | 23274.9 | 4960 | 5.19 | 5592.16
CTCT | Contact Energy Limited | OKI | Ohaaki | OFT | Switchgear | 302 | OKI | TPM | TPM | TPM | 1053162.69 | 79513.78 | 23274.9 | 4960 | 5.19 | 5592.16
CTCT | Contact Energy Limited | OKI | Ohaaki | OFT | Switchgear | 317 | OKI | TPM | TPM | TPM | 72676.53 | 5487.08 | 1606.15 | 992 | 5.19 | 419.62
CTCT | Contact Energy Limited | OKI | Ohaaki | OFT | Switchgear | 337 | OKI | TPM | TPM | TPM | 72676.53 | 5487.08 | 1606.15 | 992 | 5.19 | 419.62
CTCT | Contact Energy Limited | OKI | Ohaaki | OFT | Switchgear | 342 | OKI | TPM | TPM | TPM | 319720.27 | 24138.88 | 7065.82 | 1785.6 | 5.19 | 1712.2
CTCT | Contact Energy Limited | OKI | Ohaaki | OFT | Switchgear | 352 | OKI | TPM | TPM | TPM | 319720.27 | 24138.88 | 7065.82 | 1785.6 | 5.19 | 1712.2
CTCT | Contact Energy Limited | OKI | Ohaaki | OFT | Switchgear | 372 | OKI | TPM | TPM | TPM | 319720.27 | 24138.88 | 7065.82 | 1785.6 | 5.19 | 1712.2
CTCT | Contact Energy Limited | OKI | Ohaaki | OFT | Switchgear | 142 | WRK | TPM | TPM | TPM | 844794.19 | 63781.96 | 18669.95 | 3968 | 0.9 | 777.78
CTCT | Contact Energy Limited | OKI | Ohaaki | OFT | Switchgear | 192 | WRK | TPM | TPM | TPM | 844794.19 | 63781.96 | 18669.95 | 3968 | 0.9 | 777.78
CTCT | Contact Energy Limited | OTA | Otahuhu | GEN | Switchgear | 612 | OTA | TPM | TPM | TPM | 129965.1 | 9812.37 | 7460 | 892.8 | 0 | 0
CTCT | Contact Energy Limited | OTA | Otahuhu | GEN | Switchgear | 622 | OTA | TPM | TPM | TPM | 129965.1 | 9812.37 | 7460 | 892.8 | 0 | 0
CTCT | Contact Energy Limited | OTA | Otahuhu | GEN | Switchgear | 642 | OTA | TPM | TPM | TPM | 129965.1 | 9812.37 | 7460 | 892.8 | 0 | 0
CTCT | Contact Energy Limited | OTA | Otahuhu | GEN | Switchgear | 652 | OTA | TPM | TPM | TPM | 129965.1 | 9812.37 | 7460 | 892.8 | 0 | 0
CTCT | Contact Energy Limited | OTA | Otahuhu | GEN | Switchgear | 662 | OTA | TPM | TPM | TPM | 129965.1 | 9812.37 | 7460 | 892.8 | 0 | 0
CTCT | Contact Energy Limited | OTA | Otahuhu | OFT | Switchgear | 472 | OTA | TPM | TPM | TPM | 575289.63 | 43434.37 | 12713.9 | 2976 | 11.58 | 6846.59
CTCT | Contact Energy Limited | OTA | Otahuhu | OFT | Switchgear | 492 | OTA | TPM | TPM | TPM | 575289.63 | 43434.37 | 12713.9 | 2976 | 11.58 | 6846.59
CTCT | Contact Energy Limited | OTA | Otahuhu | OFT | Switchgear | 612 | OTA | TPM | TPM | TPM | 129965.1 | 9812.37 | 2872.23 | 892.8 | 100 | 13577.4
CTCT | Contact Energy Limited | OTA | Otahuhu | OFT | Switchgear | 622 | OTA | TPM | TPM | TPM | 129965.1 | 9812.37 | 2872.23 | 892.8 | 100 | 13577.4
CTCT | Contact Energy Limited | OTA | Otahuhu | OFT | Switchgear | 642 | OTA | TPM | TPM | TPM | 129965.1 | 9812.37 | 2872.23 | 892.8 | 100 | 13577.4
CTCT | Contact Energy Limited | OTA | Otahuhu | OFT | Switchgear | 652 | OTA | TPM | TPM | TPM | 129965.1 | 9812.37 | 2872.23 | 892.8 | 100 | 13577.4
CTCT | Contact Energy Limited | OTA | Otahuhu | OFT | Switchgear | 662 | OTA | TPM | TPM | TPM | 129965.1 | 9812.37 | 2872.23 | 892.8 | 100 | 13577.4
CTCT | Contact Energy Limited | OTA | Otahuhu | OFT | Switchgear | 2662 | OTA | TPM | TPM | TPM | 87246 | 6587.07 | 1928.14 | 992 | 100 | 9507.21
CTCT | Contact Energy Limited | OTA | Otahuhu | OFT | Switchgear | 2672 | OTA | TPM | TPM | TPM | 88503.6 | 6682.02 | 1955.93 | 992 | 11.58 | 1115.15
CTCT | Contact Energy Limited | OTA | Otahuhu | OFT | Switchgear | 2688 | OTA | TPM | TPM | TPM | 126493.6 | 9550.27 | 2795.51 | 992 | 11.58 | 1544.51
CTCT | Contact Energy Limited | OTA | Otahuhu | OFT | Switchgear | 2778 | OTA | TPM | TPM | TPM | 126493.6 | 9550.27 | 2795.51 | 992 | 11.58 | 1544.51
CTCT | Contact Energy Limited | OTA | Otahuhu | OFT | Switchgear | 2832 | OTA | TPM | TPM | TPM | 88503.6 | 6682.02 | 1955.93 | 992 | 11.58 | 1115.15
CTCT | Contact Energy Limited | OTA | Otahuhu | OFT | Switchgear | 2852 | OTA | TPM | TPM | TPM | 87246 | 6587.07 | 1928.14 | 992 | 100 | 9507.21
WTOM | The Lines Company Limited | TKU | Tokaanu | GEN | Switchgear | 87 | TKU | TPM | TPM | TPM | 0.02 | 0 | 0 | 992 | 0 | 0
CTCT | Contact Energy Limited | OTA | Otahuhu | OFT | Switchgear | RM2662 | OTA | TPM | TPM | TPM | 30794.43 | 2324.98 | 680.56 | 0 | 100 | 3005.54
CTCT | Contact Energy Limited | OTA | Otahuhu | OFT | Switchgear | RM2672 | OTA | TPM | TPM | TPM | 30794.43 | 2324.98 | 680.56 | 0 | 0 | 0
CTCT | Contact Energy Limited | OTA | Otahuhu | OFT | Switchgear | RM2832 | OTA | TPM | TPM | TPM | 30794.43 | 2324.98 | 680.56 | 0 | 0 | 0
CTCT | Contact Energy Limited | OTA | Otahuhu | OFT | Switchgear | RM2852 | OTA | TPM | TPM | TPM | 30794.43 | 2324.98 | 680.56 | 0 | 100 | 3005.54
WTOM | The Lines Company Limited | TKU | Tokaanu | GEN | Switchgear | 82 | TKU | TPM | TPM | TPM | 892972.4 | 67419.42 | 51256.62 | 3968 | 0 | 0
WTOM | The Lines Company Limited | TKU | Tokaanu | GEN | Switchgear | 77 | TKU | TPM | TPM | TPM | 22696.29 | 1713.57 | 1302.77 | 992 | 0 | 0
WTOM | The Lines Company Limited | TKU | Tokaanu | GEN | Switchgear | 72 | TKU | TPM | TPM | TPM | 473331.21 | 35736.51 | 27169.21 | 1984 | 0 | 0
WTOM | The Lines Company Limited | TKU | Tokaanu | GEN | Switchgear | 67 | TKU | TPM | TPM | TPM | 22696.29 | 1713.57 | 1302.77 | 992 | 0 | 0
WTOM | The Lines Company Limited | TKU | Tokaanu | GEN | Switchgear | 62 | TKU | TPM | TPM | TPM | 892972.4 | 67419.42 | 51256.62 | 3968 | 0 | 0
WTOM | The Lines Company Limited | ONG | Ongarue | OFT | Switchgear | TRC1 | ONG | TPM | TPM | TPM | 187093.33 | 14125.55 | 4134.76 | 0 | 71.7 | 13092.64
WTOM | The Lines Company Limited | ONG | Ongarue | OFT | Switchgear | RM162 | ONG | TPM | TPM | TPM | 20008.29 | 1510.63 | 442.18 | 0 | 71.7 | 1400.16
WTOM | The Lines Company Limited | ONG | Ongarue | OFT | Switchgear | 177-167 | ONG | TPM | TPM | TPM | 42723.76 | 3225.64 | 944.2 | 1984 | 71.7 | 4412.3
WTOM | The Lines Company Limited | ONG | Ongarue | OFT | Switchgear | 212 | ONG | TPM | TPM | TPM | 172772.08 | 13044.29 | 3818.26 | 3968 | 71.7 | 14935.5
WTOM | The Lines Company Limited | ONG | Ongarue | OFT | Switchgear | 202 | ONG | TPM | TPM | TPM | 172772.08 | 13044.29 | 3818.26 | 3968 | 71.7 | 14935.5
WTOM | The Lines Company Limited | ONG | Ongarue | OFT | Switchgear | 192 | ONG | TPM | TPM | TPM | 208431.38 | 15736.57 | 4606.33 | 3968 | 71.7 | 17430.92
WTOM | The Lines Company Limited | ONG | Ongarue | OFT | Switchgear | 162 | ONG | TPM | TPM | TPM | 186467.44 | 14078.29 | 4120.93 | 1984 | 71.7 | 14471.37
WTOM | The Lines Company Limited | ONG | Ongarue | OFT | Switchgear | 152 | ONG | COA | COA | COA | 74693.56 | 0 | 0 | 0 | 71.7 | 0
WTOM | The Lines Company Limited | ONG | Ongarue | GEN | Switchgear | TRC1 | ONG | TPM | TPM | TPM | 187093.33 | 14125.55 | 10739.16 | 0 | 28.3 | 7036.71
WTOM | The Lines Company Limited | ONG | Ongarue | GEN | Switchgear | RM162 | ONG | TPM | TPM | TPM | 20008.29 | 1510.63 | 1148.48 | 0 | 28.3 | 752.53
WTOM | The Lines Company Limited | ONG | Ongarue | GEN | Switchgear | 177-167 | ONG | TPM | TPM | TPM | 42723.76 | 3225.64 | 2452.34 | 1984 | 28.3 | 2168.34
CTCT | Contact Energy Limited | ROX | Roxburgh | GEN | Switchgear | 212 | ROX | TPM | TPM | TPM | 101805.95 | 7686.35 | 5843.66 | 892.8 | 100 | 14422.81
CTCT | Contact Energy Limited | ROX | Roxburgh | GEN | Switchgear | 232 | ROX | TPM | TPM | TPM | 101805.95 | 7686.35 | 5843.66 | 892.8 | 100 | 14422.81
CTCT | Contact Energy Limited | ROX | Roxburgh | GEN | Switchgear | 262 | ROX | TPM | TPM | TPM | 101805.95 | 7686.35 | 5843.66 | 892.8 | 100 | 14422.81
CTCT | Contact Energy Limited | ROX | Roxburgh | GEN | Switchgear | 542 | ROX | TPM | TPM | TPM | 316585.76 | 23902.22 | 18172.02 | 1884.8 | 100 | 43959.04
CTCT | Contact Energy Limited | ROX | Roxburgh | GEN | Switchgear | 562 | ROX | TPM | TPM | TPM | 316585.76 | 23902.22 | 18172.02 | 1884.8 | 100 | 43959.04
CTCT | Contact Energy Limited | ROX | Roxburgh | GEN | Switchgear | 582 | ROX | TPM | TPM | TPM | 316585.76 | 23902.22 | 18172.02 | 1884.8 | 100 | 43959.04
CTCT | Contact Energy Limited | ROX | Roxburgh | GEN | Switchgear | 622 | ROX | TPM | TPM | TPM | 316585.76 | 23902.22 | 18172.02 | 1884.8 | 100 | 43959.04
CTCT | Contact Energy Limited | ROX | Roxburgh | GEN | Switchgear | 642 | ROX | TPM | TPM | TPM | 316585.76 | 23902.22 | 18172.02 | 1884.8 | 100 | 43959.04
CTCT | Contact Energy Limited | ROX | Roxburgh | OFT | Switchgear | 582 | ROX | TPM | TPM | TPM | 316585.76 | 23902.22 | 6996.55 | 1884.8 | 0 | 0
CTCT | Contact Energy Limited | ROX | Roxburgh | OFT | Switchgear | 622 | ROX | TPM | TPM | TPM | 316585.76 | 23902.22 | 6996.55 | 1884.8 | 0 | 0
CTCT | Contact Energy Limited | ROX | Roxburgh | OFT | Switchgear | 642 | ROX | TPM | TPM | TPM | 316585.76 | 23902.22 | 6996.55 | 1884.8 | 0 | 0
WTOM | The Lines Company Limited | ONG | Ongarue | GEN | Switchgear | 212 | ONG | TPM | TPM | TPM | 172772.08 | 13044.29 | 9917.12 | 3968 | 28.3 | 7621.02
WTOM | The Lines Company Limited | ONG | Ongarue | GEN | Switchgear | 202 | ONG | TPM | TPM | TPM | 172772.08 | 13044.29 | 9917.12 | 3968 | 28.3 | 7621.02
WTOM | The Lines Company Limited | ONG | Ongarue | GEN | Switchgear | 192 | ONG | TPM | TPM | TPM | 208431.38 | 15736.57 | 11963.96 | 3968 | 28.3 | 8962.19
WTOM | The Lines Company Limited | ONG | Ongarue | GEN | Switchgear | 162 | ONG | TPM | TPM | TPM | 186467.44 | 14078.29 | 10703.23 | 1984 | 28.3 | 7574.64
WTOM | The Lines Company Limited | ONG | Ongarue | GEN | Switchgear | 152 | ONG | COA | COA | COA | 74693.56 | 0 | 0 | 0 | 28.3 | 0
WTOM | The Lines Company Limited | OKN | Ohakune | OFT | Switchgear | TRC1 | OKN | TPM | TPM | TPM | 40349.23 | 3046.37 | 891.72 | 0 | 76.77 | 3023.27
WTOM | The Lines Company Limited | OKN | Ohakune | OFT | Switchgear | RM38 | OKN | TPM | TPM | TPM | 31410.32 | 2371.48 | 694.17 | 0 | 100 | 3065.65
WTOM | The Lines Company Limited | OKN | Ohakune | OFT | Switchgear | 38 | OKN | TPM | TPM | TPM | 78531.14 | 5929.1 | 1735.54 | 1984 | 100 | 9648.64
WTOM | The Lines Company Limited | NPK | National Park | OFT | Switchgear | RM222 | NPK | TPM | TPM | TPM | 31999.97 | 2416 | 707.2 | 0 | 99.68 | 3113.21
WTOM | The Lines Company Limited | NPK | National Park | OFT | Switchgear | 232 | NPK | TPM | TPM | TPM | 47854.94 | 3613.05 | 1057.59 | 3968 | 99.68 | 8611
WTOM | The Lines Company Limited | NPK | National Park | OFT | Switchgear | 222 | NPK | TPM | TPM | TPM | 214598.61 | 16202.2 | 4742.63 | 1984 | 99.68 | 22855.46
WTOM | The Lines Company Limited | NPK | National Park | OFT | Switchgear | 212 | NPK | TPM | TPM | TPM | 47854.94 | 3613.05 | 1057.59 | 3968 | 99.68 | 8611
CTCT | Contact Energy Limited | WRK | Wairakei | GEN | Switchgear | 42 | WRK | TPM | TPM | TPM | 150922.93 | 11394.68 | 8662.98 | 892.8 | 100 | 20950.46
WTOM | The Lines Company Limited | NPK | National Park | OFT | Switchgear | 72 | NPK | TPM | TPM | TPM | 266331.3 | 20108.01 | 5885.92 | 3968 | 99.68 | 29866.05
CTCT | Contact Energy Limited | WRK | Wairakei | GEN | Switchgear | 62 | WRK | TPM | TPM | TPM | 150922.93 | 11394.68 | 8662.98 | 892.8 | 100 | 20950.46
CTCT | Contact Energy Limited | WRK | Wairakei | GEN | Switchgear | 72 | WRK | TPM | TPM | TPM | 150922.93 | 11394.68 | 8662.98 | 892.8 | 100 | 20950.46
CTCT | Contact Energy Limited | WRK | Wairakei | OFT | Switchgear | 42 | WRK | TPM | TPM | TPM | 150922.93 | 11394.68 | 3335.4 | 892.8 | 0 | 0
CTCT | Contact Energy Limited | WRK | Wairakei | OFT | Switchgear | 62 | WRK | TPM | TPM | TPM | 150922.93 | 11394.68 | 3335.4 | 892.8 | 0 | 0
CTCT | Contact Energy Limited | WRK | Wairakei | OFT | Switchgear | 72 | WRK | TPM | TPM | TPM | 150922.93 | 11394.68 | 3335.4 | 892.8 | 0 | 0
CTCT | Contact Energy Limited | WHI | Whirinaki | GEN | Switchgear | 582 | WHI | TPM | TPM | TPM | 159529.99 | 12044.51 | 9157.02 | 892.8 | 99.61 | 22008.16
CTCT | Contact Energy Limited | WHI | Whirinaki | GEN | Switchgear | 602 | WHI | TPM | TPM | TPM | 159529.99 | 12044.51 | 9157.02 | 892.8 | 99.61 | 22008.16
CTCT | Contact Energy Limited | WHI | Whirinaki | GEN | Switchgear | 642 | WHI | TPM | TPM | TPM | 159529.99 | 12044.51 | 9157.02 | 892.8 | 99.61 | 22008.16
CTCT | Contact Energy Limited | WHI | Whirinaki | OFT | Switchgear | 582 | WHI | TPM | TPM | TPM | 159529.99 | 12044.51 | 3525.61 | 892.8 | 0.39 | 64.21
CTCT | Contact Energy Limited | WHI | Whirinaki | OFT | Switchgear | 602 | WHI | TPM | TPM | TPM | 159529.99 | 12044.51 | 3525.61 | 892.8 | 0.39 | 64.21
CTCT | Contact Energy Limited | WHI | Whirinaki | OFT | Switchgear | 642 | WHI | TPM | TPM | TPM | 159529.99 | 12044.51 | 3525.61 | 892.8 | 0.39 | 64.21
DUNE | Aurora Energy Limited | CYD | Clyde | GEN | Switchgear | 532 | CYD | TPM | TPM | TPM | 274244.67 | 20705.47 | 15741.64 | 6944 | 67.02 | 29080.72
DUNE | Aurora Energy Limited | CYD | Clyde | GEN | Switchgear | 552 | CYD | TPM | TPM | TPM | 274244.67 | 20705.47 | 15741.64 | 6944 | 67.02 | 29080.72
DUNE | Aurora Energy Limited | CYD | Clyde | GEN | Switchgear | 2042 | CYD | TPM | TPM | TPM | 99162.07 | 7486.74 | 5691.9 | 992 | 67.02 | 9497.16
DUNE | Aurora Energy Limited | CYD | Clyde | GEN | Switchgear | 2052 | CYD | TPM | TPM | TPM | 92748.31 | 7002.5 | 5323.75 | 892.8 | 67.02 | 8859.41
DUNE | Aurora Energy Limited | CYD | Clyde | GEN | Switchgear | 2068 | CYD | TPM | TPM | TPM | 106431 | 8035.54 | 6109.14 | 992 | 67.02 | 10144.6
DUNE | Aurora Energy Limited | CYD | Clyde | GEN | Switchgear | 2072 | CYD | TPM | TPM | TPM | 92748.31 | 7002.5 | 5323.75 | 892.8 | 67.02 | 8859.41
DUNE | Aurora Energy Limited | CYD | Clyde | GEN | Switchgear | 2082 | CYD | TPM | TPM | TPM | 99162.07 | 7486.74 | 5691.9 | 992 | 67.02 | 9497.16
DUNE | Aurora Energy Limited | CYD | Clyde | GEN | Switchgear | RM2042 | CYD | TPM | TPM | TPM | 31410.32 | 2371.48 | 1802.95 | 0 | 67.02 | 2797.7
DUNE | Aurora Energy Limited | CYD | Clyde | GEN | Switchgear | RM2082 | CYD | TPM | TPM | TPM | 31410.32 | 2371.48 | 1802.95 | 0 | 67.02 | 2797.7
DUNE | Aurora Energy Limited | CYD | Clyde | OFT | Switchgear | 532 | CYD | TPM | TPM | TPM | 274244.67 | 20705.47 | 6060.81 | 6944 | 32.98 | 11117.65
DUNE | Aurora Energy Limited | CYD | Clyde | OFT | Switchgear | 552 | CYD | TPM | TPM | TPM | 274244.67 | 20705.47 | 6060.81 | 6944 | 32.98 | 11117.65
DUNE | Aurora Energy Limited | CYD | Clyde | OFT | Switchgear | 2042 | CYD | TPM | TPM | TPM | 99162.07 | 7486.74 | 2191.48 | 992 | 32.98 | 3519.04
DUNE | Aurora Energy Limited | CYD | Clyde | OFT | Switchgear | 2052 | CYD | TPM | TPM | TPM | 92748.31 | 7002.5 | 2049.74 | 892.8 | 32.98 | 3279.87
DUNE | Aurora Energy Limited | CYD | Clyde | OFT | Switchgear | 2068 | CYD | TPM | TPM | TPM | 106431 | 8035.54 | 2352.13 | 992 | 32.98 | 3753.02
DUNE | Aurora Energy Limited | CYD | Clyde | OFT | Switchgear | 2072 | CYD | TPM | TPM | TPM | 92748.31 | 7002.5 | 2049.74 | 892.8 | 32.98 | 3279.87
DUNE | Aurora Energy Limited | CYD | Clyde | OFT | Switchgear | 2082 | CYD | TPM | TPM | TPM | 99162.07 | 7486.74 | 2191.48 | 992 | 32.98 | 3519.04
DUNE | Aurora Energy Limited | CYD | Clyde | OFT | Switchgear | RM2042 | CYD | TPM | TPM | TPM | 31410.32 | 2371.48 | 694.17 | 0 | 32.98 | 1011.05
DUNE | Aurora Energy Limited | CYD | Clyde | OFT | Switchgear | RM2082 | CYD | TPM | TPM | TPM | 31410.32 | 2371.48 | 694.17 | 0 | 32.98 | 1011.05
DUNE | Aurora Energy Limited | CML | Cromwell | GEN | Switchgear | 252 | CML | TPM | TPM | TPM | 386732.08 | 29198.27 | 22198.42 | 1984 | 0 | 0
DUNE | Aurora Energy Limited | CML | Cromwell | GEN | Switchgear | 312 | CML | TPM | TPM | TPM | 386732.08 | 29198.27 | 22198.42 | 1984 | 0 | 0
DUNE | Aurora Energy Limited | CML | Cromwell | GEN | Switchgear | 1032 | CML | TPM | TPM | TPM | 157571.17 | 11896.62 | 9044.59 | 3670.4 | 0 | 0
DUNE | Aurora Energy Limited | CML | Cromwell | GEN | Switchgear | 1037 | CML | TPM | TPM | TPM | 21664.73 | 1635.69 | 1243.56 | 992 | 0 | 0
DUNE | Aurora Energy Limited | CML | Cromwell | GEN | Switchgear | 1042 | CML | TPM | TPM | TPM | 143586.46 | 10840.78 | 8241.86 | 1984 | 0 | 0
DUNE | Aurora Energy Limited | CML | Cromwell | GEN | Switchgear | 1052 | CML | TPM | TPM | TPM | 157571.17 | 11896.62 | 9044.59 | 3670.4 | 0 | 0
DUNE | Aurora Energy Limited | CML | Cromwell | GEN | Switchgear | 1082 | CML | TPM | TPM | TPM | 143586.46 | 10840.78 | 8241.86 | 1984 | 0 | 0
DUNE | Aurora Energy Limited | CML | Cromwell | GEN | Switchgear | 1092 | CML | TPM | TPM | TPM | 157571.17 | 11896.62 | 9044.59 | 3670.4 | 0 | 0
DUNE | Aurora Energy Limited | CML | Cromwell | GEN | Switchgear | 1102 | CML | TPM | TPM | TPM | 157571.17 | 11896.62 | 9044.59 | 3670.4 | 0 | 0
DUNE | Aurora Energy Limited | CML | Cromwell | GEN | Switchgear | 1077-1097 | CML | TPM | TPM | TPM | 37101.2 | 2801.14 | 2129.61 | 1984 | 0 | 0
DUNE | Aurora Energy Limited | CML | Cromwell | GEN | Switchgear | RM1042 | CML | TPM | TPM | TPM | 19411.64 | 1465.58 | 1114.23 | 0 | 0 | 0
DUNE | Aurora Energy Limited | CML | Cromwell | GEN | Switchgear | RM1082 | CML | TPM | TPM | TPM | 19411.64 | 1465.58 | 1114.23 | 0 | 0 | 0
DUNE | Aurora Energy Limited | CML | Cromwell | OFT | Switchgear | 252 | CML | TPM | TPM | TPM | 386732.08 | 29198.27 | 8546.78 | 1984 | 18.56 | 7373.71
DUNE | Aurora Energy Limited | CML | Cromwell | OFT | Switchgear | 312 | CML | TPM | TPM | TPM | 386732.08 | 29198.27 | 8546.78 | 1984 | 18.56 | 7373.71
DUNE | Aurora Energy Limited | CML | Cromwell | OFT | Switchgear | 1032 | CML | TPM | TPM | TPM | 157571.17 | 11896.62 | 3482.32 | 3670.4 | 100 | 19049.34
DUNE | Aurora Energy Limited | CML | Cromwell | OFT | Switchgear | 1037 | CML | TPM | TPM | TPM | 21664.73 | 1635.69 | 478.79 | 992 | 100 | 3106.48
DUNE | Aurora Energy Limited | CML | Cromwell | OFT | Switchgear | 1042 | CML | TPM | TPM | TPM | 143586.46 | 10840.78 | 3173.26 | 1984 | 100 | 15998.04
DUNE | Aurora Energy Limited | CML | Cromwell | OFT | Switchgear | 1052 | CML | TPM | TPM | TPM | 157571.17 | 11896.62 | 3482.32 | 3670.4 | 100 | 19049.34
DUNE | Aurora Energy Limited | CML | Cromwell | OFT | Switchgear | 1082 | CML | TPM | TPM | TPM | 143586.46 | 10840.78 | 3173.26 | 1984 | 100 | 15998.04
DUNE | Aurora Energy Limited | CML | Cromwell | OFT | Switchgear | 1092 | CML | TPM | TPM | TPM | 157571.17 | 11896.62 | 3482.32 | 3670.4 | 100 | 19049.34
DUNE | Aurora Energy Limited | CML | Cromwell | OFT | Switchgear | 1102 | CML | TPM | TPM | TPM | 157571.17 | 11896.62 | 3482.32 | 3670.4 | 100 | 19049.34
DUNE | Aurora Energy Limited | CML | Cromwell | OFT | Switchgear | 1077-1097 | CML | TPM | TPM | TPM | 37101.2 | 2801.14 | 819.94 | 1984 | 100 | 5605.08
DUNE | Aurora Energy Limited | CML | Cromwell | OFT | Switchgear | RM1042 | CML | TPM | TPM | TPM | 19411.64 | 1465.58 | 429 | 0 | 100 | 1894.58
DUNE | Aurora Energy Limited | CML | Cromwell | OFT | Switchgear | RM1082 | CML | TPM | TPM | TPM | 19411.64 | 1465.58 | 429 | 0 | 100 | 1894.58
DUNE | Aurora Energy Limited | FKN | Frankton | OFT | Switchgear | 82 | CML | TPM | TPM | TPM | 431100.46 | 32548.08 | 9527.32 | 3968 | 95.79 | 44104.97
DUNE | Aurora Energy Limited | FKN | Frankton | OFT | Switchgear | 102 | CML | TPM | TPM | TPM | 431100.46 | 32548.08 | 9527.32 | 3968 | 95.79 | 44104.97
DUNE | Aurora Energy Limited | FKN | Frankton | OFT | Switchgear | 252 | CML | TPM | TPM | TPM | 386732.08 | 29198.27 | 8546.78 | 1984 | 33.48 | 13301.29
DUNE | Aurora Energy Limited | FKN | Frankton | OFT | Switchgear | 312 | CML | TPM | TPM | TPM | 386732.08 | 29198.27 | 8546.78 | 1984 | 33.48 | 13301.29
DUNE | Aurora Energy Limited | FKN | Frankton | OFT | Switchgear | 1042 | CML | TPM | TPM | TPM | 143586.46 | 10840.78 | 3173.26 | 1984 | 0 | 0
DUNE | Aurora Energy Limited | FKN | Frankton | OFT | Switchgear | 1082 | CML | TPM | TPM | TPM | 143586.46 | 10840.78 | 3173.26 | 1984 | 0 | 0
DUNE | Aurora Energy Limited | FKN | Frankton | OFT | Switchgear | 1077-1097 | CML | TPM | TPM | TPM | 37101.2 | 2801.14 | 819.94 | 1984 | 0 | 0
DUNE | Aurora Energy Limited | FKN | Frankton | OFT | Switchgear | RM1042 | CML | TPM | TPM | TPM | 19411.64 | 1465.58 | 429 | 0 | 0 | 0
DUNE | Aurora Energy Limited | FKN | Frankton | OFT | Switchgear | RM1082 | CML | TPM | TPM | TPM | 19411.64 | 1465.58 | 429 | 0 | 0 | 0
DUNE | Aurora Energy Limited | FKN | Frankton | OFT | Switchgear | VT7 | CML | TPM | TPM | TPM | 49288.68 | 3721.3 | 1089.28 | 0 | 95.79 | 4608.05
DUNE | Aurora Energy Limited | FKN | Frankton | OFT | Switchgear | VT9 | CML | TPM | TPM | TPM | 49288.68 | 3721.3 | 1089.28 | 0 | 95.79 | 4608.05
WTOM | The Lines Company Limited | NPK | National Park | GEN | Switchgear | RM222 | NPK | TPM | TPM | TPM | 31999.97 | 2416 | 1836.8 | 0 | 0.32 | 13.61
WTOM | The Lines Company Limited | NPK | National Park | GEN | Switchgear | 232 | NPK | TPM | TPM | TPM | 47854.94 | 3613.05 | 2746.87 | 3968 | 0.32 | 33.05
WTOM | The Lines Company Limited | NPK | National Park | GEN | Switchgear | 222 | NPK | TPM | TPM | TPM | 214598.61 | 16202.2 | 12317.96 | 1984 | 0.32 | 97.61
WTOM | The Lines Company Limited | NPK | National Park | GEN | Switchgear | 212 | NPK | TPM | TPM | TPM | 47854.94 | 3613.05 | 2746.87 | 3968 | 0.32 | 33.05
WTOM | The Lines Company Limited | NPK | National Park | GEN | Switchgear | 72 | NPK | TPM | TPM | TPM | 266331.3 | 20108.01 | 15287.42 | 3968 | 0.32 | 125.96
WTOM | The Lines Company Limited | HTI | Hangatiki | OFT | Switchgear | VT1 | HTI | TPM | TPM | TPM | 47520.19 | 3587.77 | 1050.2 | 0 | 100 | 4637.97
WTOM | The Lines Company Limited | HTI | Hangatiki | OFT | Switchgear | RM352 | HTI | TPM | TPM | TPM | 18147.09 | 1370.11 | 401.05 | 0 | 100 | 1771.16
WTOM | The Lines Company Limited | HTI | Hangatiki | OFT | Switchgear | RM322 | HTI | TPM | TPM | TPM | 18147.09 | 1370.11 | 401.05 | 0 | 100 | 1771.16
DUNE | Aurora Energy Limited | FKN | Frankton | OFT | Switchgear | 2852 | FKN | TPM | TPM | TPM | 99162.07 | 7486.74 | 2191.48 | 992 | 95.79 | 10221
WTOM | The Lines Company Limited | HTI | Hangatiki | OFT | Switchgear | 337-347 | HTI | TPM | TPM | TPM | 34684.28 | 2618.66 | 766.52 | 1984 | 100 | 5369.18
WTOM | The Lines Company Limited | HTI | Hangatiki | OFT | Switchgear | 107-127 | HTI | TPM | TPM | TPM | 104241.63 | 7870.24 | 2303.74 | 1984 | 100 | 12157.98
WTOM | The Lines Company Limited | HTI | Hangatiki | OFT | Switchgear | 352 | HTI | TPM | TPM | TPM | 134232.67 | 10134.57 | 2966.54 | 1984 | 100 | 15085.11
DUNE | Aurora Energy Limited | FKN | Frankton | OFT | Switchgear | TRC2 | FKN | TPM | TPM | TPM | 153631.99 | 11599.22 | 3395.27 | 992 | 95.79 | 15313.46
DUNE | Aurora Energy Limited | FKN | Frankton | OFT | Switchgear | TRC4 | FKN | TPM | TPM | TPM | 153631.99 | 11599.22 | 3395.27 | 992 | 95.79 | 15313.46
DUNE | Aurora Energy Limited | FKN | Frankton | OFT | Switchgear | VT2 | FKN | TPM | TPM | TPM | 49288.68 | 3721.3 | 1089.28 | 0 | 95.79 | 4608.05
DUNE | Aurora Energy Limited | FKN | Frankton | OFT | Switchgear | VT4 | FKN | TPM | TPM | TPM | 49288.68 | 3721.3 | 1089.28 | 0 | 95.79 | 4608.05
DUNE | Aurora Energy Limited | HWB | Halfway Bush | GEN | Switchgear | 222 | HWB | TPM | TPM | TPM | 105832.29 | 7990.34 | 6074.77 | 3968 | 13.96 | 2517.42
DUNE | Aurora Energy Limited | HWB | Halfway Bush | GEN | Switchgear | 232 | HWB | TPM | TPM | TPM | 97703.04 | 7376.58 | 5608.15 | 1984 | 13.96 | 2089.63
DUNE | Aurora Energy Limited | HWB | Halfway Bush | GEN | Switchgear | 242 | HWB | TPM | TPM | TPM | 166492.86 | 12570.21 | 9556.69 | 3968 | 13.96 | 3642.85
DUNE | Aurora Energy Limited | HWB | Halfway Bush | GEN | Switchgear | 247 | HWB | TPM | TPM | TPM | 12593.62 | 950.82 | 722.87 | 992 | 13.96 | 372.13
DUNE | Aurora Energy Limited | HWB | Halfway Bush | GEN | Switchgear | 252 | HWB | TPM | TPM | TPM | 105832.29 | 7990.34 | 6074.77 | 3968 | 13.96 | 2517.42
DUNE | Aurora Energy Limited | HWB | Halfway Bush | GEN | Switchgear | 262 | HWB | TPM | TPM | TPM | 166492.86 | 12570.21 | 9556.69 | 3968 | 13.96 | 3642.85
DUNE | Aurora Energy Limited | HWB | Halfway Bush | GEN | Switchgear | 272 | HWB | TPM | TPM | TPM | 105832.29 | 7990.34 | 6074.77 | 3968 | 13.96 | 2517.42
DUNE | Aurora Energy Limited | HWB | Halfway Bush | GEN | Switchgear | 282 | HWB | TPM | TPM | TPM | 105832.29 | 7990.34 | 6074.77 | 3968 | 13.96 | 2517.42
DUNE | Aurora Energy Limited | HWB | Halfway Bush | GEN | Switchgear | 522 | HWB | TPM | TPM | TPM | 264223.57 | 19948.88 | 15166.43 | 1984 | 13.96 | 5179.06
DUNE | Aurora Energy Limited | HWB | Halfway Bush | GEN | Switchgear | 562 | HWB | TPM | TPM | TPM | 264223.57 | 19948.88 | 15166.43 | 1984 | 13.96 | 5179.06
DUNE | Aurora Energy Limited | HWB | Halfway Bush | GEN | Switchgear | 742 | HWB | TPM | TPM | TPM | 464050.19 | 35035.79 | 26636.48 | 1984 | 13.96 | 8886.42
DUNE | Aurora Energy Limited | HWB | Halfway Bush | GEN | Switchgear | 2512 | HWB | TPM | TPM | TPM | 108012.12 | 8154.92 | 6199.9 | 992 | 13.96 | 2142.42
DUNE | Aurora Energy Limited | HWB | Halfway Bush | GEN | Switchgear | 2522 | HWB | TPM | TPM | TPM | 108012.12 | 8154.92 | 6199.9 | 992 | 13.96 | 2142.42
DUNE | Aurora Energy Limited | HWB | Halfway Bush | GEN | Switchgear | 2532 | HWB | TPM | TPM | TPM | 108012.12 | 8154.92 | 6199.9 | 992 | 13.96 | 2142.42
DUNE | Aurora Energy Limited | HWB | Halfway Bush | GEN | Switchgear | 2542 | HWB | TPM | TPM | TPM | 97217.72 | 7339.94 | 5580.3 | 992 | 13.96 | 1942.15
DUNE | Aurora Energy Limited | HWB | Halfway Bush | GEN | Switchgear | 2552 | HWB | TPM | TPM | TPM | 108012.12 | 8154.92 | 6199.9 | 992 | 13.96 | 2142.42
DUNE | Aurora Energy Limited | HWB | Halfway Bush | GEN | Switchgear | 2568 | HWB | TPM | TPM | TPM | 104344.12 | 7877.98 | 5989.35 | 992 | 13.96 | 2074.36
DUNE | Aurora Energy Limited | HWB | Halfway Bush | GEN | Switchgear | 2572 | HWB | TPM | TPM | TPM | 108012.12 | 8154.92 | 6199.9 | 992 | 13.96 | 2142.42
DUNE | Aurora Energy Limited | HWB | Halfway Bush | GEN | Switchgear | 2582 | HWB | TPM | TPM | TPM | 97217.72 | 7339.94 | 5580.3 | 992 | 13.96 | 1942.15
DUNE | Aurora Energy Limited | HWB | Halfway Bush | GEN | Switchgear | 2592 | HWB | TPM | TPM | TPM | 108012.12 | 8154.92 | 6199.9 | 992 | 13.96 | 2142.42
DUNE | Aurora Energy Limited | HWB | Halfway Bush | GEN | Switchgear | 2602 | HWB | TPM | TPM | TPM | 108012.12 | 8154.92 | 6199.9 | 992 | 13.96 | 2142.42
DUNE | Aurora Energy Limited | HWB | Halfway Bush | GEN | Switchgear | 2612 | HWB | TPM | TPM | TPM | 108012.12 | 8154.92 | 6199.9 | 992 | 13.96 | 2142.42
DUNE | Aurora Energy Limited | HWB | Halfway Bush | GEN | Switchgear | 2628 | HWB | TPM | TPM | TPM | 108012.12 | 8154.92 | 6199.9 | 992 | 13.96 | 2142.42
DUNE | Aurora Energy Limited | HWB | Halfway Bush | GEN | Switchgear | 2632 | HWB | TPM | TPM | TPM | 108012.12 | 8154.92 | 6199.9 | 992 | 13.96 | 2142.42
DUNE | Aurora Energy Limited | HWB | Halfway Bush | GEN | Switchgear | 2642 | HWB | TPM | TPM | TPM | 108012.12 | 8154.92 | 6199.9 | 992 | 13.96 | 2142.42
DUNE | Aurora Energy Limited | HWB | Halfway Bush | GEN | Switchgear | 2652 | HWB | TPM | TPM | TPM | 108012.12 | 8154.92 | 6199.9 | 992 | 13.96 | 2142.42
DUNE | Aurora Energy Limited | HWB | Halfway Bush | GEN | Switchgear | 2668 | HWB | TPM | TPM | TPM | 104344.12 | 7877.98 | 5989.35 | 992 | 13.96 | 2074.36
DUNE | Aurora Energy Limited | HWB | Halfway Bush | GEN | Switchgear | 2672 | HWB | TPM | TPM | TPM | 108012.12 | 8154.92 | 6199.9 | 992 | 13.96 | 2142.42
DUNE | Aurora Energy Limited | HWB | Halfway Bush | GEN | Switchgear | 2682 | HWB | TPM | TPM | TPM | 108012.12 | 8154.92 | 6199.9 | 992 | 13.96 | 2142.42
DUNE | Aurora Energy Limited | HWB | Halfway Bush | GEN | Switchgear | RM232 | HWB | TPM | TPM | TPM | 30794.43 | 2324.98 | 1767.6 | 0 | 13.96 | 571.32
DUNE | Aurora Energy Limited | HWB | Halfway Bush | GEN | Switchgear | RM2542 | HWB | TPM | TPM | TPM | 30794.43 | 2324.98 | 1767.6 | 0 | 13.96 | 571.32
DUNE | Aurora Energy Limited | HWB | Halfway Bush | GEN | Switchgear | RM2582 | HWB | TPM | TPM | TPM | 30794.43 | 2324.98 | 1767.6 | 0 | 13.96 | 571.32
DUNE | Aurora Energy Limited | HWB | Halfway Bush | OFT | Switchgear | 222 | HWB | TPM | TPM | TPM | 105832.29 | 7990.34 | 2338.89 | 3968 | 86.04 | 12301.34
DUNE | Aurora Energy Limited | HWB | Halfway Bush | OFT | Switchgear | 232 | HWB | TPM | TPM | TPM | 97703.04 | 7376.58 | 2159.24 | 1984 | 86.04 | 9911.65
DUNE | Aurora Energy Limited | HWB | Halfway Bush | OFT | Switchgear | 242 | HWB | TPM | TPM | TPM | 166492.86 | 12570.21 | 3679.49 | 3968 | 86.04 | 17395.31
DUNE | Aurora Energy Limited | HWB | Halfway Bush | OFT | Switchgear | 247 | HWB | TPM | TPM | TPM | 12593.62 | 950.82 | 278.32 | 992 | 86.04 | 1911.07
DUNE | Aurora Energy Limited | HWB | Halfway Bush | OFT | Switchgear | 252 | HWB | TPM | TPM | TPM | 105832.29 | 7990.34 | 2338.89 | 3968 | 86.04 | 12301.34
DUNE | Aurora Energy Limited | HWB | Halfway Bush | OFT | Switchgear | 262 | HWB | TPM | TPM | TPM | 166492.86 | 12570.21 | 3679.49 | 3968 | 86.04 | 17395.31
DUNE | Aurora Energy Limited | HWB | Halfway Bush | OFT | Switchgear | 272 | HWB | TPM | TPM | TPM | 105832.29 | 7990.34 | 2338.89 | 3968 | 86.04 | 12301.34
DUNE | Aurora Energy Limited | HWB | Halfway Bush | OFT | Switchgear | 282 | HWB | TPM | TPM | TPM | 105832.29 | 7990.34 | 2338.89 | 3968 | 86.04 | 12301.34
DUNE | Aurora Energy Limited | HWB | Halfway Bush | OFT | Switchgear | 522 | HWB | TPM | TPM | TPM | 264223.57 | 19948.88 | 5839.34 | 1984 | 86.04 | 23895.22
DUNE | Aurora Energy Limited | HWB | Halfway Bush | OFT | Switchgear | 562 | HWB | TPM | TPM | TPM | 264223.57 | 19948.88 | 5839.34 | 1984 | 86.04 | 23895.22
DUNE | Aurora Energy Limited | HWB | Halfway Bush | OFT | Switchgear | 742 | HWB | TPM | TPM | TPM | 464050.19 | 35035.79 | 10255.51 | 1984 | 86.04 | 40675.67
DUNE | Aurora Energy Limited | HWB | Halfway Bush | OFT | Switchgear | 2512 | HWB | TPM | TPM | TPM | 108012.12 | 8154.92 | 2387.07 | 992 | 86.04 | 9923.84
DUNE | Aurora Energy Limited | HWB | Halfway Bush | OFT | Switchgear | 2522 | HWB | TPM | TPM | TPM | 108012.12 | 8154.92 | 2387.07 | 992 | 86.04 | 9923.84
DUNE | Aurora Energy Limited | HWB | Halfway Bush | OFT | Switchgear | 2532 | HWB | TPM | TPM | TPM | 108012.12 | 8154.92 | 2387.07 | 992 | 86.04 | 9923.84
DUNE | Aurora Energy Limited | HWB | Halfway Bush | OFT | Switchgear | 2542 | HWB | TPM | TPM | TPM | 97217.72 | 7339.94 | 2148.51 | 992 | 86.04 | 9017.38
DUNE | Aurora Energy Limited | HWB | Halfway Bush | OFT | Switchgear | 2552 | HWB | TPM | TPM | TPM | 108012.12 | 8154.92 | 2387.07 | 992 | 86.04 | 9923.84
DUNE | Aurora Energy Limited | HWB | Halfway Bush | OFT | Switchgear | 2568 | HWB | TPM | TPM | TPM | 104344.12 | 7877.98 | 2306.01 | 992 | 86.04 | 9615.82
DUNE | Aurora Energy Limited | HWB | Halfway Bush | OFT | Switchgear | 2572 | HWB | TPM | TPM | TPM | 108012.12 | 8154.92 | 2387.07 | 992 | 86.04 | 9923.84
DUNE | Aurora Energy Limited | HWB | Halfway Bush | OFT | Switchgear | 2582 | HWB | TPM | TPM | TPM | 97217.72 | 7339.94 | 2148.51 | 992 | 86.04 | 9017.38
DUNE | Aurora Energy Limited | HWB | Halfway Bush | OFT | Switchgear | 2592 | HWB | TPM | TPM | TPM | 108012.12 | 8154.92 | 2387.07 | 992 | 86.04 | 9923.84
DUNE | Aurora Energy Limited | HWB | Halfway Bush | OFT | Switchgear | 2602 | HWB | TPM | TPM | TPM | 108012.12 | 8154.92 | 2387.07 | 992 | 86.04 | 9923.84
DUNE | Aurora Energy Limited | HWB | Halfway Bush | OFT | Switchgear | 2612 | HWB | TPM | TPM | TPM | 108012.12 | 8154.92 | 2387.07 | 992 | 86.04 | 9923.84
DUNE | Aurora Energy Limited | HWB | Halfway Bush | OFT | Switchgear | 2628 | HWB | TPM | TPM | TPM | 108012.12 | 8154.92 | 2387.07 | 992 | 86.04 | 9923.84
DUNE | Aurora Energy Limited | HWB | Halfway Bush | OFT | Switchgear | 2632 | HWB | TPM | TPM | TPM | 108012.12 | 8154.92 | 2387.07 | 992 | 86.04 | 9923.84
DUNE | Aurora Energy Limited | HWB | Halfway Bush | OFT | Switchgear | 2642 | HWB | TPM | TPM | TPM | 108012.12 | 8154.92 | 2387.07 | 992 | 86.04 | 9923.84
DUNE | Aurora Energy Limited | HWB | Halfway Bush | OFT | Switchgear | 2652 | HWB | TPM | TPM | TPM | 108012.12 | 8154.92 | 2387.07 | 992 | 86.04 | 9923.84
DUNE | Aurora Energy Limited | HWB | Halfway Bush | OFT | Switchgear | 2668 | HWB | TPM | TPM | TPM | 104344.12 | 7877.98 | 2306.01 | 992 | 86.04 | 9615.82
DUNE | Aurora Energy Limited | HWB | Halfway Bush | OFT | Switchgear | 2672 | HWB | TPM | TPM | TPM | 108012.12 | 8154.92 | 2387.07 | 992 | 86.04 | 9923.84
DUNE | Aurora Energy Limited | HWB | Halfway Bush | OFT | Switchgear | 2682 | HWB | TPM | TPM | TPM | 108012.12 | 8154.92 | 2387.07 | 992 | 86.04 | 9923.84
DUNE | Aurora Energy Limited | HWB | Halfway Bush | OFT | Switchgear | RM232 | HWB | TPM | TPM | TPM | 30794.43 | 2324.98 | 680.56 | 0 | 86.04 | 2585.97
DUNE | Aurora Energy Limited | HWB | Halfway Bush | OFT | Switchgear | RM2542 | HWB | TPM | TPM | TPM | 30794.43 | 2324.98 | 680.56 | 0 | 86.04 | 2585.97
DUNE | Aurora Energy Limited | HWB | Halfway Bush | OFT | Switchgear | RM2582 | HWB | TPM | TPM | TPM | 30794.43 | 2324.98 | 680.56 | 0 | 86.04 | 2585.97
DUNE | Aurora Energy Limited | SDN | South Dunedin | OFT | Switchgear | 402 | SDN | TPM | TPM | TPM | 464050.19 | 35035.79 | 10255.51 | 1984 | 100 | 47275.3
DUNE | Aurora Energy Limited | SDN | South Dunedin | OFT | Switchgear | 412 | SDN | TPM | TPM | TPM | 875463.14 | 66097.47 | 19347.74 | 3968 | 100 | 89413.21
DUNE | Aurora Energy Limited | SDN | South Dunedin | OFT | Switchgear | 432 | SDN | TPM | TPM | TPM | 464050.19 | 35035.79 | 10255.51 | 1984 | 100 | 47275.3
DUNE | Aurora Energy Limited | SDN | South Dunedin | OFT | Switchgear | 448 | SDN | TPM | TPM | TPM | 438274.07 | 33089.69 | 9685.86 | 2976 | 100 | 45751.55
DUNE | Aurora Energy Limited | SDN | South Dunedin | OFT | Switchgear | 457 | SDN | TPM | TPM | TPM | 19921.81 | 1504.1 | 440.27 | 992 | 100 | 2936.37
DUNE | Aurora Energy Limited | SDN | South Dunedin | OFT | Switchgear | 472 | SDN | TPM | TPM | TPM | 875463.14 | 66097.47 | 19347.74 | 3968 | 100 | 89413.21
DUNE | Aurora Energy Limited | SDN | South Dunedin | OFT | Switchgear | 497 | SDN | TPM | TPM | TPM | 19921.81 | 1504.1 | 440.27 | 992 | 100 | 2936.37
DUNE | Aurora Energy Limited | SDN | South Dunedin | OFT | Switchgear | 1002 | SDN | TPM | TPM | TPM | 149527.02 | 11289.29 | 3304.55 | 3968 | 100 | 18561.84
DUNE | Aurora Energy Limited | SDN | South Dunedin | OFT | Switchgear | 1012 | SDN | TPM | TPM | TPM | 149527.02 | 11289.29 | 3304.55 | 3968 | 100 | 18561.84
DUNE | Aurora Energy Limited | SDN | South Dunedin | OFT | Switchgear | 1022 | SDN | TPM | TPM | TPM | 149527.02 | 11289.29 | 3304.55 | 3968 | 100 | 18561.84
DUNE | Aurora Energy Limited | SDN | South Dunedin | OFT | Switchgear | 1032 | SDN | TPM | TPM | TPM | 126130.49 | 9522.85 | 2787.48 | 1984 | 100 | 14294.33
DUNE | Aurora Energy Limited | SDN | South Dunedin | OFT | Switchgear | 1042 | SDN | TPM | TPM | TPM | 149527.02 | 11289.29 | 3304.55 | 3968 | 100 | 18561.84
DUNE | Aurora Energy Limited | SDN | South Dunedin | OFT | Switchgear | 1052 | SDN | TPM | TPM | TPM | 149527.02 | 11289.29 | 3304.55 | 3968 | 100 | 18561.84
DUNE | Aurora Energy Limited | SDN | South Dunedin | OFT | Switchgear | 1062 | SDN | TPM | TPM | TPM | 149527.02 | 11289.29 | 3304.55 | 3968 | 100 | 18561.84
DUNE | Aurora Energy Limited | SDN | South Dunedin | OFT | Switchgear | 1072 | SDN | TPM | TPM | TPM | 149527.02 | 11289.29 | 3304.55 | 3968 | 100 | 18561.84
DUNE | Aurora Energy Limited | SDN | South Dunedin | OFT | Switchgear | 1082 | SDN | TPM | TPM | TPM | 149527.02 | 11289.29 | 3304.55 | 3968 | 100 | 18561.84
DUNE | Aurora Energy Limited | SDN | South Dunedin | OFT | Switchgear | 1092 | SDN | TPM | TPM | TPM | 126130.49 | 9522.85 | 2787.48 | 1984 | 100 | 14294.33
DUNE | Aurora Energy Limited | SDN | South Dunedin | OFT | Switchgear | 1102 | SDN | TPM | TPM | TPM | 149527.02 | 11289.29 | 3304.55 | 3968 | 100 | 18561.84
DUNE | Aurora Energy Limited | SDN | South Dunedin | OFT | Switchgear | 1114 | SDN | LSA | LSA | LSA | 0.02 | 0 | 0 | 0 | 100 | 0
DUNE | Aurora Energy Limited | SDN | South Dunedin | OFT | Switchgear | 1117 | SDN | TPM | TPM | TPM | 19030.92 | 1436.83 | 420.58 | 992 | 100 | 2849.41
DUNE | Aurora Energy Limited | SDN | South Dunedin | OFT | Switchgear | 1132 | SDN | TPM | TPM | TPM | 91850.75 | 6934.73 | 2029.9 | 2976 | 100 | 11940.63
DUNE | Aurora Energy Limited | SDN | South Dunedin | OFT | Switchgear | 1142 | SDN | TPM | TPM | TPM | 149527.02 | 11289.29 | 3304.55 | 3968 | 100 | 18561.84
DUNE | Aurora Energy Limited | SDN | South Dunedin | OFT | Switchgear | 1037-1057 | SDN | TPM | TPM | TPM | 32590.77 | 2460.6 | 720.26 | 1984 | 100 | 5164.86
DUNE | Aurora Energy Limited | SDN | South Dunedin | OFT | Switchgear | 1077-1097 | SDN | TPM | TPM | TPM | 32590.77 | 2460.6 | 720.26 | 1984 | 100 | 5164.86
DUNE | Aurora Energy Limited | SDN | South Dunedin | OFT | Switchgear | 407-417 | SDN | TPM | TPM | TPM | 34564.19 | 2609.6 | 763.87 | 1984 | 100 | 5357.47
DUNE | Aurora Energy Limited | SDN | South Dunedin | OFT | Switchgear | 427-437 | SDN | TPM | TPM | TPM | 34564.19 | 2609.6 | 763.87 | 1984 | 100 | 5357.47
DUNE | Aurora Energy Limited | SDN | South Dunedin | OFT | Switchgear | RM1032 | SDN | TPM | TPM | TPM | 17051.75 | 1287.41 | 376.84 | 0 | 100 | 1664.25
DUNE | Aurora Energy Limited | SDN | South Dunedin | OFT | Switchgear | RM1092 | SDN | TPM | TPM | TPM | 17051.75 | 1287.41 | 376.84 | 0 | 100 | 1664.25
DUNE | Aurora Energy Limited | SDN | South Dunedin | OFT | Switchgear | VT10 | SDN | TPM | TPM | TPM | 0.02 | 0 | 0 | 0 | 100 | 0
DUNE | Aurora Energy Limited | SDN | South Dunedin | OFT | Switchgear | VT11 | SDN | TPM | TPM | TPM | 0.02 | 0 | 0 | 0 | 100 | 0
DUNE | Aurora Energy Limited | SDN | South Dunedin | OFT | Switchgear | 602 | TMH | TPM | TPM | TPM | 1032512.44 | 77954.69 | 22818.52 | 4960 | 100 | 105733.21
DUNE | Aurora Energy Limited | SDN | South Dunedin | OFT | Switchgear | VT16 | TMH | TPM | TPM | TPM | 0.02 | 0 | 0 | 0 | 100 | 0
WTOM | The Lines Company Limited | HTI | Hangatiki | OFT | Switchgear | 322 | HTI | TPM | TPM | TPM | 134232.67 | 10134.57 | 2966.54 | 1984 | 100 | 15085.11
WTOM | The Lines Company Limited | HTI | Hangatiki | OFT | Switchgear | 272 | HTI | TPM | TPM | TPM | 147306.35 | 11121.63 | 3255.47 | 3968 | 100 | 18345.1
WTOM | The Lines Company Limited | HTI | Hangatiki | OFT | Switchgear | 262 | HTI | TPM | TPM | TPM | 147306.35 | 11121.63 | 3255.47 | 3968 | 100 | 18345.1
WTOM | The Lines Company Limited | HTI | Hangatiki | OFT | Switchgear | 252 | HTI | TPM | TPM | TPM | 147306.35 | 11121.63 | 3255.47 | 3968 | 100 | 18345.1
WTOM | The Lines Company Limited | HTI | Hangatiki | OFT | Switchgear | 242 | HTI | TPM | TPM | TPM | 147306.35 | 11121.63 | 3255.47 | 3968 | 100 | 18345.1
WTOM | The Lines Company Limited | HTI | Hangatiki | OFT | Switchgear | 232 | HTI | TPM | TPM | TPM | 114926.93 | 8676.98 | 2539.89 | 3968 | 100 | 15184.87
WTOM | The Lines Company Limited | HTI | Hangatiki | OFT | Switchgear | 222 | HTI | TPM | TPM | TPM | 114926.93 | 8676.98 | 2539.89 | 3968 | 100 | 15184.87
WTOM | The Lines Company Limited | HTI | Hangatiki | OFT | Switchgear | 132 | HTI | TPM | TPM | TPM | 335025.41 | 25294.42 | 7404.06 | 1984 | 100 | 34682.48
WTOM | The Lines Company Limited | HTI | Hangatiki | OFT | Switchgear | 122 | HTI | TPM | TPM | TPM | 491340.3 | 37096.19 | 10858.62 | 3968 | 100 | 51922.81
WTOM | The Lines Company Limited | HTI | Hangatiki | OFT | Switchgear | 112 | HTI | TPM | TPM | TPM | 335025.41 | 25294.42 | 7404.06 | 1984 | 100 | 34682.48
WTOM | The Lines Company Limited | HTI | Hangatiki | OFT | Switchgear | 102 | HTI | TPM | TPM | TPM | 491340.3 | 37096.19 | 10858.62 | 3968 | 100 | 51922.81
WTOM | The Lines Company Limited | HTI | Hangatiki | GEN | Switchgear | VT1 | HTI | TPM | TPM | TPM | 47520.19 | 3587.77 | 2727.66 | 0 | 0 | 0
WTOM | The Lines Company Limited | HTI | Hangatiki | GEN | Switchgear | RM352 | HTI | TPM | TPM | TPM | 18147.09 | 1370.11 | 1041.64 | 0 | 0 | 0
WTOM | The Lines Company Limited | HTI | Hangatiki | GEN | Switchgear | RM322 | HTI | TPM | TPM | TPM | 18147.09 | 1370.11 | 1041.64 | 0 | 0 | 0
WTOM | The Lines Company Limited | HTI | Hangatiki | GEN | Switchgear | 337-347 | HTI | TPM | TPM | TPM | 34684.28 | 2618.66 | 1990.88 | 1984 | 0 | 0
WTOM | The Lines Company Limited | HTI | Hangatiki | GEN | Switchgear | 107-127 | HTI | TPM | TPM | TPM | 104241.63 | 7870.24 | 5983.47 | 1984 | 0 | 0
WTOM | The Lines Company Limited | HTI | Hangatiki | GEN | Switchgear | 352 | HTI | TPM | TPM | TPM | 134232.67 | 10134.57 | 7704.96 | 1984 | 0 | 0
EASH | Electricity Ashburton Limited | ASB | Ashburton | OFT | Switchgear | 322 | ASB | TPM | TPM | TPM | 468690.7 | 35386.15 | 10358.06 | 1984 | 100 | 47728.21
EASH | Electricity Ashburton Limited | ASB | Ashburton | OFT | Switchgear | 362 | ASB | TPM | TPM | TPM | 468690.7 | 35386.15 | 10358.06 | 1984 | 100 | 47728.21
WTOM | The Lines Company Limited | HTI | Hangatiki | GEN | Switchgear | 322 | HTI | TPM | TPM | TPM | 134232.67 | 10134.57 | 7704.96 | 1984 | 0 | 0
EASH | Electricity Ashburton Limited | ASB | Ashburton | OFT | Switchgear | 1102 | ASB | TPM | TPM | TPM | 133261.81 | 10061.27 | 2945.09 | 1984 | 100 | 14990.36
EASH | Electricity Ashburton Limited | ASB | Ashburton | OFT | Switchgear | 1112 | ASB | TPM | TPM | TPM | 146240.93 | 11041.19 | 3231.92 | 3670.4 | 100 | 17943.51
EASH | Electricity Ashburton Limited | ASB | Ashburton | OFT | Switchgear | 1117 | ASB | TPM | TPM | TPM | 20106.91 | 1518.07 | 444.36 | 992 | 100 | 2954.43
EASH | Electricity Ashburton Limited | ASB | Ashburton | OFT | Switchgear | 1132 | ASB | TPM | TPM | TPM | 146240.93 | 11041.19 | 3231.92 | 3670.4 | 100 | 17943.51
EASH | Electricity Ashburton Limited | ASB | Ashburton | OFT | Switchgear | 1137 | ASB | TPM | TPM | TPM | 20106.91 | 1518.07 | 444.36 | 992 | 100 | 2954.43
EASH | Electricity Ashburton Limited | ASB | Ashburton | OFT | Switchgear | 1152 | ASB | TPM | TPM | TPM | 146240.93 | 11041.19 | 3231.92 | 3670.4 | 100 | 17943.51
EASH | Electricity Ashburton Limited | ASB | Ashburton | OFT | Switchgear | 1157 | ASB | TPM | TPM | TPM | 20106.91 | 1518.07 | 444.36 | 992 | 100 | 2954.43
EASH | Electricity Ashburton Limited | ASB | Ashburton | OFT | Switchgear | 1172 | ASB | TPM | TPM | TPM | 146240.93 | 11041.19 | 3231.92 | 3670.4 | 100 | 17943.51
EASH | Electricity Ashburton Limited | ASB | Ashburton | OFT | Switchgear | 1177 | ASB | TPM | TPM | TPM | 20106.91 | 1518.07 | 444.36 | 992 | 100 | 2954.43
EASH | Electricity Ashburton Limited | ASB | Ashburton | OFT | Switchgear | 1182 | ASB | TPM | TPM | TPM | 178120.93 | 13448.13 | 3936.47 | 1984 | 100 | 19368.6
EASH | Electricity Ashburton Limited | ASB | Ashburton | OFT | Switchgear | 1192 | ASB | TPM | TPM | TPM | 146240.93 | 11041.19 | 3231.92 | 3670.4 | 100 | 17943.51
EASH | Electricity Ashburton Limited | ASB | Ashburton | OFT | Switchgear | RM1102 | ASB | TPM | TPM | TPM | 30620.61 | 2311.86 | 676.72 | 0 | 100 | 2988.58
EASH | Electricity Ashburton Limited | ASB | Ashburton | OFT | Switchgear | RM1182 | ASB | TPM | TPM | TPM | 30620.61 | 2311.86 | 676.72 | 0 | 100 | 2988.58
WTOM | The Lines Company Limited | HTI | Hangatiki | GEN | Switchgear | 272 | HTI | TPM | TPM | TPM | 147306.35 | 11121.63 | 8455.38 | 3968 | 0 | 0
WTOM | The Lines Company Limited | HTI | Hangatiki | GEN | Switchgear | 262 | HTI | TPM | TPM | TPM | 147306.35 | 11121.63 | 8455.38 | 3968 | 0 | 0
WTOM | The Lines Company Limited | HTI | Hangatiki | GEN | Switchgear | 252 | HTI | TPM | TPM | TPM | 147306.35 | 11121.63 | 8455.38 | 3968 | 0 | 0
WTOM | The Lines Company Limited | HTI | Hangatiki | GEN | Switchgear | 242 | HTI | TPM | TPM | TPM | 147306.35 | 11121.63 | 8455.38 | 3968 | 0 | 0
WTOM | The Lines Company Limited | HTI | Hangatiki | GEN | Switchgear | 222 | HTI | TPM | TPM | TPM | 114926.93 | 8676.98 | 6596.81 | 3968 | 0 | 0
WTOM | The Lines Company Limited | HTI | Hangatiki | GEN | Switchgear | 132 | HTI | TPM | TPM | TPM | 335025.41 | 25294.42 | 19230.46 | 1984 | 0 | 0
WTOM | The Lines Company Limited | HTI | Hangatiki | GEN | Switchgear | 122 | HTI | TPM | TPM | TPM | 491340.3 | 37096.19 | 28202.93 | 3968 | 0 | 0
WTOM | The Lines Company Limited | HTI | Hangatiki | GEN | Switchgear | 112 | HTI | TPM | TPM | TPM | 335025.41 | 25294.42 | 19230.46 | 1984 | 0 | 0
EAST | Eastland Network Limited | GIS | Gisborne | OFT | Switchgear | 122 | GIS | TPM | TPM | TPM | 315553.89 | 23824.32 | 6973.74 | 1984 | 100 | 32782.06
EAST | Eastland Network Limited | GIS | Gisborne | OFT | Switchgear | 132 | GIS | TPM | TPM | TPM | 315553.89 | 23824.32 | 6973.74 | 1984 | 100 | 32782.06
EAST | Eastland Network Limited | GIS | Gisborne | OFT | Switchgear | 152 | GIS | TPM | TPM | TPM | 462461.42 | 34915.84 | 10220.4 | 3968 | 100 | 49104.24
EAST | Eastland Network Limited | GIS | Gisborne | OFT | Switchgear | 172 | GIS | TPM | TPM | TPM | 462461.42 | 34915.84 | 10220.4 | 3968 | 100 | 49104.24
EAST | Eastland Network Limited | GIS | Gisborne | OFT | Switchgear | 182 | GIS | TPM | TPM | TPM | 462461.42 | 34915.84 | 10220.4 | 3968 | 100 | 49104.24
EAST | Eastland Network Limited | GIS | Gisborne | OFT | Switchgear | 192 | GIS | TPM | TPM | TPM | 462461.42 | 34915.84 | 10220.4 | 3968 | 100 | 49104.24
EAST | Eastland Network Limited | GIS | Gisborne | OFT | Switchgear | 222 | GIS | TPM | TPM | TPM | 229622.76 | 17336.52 | 5074.66 | 1984 | 100 | 24395.18
EAST | Eastland Network Limited | GIS | Gisborne | OFT | Switchgear | 232 | GIS | TPM | TPM | TPM | 229622.76 | 17336.52 | 5074.66 | 1984 | 100 | 24395.18
EAST | Eastland Network Limited | GIS | Gisborne | OFT | Switchgear | 262 | GIS | TPM | TPM | TPM | 468423.45 | 35365.97 | 10352.16 | 3968 | 100 | 49686.13
EAST | Eastland Network Limited | GIS | Gisborne | OFT | Switchgear | 272 | GIS | TPM | TPM | TPM | 229622.76 | 17336.52 | 5074.66 | 1984 | 100 | 24395.18
EAST | Eastland Network Limited | GIS | Gisborne | OFT | Switchgear | 292 | GIS | TPM | TPM | TPM | 358701.66 | 27081.98 | 7927.31 | 3968 | 100 | 38977.29
EAST | Eastland Network Limited | GIS | Gisborne | OFT | Switchgear | 137-127 | GIS | TPM | TPM | TPM | 0.02 | 0 | 0 | 1984 | 100 | 1984
EAST | Eastland Network Limited | GIS | Gisborne | OFT | Switchgear | 207-197 | GIS | TPM | TPM | TPM | 36040.34 | 2721.05 | 796.49 | 1984 | 100 | 5501.54
EAST | Eastland Network Limited | GIS | Gisborne | OFT | Switchgear | 217-227 | GIS | TPM | TPM | TPM | 36040.34 | 2721.05 | 796.49 | 1984 | 100 | 5501.54
EAST | Eastland Network Limited | GIS | Gisborne | OFT | Switchgear | 247-237 | GIS | TPM | TPM | TPM | 108121.03 | 8163.14 | 2389.47 | 1984 | 100 | 12536.61
EAST | Eastland Network Limited | GIS | Gisborne | OFT | Switchgear | RM122 | GIS | TPM | TPM | TPM | 44863.55 | 3387.2 | 991.48 | 0 | 100 | 4378.68
EAST | Eastland Network Limited | GIS | Gisborne | OFT | Switchgear | RM132 | GIS | TPM | TPM | TPM | 44863.55 | 3387.2 | 991.48 | 0 | 100 | 4378.68
EAST | Eastland Network Limited | GIS | Gisborne | OFT | Switchgear | VT122 | GIS | TPM | TPM | TPM | 40372.37 | 3048.11 | 892.23 | 0 | 100 | 3940.34
EAST | Eastland Network Limited | GIS | Gisborne | OFT | Switchgear | VT132 | GIS | TPM | TPM | TPM | 40372.37 | 3048.11 | 892.23 | 0 | 100 | 3940.34
EAST | Eastland Network Limited | GIS | Gisborne | OFT | Switchgear | VT262 | GIS | TPM | TPM | TPM | 49288.68 | 3721.3 | 1089.28 | 0 | 100 | 4810.58
EAST | Eastland Network Limited | GIS | Gisborne | OFT | Switchgear | VT292 | GIS | TPM | TPM | TPM | 49288.68 | 3721.3 | 1089.28 | 0 | 100 | 4810.58
EAST | Eastland Network Limited | GIS | Gisborne | OFT | Switchgear | 112 | TUI | TPM | TPM | TPM | 509625.72 | 38476.74 | 11262.73 | 3968 | 100 | 53707.47
EAST | Eastland Network Limited | GIS | Gisborne | OFT | Switchgear | 712 | TUI | TPM | TPM | TPM | 509625.72 | 38476.74 | 11262.73 | 3968 | 100 | 53707.47
EAST | Eastland Network Limited | TUI | Tuai | OFT | Switchgear | 23 | TUI | TPM | TPM | TPM | 49105.88 | 3707.49 | 1085.24 | 992 | 100 | 5784.73
EAST | Eastland Network Limited | TUI | Tuai | OFT | Switchgear | 24 | TUI | TPM | TPM | TPM | 49105.88 | 3707.49 | 1085.24 | 992 | 100 | 5784.73
EAST | Eastland Network Limited | TUI | Tuai | OFT | Switchgear | 132 | TUI | TPM | TPM | TPM | 347493.52 | 26235.76 | 7679.61 | 1984 | 100 | 35899.37
EAST | Eastland Network Limited | TUI | Tuai | OFT | Switchgear | RM37 | TUI | TPM | TPM | TPM | 31410.32 | 2371.48 | 694.17 | 0 | 100 | 3065.65
EAST | Eastland Network Limited | WRA | Wairoa | GEN | Switchgear | 122 | TUI | TPM | TPM | TPM | 347493.52 | 26235.76 | 19946.13 | 3968 | 13.33 | 6684.98
EAST | Eastland Network Limited | WRA | Wairoa | GEN | Switchgear | 172 | TUI | TPM | TPM | TPM | 347493.52 | 26235.76 | 19946.13 | 3968 | 13.33 | 6684.98
EAST | Eastland Network Limited | WRA | Wairoa | GEN | Switchgear | 2 | WRA | TPM | TPM | TPM | 74255.3 | 5606.28 | 4262.25 | 992 | 13.33 | 1447.71
EAST | Eastland Network Limited | WRA | Wairoa | GEN | Switchgear | 11 | WRA | SPR | SPR | SPR | 0.02 | 0 | 0 | 0 | 13.33 | 0
EAST | Eastland Network Limited | WRA | Wairoa | GEN | Switchgear | 13 | WRA | TPM | TPM | TPM | 74255.3 | 5606.28 | 4262.25 | 992 | 13.33 | 1447.71
EAST | Eastland Network Limited | WRA | Wairoa | GEN | Switchgear | 37 | WRA | TPM | TPM | TPM | 78531.14 | 5929.1 | 4507.69 | 992 | 13.33 | 1523.46
EAST | Eastland Network Limited | WRA | Wairoa | GEN | Switchgear | 38 | WRA | TPM | TPM | TPM | 75965.64 | 5735.41 | 4360.43 | 992 | 13.33 | 1478.01
EAST | Eastland Network Limited | WRA | Wairoa | GEN | Switchgear | 39 | WRA | TPM | TPM | TPM | 78531.14 | 5929.1 | 4507.69 | 992 | 13.33 | 1523.46
EAST | Eastland Network Limited | WRA | Wairoa | GEN | Switchgear | 112 | WRA | TPM | TPM | TPM | 431100.46 | 32548.08 | 24745.17 | 3968 | 13.33 | 8166.12
EAST | Eastland Network Limited | WRA | Wairoa | GEN | Switchgear | 192 | WRA | TPM | TPM | TPM | 431100.46 | 32548.08 | 24745.17 | 3968 | 13.33 | 8166.12
EAST | Eastland Network Limited | WRA | Wairoa | GEN | Switchgear | RM37 | WRA | TPM | TPM | TPM | 31410.32 | 2371.48 | 1802.95 | 0 | 13.33 | 556.45
EAST | Eastland Network Limited | WRA | Wairoa | GEN | Switchgear | RM39 | WRA | TPM | TPM | TPM | 31410.32 | 2371.48 | 1802.95 | 0 | 13.33 | 556.45
EAST | Eastland Network Limited | WRA | Wairoa | GEN | Switchgear | VT112 | WRA | TPM | TPM | TPM | 49288.68 | 3721.3 | 2829.17 | 0 | 13.33 | 873.18
EAST | Eastland Network Limited | WRA | Wairoa | GEN | Switchgear | VT192 | WRA | TPM | TPM | TPM | 49288.68 | 3721.3 | 2829.17 | 0 | 13.33 | 873.18
EAST | Eastland Network Limited | WRA | Wairoa | OFT | Switchgear | 122 | TUI | TPM | TPM | TPM | 347493.52 | 26235.76 | 7679.61 | 3968 | 86.67 | 32833.52
EAST | Eastland Network Limited | WRA | Wairoa | OFT | Switchgear | 172 | TUI | TPM | TPM | TPM | 347493.52 | 26235.76 | 7679.61 | 3968 | 86.67 | 32833.52
EAST | Eastland Network Limited | WRA | Wairoa | OFT | Switchgear | 2 | WRA | TPM | TPM | TPM | 74255.3 | 5606.28 | 1641.04 | 992 | 86.67 | 7141.02
EAST | Eastland Network Limited | WRA | Wairoa | OFT | Switchgear | 11 | WRA | SPR | SPR | SPR | 0.02 | 0 | 0 | 0 | 86.67 | 0
EAST | Eastland Network Limited | WRA | Wairoa | OFT | Switchgear | 13 | WRA | TPM | TPM | TPM | 74255.3 | 5606.28 | 1641.04 | 992 | 86.67 | 7141.02
EAST | Eastland Network Limited | WRA | Wairoa | OFT | Switchgear | 37 | WRA | TPM | TPM | TPM | 78531.14 | 5929.1 | 1735.54 | 992 | 86.67 | 7502.71
EAST | Eastland Network Limited | WRA | Wairoa | OFT | Switchgear | 38 | WRA | TPM | TPM | TPM | 75965.64 | 5735.41 | 1678.84 | 992 | 86.67 | 7285.7
EAST | Eastland Network Limited | WRA | Wairoa | OFT | Switchgear | 39 | WRA | TPM | TPM | TPM | 78531.14 | 5929.1 | 1735.54 | 992 | 86.67 | 7502.71
EAST | Eastland Network Limited | WRA | Wairoa | OFT | Switchgear | 112 | WRA | TPM | TPM | TPM | 431100.46 | 32548.08 | 9527.32 | 3968 | 86.67 | 39905.81
EAST | Eastland Network Limited | WRA | Wairoa | OFT | Switchgear | 192 | WRA | TPM | TPM | TPM | 431100.46 | 32548.08 | 9527.32 | 3968 | 86.67 | 39905.81
EAST | Eastland Network Limited | WRA | Wairoa | OFT | Switchgear | RM37 | WRA | TPM | TPM | TPM | 31410.32 | 2371.48 | 694.17 | 0 | 86.67 | 2657
EAST | Eastland Network Limited | WRA | Wairoa | OFT | Switchgear | RM39 | WRA | TPM | TPM | TPM | 31410.32 | 2371.48 | 694.17 | 0 | 86.67 | 2657
EAST | Eastland Network Limited | WRA | Wairoa | OFT | Switchgear | VT112 | WRA | TPM | TPM | TPM | 49288.68 | 3721.3 | 1089.28 | 0 | 86.67 | 4169.33
EAST | Eastland Network Limited | WRA | Wairoa | OFT | Switchgear | VT192 | WRA | TPM | TPM | TPM | 49288.68 | 3721.3 | 1089.28 | 0 | 86.67 | 4169.33
WTOM | The Lines Company Limited | HTI | Hangatiki | GEN | Switchgear | 102 | HTI | TPM | TPM | TPM | 491340.3 | 37096.19 | 28202.93 | 3968 | 0 | 0
ESLL | Electricity Southland Limited | FKN | Frankton | OFT | Switchgear | 82 | CML | TPM | TPM | TPM | 431100.46 | 32548.08 | 9527.32 | 3968 | 4.21 | 1938.43
ESLL | Electricity Southland Limited | FKN | Frankton | OFT | Switchgear | 102 | CML | TPM | TPM | TPM | 431100.46 | 32548.08 | 9527.32 | 3968 | 4.21 | 1938.43
ESLL | Electricity Southland Limited | FKN | Frankton | OFT | Switchgear | 252 | CML | TPM | TPM | TPM | 386732.08 | 29198.27 | 8546.78 | 1984 | 1.47 | 584.02
ESLL | Electricity Southland Limited | FKN | Frankton | OFT | Switchgear | 312 | CML | TPM | TPM | TPM | 386732.08 | 29198.27 | 8546.78 | 1984 | 1.47 | 584.02
ESLL | Electricity Southland Limited | FKN | Frankton | OFT | Switchgear | 1042 | CML | TPM | TPM | TPM | 143586.46 | 10840.78 | 3173.26 | 1984 | 0 | 0
ESLL | Electricity Southland Limited | FKN | Frankton | OFT | Switchgear | 1082 | CML | TPM | TPM | TPM | 143586.46 | 10840.78 | 3173.26 | 1984 | 0 | 0
ESLL | Electricity Southland Limited | FKN | Frankton | OFT | Switchgear | 1077-1097 | CML | TPM | TPM | TPM | 37101.2 | 2801.14 | 819.94 | 1984 | 0 | 0
ESLL | Electricity Southland Limited | FKN | Frankton | OFT | Switchgear | RM1042 | CML | TPM | TPM | TPM | 19411.64 | 1465.58 | 429 | 0 | 0 | 0
ESLL | Electricity Southland Limited | FKN | Frankton | OFT | Switchgear | RM1082 | CML | TPM | TPM | TPM | 19411.64 | 1465.58 | 429 | 0 | 0 | 0
ESLL | Electricity Southland Limited | FKN | Frankton | OFT | Switchgear | VT7 | CML | TPM | TPM | TPM | 49288.68 | 3721.3 | 1089.28 | 0 | 4.21 | 202.53
ESLL | Electricity Southland Limited | FKN | Frankton | OFT | Switchgear | VT9 | CML | TPM | TPM | TPM | 49288.68 | 3721.3 | 1089.28 | 0 | 4.21 | 202.53
ESLL | Electricity Southland Limited | FKN | Frankton | OFT | Switchgear | 2852 | FKN | TPM | TPM | TPM | 99162.07 | 7486.74 | 2191.48 | 992 | 4.21 | 449.22
ESLL | Electricity Southland Limited | FKN | Frankton | OFT | Switchgear | TRC2 | FKN | TPM | TPM | TPM | 153631.99 | 11599.22 | 3395.27 | 992 | 4.21 | 673.03
ESLL | Electricity Southland Limited | FKN | Frankton | OFT | Switchgear | TRC4 | FKN | TPM | TPM | TPM | 153631.99 | 11599.22 | 3395.27 | 992 | 4.21 | 673.03
ESLL | Electricity Southland Limited | FKN | Frankton | OFT | Switchgear | VT2 | FKN | TPM | TPM | TPM | 49288.68 | 3721.3 | 1089.28 | 0 | 4.21 | 202.53
ESLL | Electricity Southland Limited | FKN | Frankton | OFT | Switchgear | VT4 | FKN | TPM | TPM | TPM | 49288.68 | 3721.3 | 1089.28 | 0 | 4.21 | 202.53
GENE | Genesis Power Limited trading as Genesis Energy | HLY | Huntly | GEN | Switchgear | 12 | HLY | TPM | TPM | TPM | 157965.97 | 11926.43 | 9067.25 | 992 | 99.38 | 21849.37
GENE | Genesis Power Limited trading as Genesis Energy | HLY | Huntly | GEN | Switchgear | 22 | HLY | TPM | TPM | TPM | 157965.97 | 11926.43 | 9067.25 | 992 | 99.38 | 21849.37
GENE | Genesis Power Limited trading as Genesis Energy | HLY | Huntly | GEN | Switchgear | 32 | HLY | TPM | TPM | TPM | 157965.97 | 11926.43 | 9067.25 | 992 | 99.38 | 21849.37
GENE | Genesis Power Limited trading as Genesis Energy | HLY | Huntly | GEN | Switchgear | 42 | HLY | TPM | TPM | TPM | 157965.97 | 11926.43 | 9067.25 | 992 | 99.38 | 21849.37
GENE | Genesis Power Limited trading as Genesis Energy | HLY | Huntly | OFT | Switchgear | 12 | HLY | TPM | TPM | TPM | 157965.97 | 11926.43 | 3491.05 | 992 | 0.62 | 101.74
GENE | Genesis Power Limited trading as Genesis Energy | HLY | Huntly | OFT | Switchgear | 22 | HLY | TPM | TPM | TPM | 157965.97 | 11926.43 | 3491.05 | 992 | 0.62 | 101.74
GENE | Genesis Power Limited trading as Genesis Energy | HLY | Huntly | OFT | Switchgear | 32 | HLY | TPM | TPM | TPM | 157965.97 | 11926.43 | 3491.05 | 992 | 0.62 | 101.74
GENE | Genesis Power Limited trading as Genesis Energy | HLY | Huntly | OFT | Switchgear | 42 | HLY | TPM | TPM | TPM | 157965.97 | 11926.43 | 3491.05 | 992 | 0.62 | 101.74
GENE | Genesis Power Limited trading as Genesis Energy | HLY | Huntly | OFT | Switchgear | 322 | HLY | TPM | TPM | TPM | 154623.29 | 11674.06 | 3417.17 | 892.8 | 100 | 15984.03
GENE | Genesis Power Limited trading as Genesis Energy | HLY | Huntly | OFT | Switchgear | 502 | HLY | TPM | TPM | TPM | 154623.29 | 11674.06 | 3417.17 | 892.8 | 100 | 15984.03
GENE | Genesis Power Limited trading as Genesis Energy | RPO | Rangipo | GEN | Switchgear | 532 | RPO | TPM | TPM | TPM | 1655829.73 | 125015.14 | 95044.63 | 6944 | 100 | 227003.77
GENE | Genesis Power Limited trading as Genesis Energy | RPO | Rangipo | GEN | Switchgear | 562 | RPO | TPM | TPM | TPM | 632610.53 | 47762.1 | 36311.84 | 6844.8 | 100 | 90918.74
GENE | Genesis Power Limited trading as Genesis Energy | RPO | Rangipo | GEN | Switchgear | 632 | RPO | TPM | TPM | TPM | 1655829.73 | 125015.14 | 95044.63 | 6944 | 100 | 227003.77
GENE | Genesis Power Limited trading as Genesis Energy | RPO | Rangipo | GEN | Switchgear | 662 | RPO | TPM | TPM | TPM | 632610.53 | 47762.1 | 36311.84 | 6844.8 | 100 | 90918.74
GENE | Genesis Power Limited trading as Genesis Energy | RPO | Rangipo | GEN | Switchgear | 727 | RPO | TPM | TPM | TPM | 0.02 | 0 | 0 | 992 | 100 | 992
GENE | Genesis Power Limited trading as Genesis Energy | RPO | Rangipo | GEN | Switchgear | 567-667 | RPO | TPM | TPM | TPM | 0.02 | 0 | 0 | 1984 | 100 | 1984
GENE | Genesis Power Limited trading as Genesis Energy | RPO | Rangipo | GEN | Switchgear | VT21 | RPO | TPM | TPM | TPM | 0.02 | 0 | 0 | 0 | 100 | 0
GENE | Genesis Power Limited trading as Genesis Energy | RPO | Rangipo | GEN | Switchgear | VT31 | RPO | TPM | TPM | TPM | 0.02 | 0 | 0 | 0 | 100 | 0
GENE | Genesis Power Limited trading as Genesis Energy | RPO | Rangipo | OFT | Switchgear | 532 | RPO | TPM | TPM | TPM | 1655829.73 | 125015.14 | 36593.84 | 6944 | 0 | 0
GENE | Genesis Power Limited trading as Genesis Energy | RPO | Rangipo | OFT | Switchgear | 562 | RPO | TPM | TPM | TPM | 632610.53 | 47762.1 | 13980.69 | 6844.8 | 0 | 0
GENE | Genesis Power Limited trading as Genesis Energy | RPO | Rangipo | OFT | Switchgear | 632 | RPO | TPM | TPM | TPM | 1655829.73 | 125015.14 | 36593.84 | 6944 | 0 | 0
GENE | Genesis Power Limited trading as Genesis Energy | RPO | Rangipo | OFT | Switchgear | 662 | RPO | TPM | TPM | TPM | 632610.53 | 47762.1 | 13980.69 | 6844.8 | 0 | 0
GENE | Genesis Power Limited trading as Genesis Energy | RPO | Rangipo | OFT | Switchgear | 727 | RPO | TPM | TPM | TPM | 0.02 | 0 | 0 | 992 | 0 | 0
GENE | Genesis Power Limited trading as Genesis Energy | RPO | Rangipo | OFT | Switchgear | 567-667 | RPO | TPM | TPM | TPM | 0.02 | 0 | 0 | 1984 | 0 | 0
GENE | Genesis Power Limited trading as Genesis Energy | RPO | Rangipo | OFT | Switchgear | VT21 | RPO | TPM | TPM | TPM | 0.02 | 0 | 0 | 0 | 0 | 0
GENE | Genesis Power Limited trading as Genesis Energy | RPO | Rangipo | OFT | Switchgear | VT31 | RPO | TPM | TPM | TPM | 0.02 | 0 | 0 | 0 | 0 | 0
GENE | Genesis Power Limited trading as Genesis Energy | TKA | Tekapo A | GEN | Switchgear | 42 | ABY | TPM | TPM | TPM | 504629.39 | 38099.52 | 28965.73 | 3968 | 86.35 | 61337.21
GENE | Genesis Power Limited trading as Genesis Energy | TKA | Tekapo A | GEN | Switchgear | 72 | ABY | TPM | TPM | TPM | 504629.39 | 38099.52 | 28965.73 | 3968 | 65.63 | 46619.12
GENE | Genesis Power Limited trading as Genesis Energy | TKA | Tekapo A | GEN | Switchgear | 132 | TIM | TPM | TPM | TPM | 504629.39 | 38099.52 | 28965.73 | 4960 | 65.63 | 47270.17
GENE | Genesis Power Limited trading as Genesis Energy | TKA | Tekapo A | GEN | Switchgear | VT3 | TIM | TPM | TPM | TPM | 48805.45 | 3684.81 | 2801.43 | 0 | 65.63 | 4256.92
GENE | Genesis Power Limited trading as Genesis Energy | TKA | Tekapo A | GEN | Switchgear | 37 | TKA | TPM | TPM | TPM | 52847.08 | 3989.95 | 3033.42 | 992 | 86.35 | 6921.27
GENE | Genesis Power Limited trading as Genesis Energy | TKA | Tekapo A | GEN | Switchgear | 38 | TKA | TPM | TPM | TPM | 0.01 | 0 | 0 | 0 | 99.35 | 0
GENE | Genesis Power Limited trading as Genesis Energy | TKA | Tekapo A | GEN | Switchgear | 72 | TKA | TPM | TPM | TPM | 431100.46 | 32548.08 | 24745.17 | 3968 | 86.35 | 52899.09
GENE | Genesis Power Limited trading as Genesis Energy | TKA | Tekapo A | OFT | Switchgear | 42 | ABY | TPM | TPM | TPM | 504629.39 | 38099.52 | 11152.31 | 3968 | 0.56 | 298.03
GENE | Genesis Power Limited trading as Genesis Energy | TKA | Tekapo A | OFT | Switchgear | 72 | ABY | TPM | TPM | TPM | 504629.39 | 38099.52 | 11152.31 | 3968 | 0.43 | 228.85
GENE | Genesis Power Limited trading as Genesis Energy | TKA | Tekapo A | OFT | Switchgear | 132 | TIM | TPM | TPM | TPM | 504629.39 | 38099.52 | 11152.31 | 4960 | 0.43 | 233.11
GENE | Genesis Power Limited trading as Genesis Energy | TKA | Tekapo A | OFT | Switchgear | VT3 | TIM | TPM | TPM | TPM | 48805.45 | 3684.81 | 1078.6 | 0 | 0.43 | 20.48
GENE | Genesis Power Limited trading as Genesis Energy | TKA | Tekapo A | OFT | Switchgear | 35 | TKA | TPM | TPM | TPM | 49969.68 | 3772.71 | 1104.33 | 892.8 | 100 | 5769.84
GENE | Genesis Power Limited trading as Genesis Energy | TKA | Tekapo A | OFT | Switchgear | 37 | TKA | TPM | TPM | TPM | 52847.08 | 3989.95 | 1167.92 | 992 | 0.56 | 34.44
GENE | Genesis Power Limited trading as Genesis Energy | TKA | Tekapo A | OFT | Switchgear | 38 | TKA | TPM | TPM | TPM | 0.01 | 0 | 0 | 0 | 0.65 | 0
GENE | Genesis Power Limited trading as Genesis Energy | TKA | Tekapo A | OFT | Switchgear | 72 | TKA | TPM | TPM | TPM | 431100.46 | 32548.08 | 9527.32 | 3968 | 0.56 | 257.84
GENE | Genesis Power Limited trading as Genesis Energy | TKB | Tekapo B | GEN | Switchgear | 202 | TKB | TPM | TPM | TPM | 892972.4 | 67419.42 | 51256.62 | 3968 | 100 | 122644.04
GENE | Genesis Power Limited trading as Genesis Energy | TKB | Tekapo B | GEN | Switchgear | 212 | TKB | TPM | TPM | TPM | 159529.99 | 12044.51 | 9157.02 | 892.8 | 100 | 22094.33
GENE | Genesis Power Limited trading as Genesis Energy | TKB | Tekapo B | GEN | Switchgear | 302 | TKB | TPM | TPM | TPM | 892972.4 | 67419.42 | 51256.62 | 3968 | 100 | 122644.04
GENE | Genesis Power Limited trading as Genesis Energy | TKB | Tekapo B | GEN | Switchgear | 312 | TKB | TPM | TPM | TPM | 159529.99 | 12044.51 | 9157.02 | 892.8 | 100 | 22094.33
GENE | Genesis Power Limited trading as Genesis Energy | TKB | Tekapo B | GEN | Switchgear | 207-307 | TKB | TPM | TPM | TPM | 146406.9 | 11053.72 | 8403.76 | 1984 | 100 | 21441.48
GENE | Genesis Power Limited trading as Genesis Energy | TKB | Tekapo B | GEN | Switchgear | VT23 | TKB | TPM | TPM | TPM | 0.02 | 0 | 0 | 0 | 100 | 0
GENE | Genesis Power Limited trading as Genesis Energy | TKB | Tekapo B | GEN | Switchgear | VT33 | TKB | TPM | TPM | TPM | 0.02 | 0 | 0 | 0 | 100 | 0
GENE | Genesis Power Limited trading as Genesis Energy | TKB | Tekapo B | OFT | Switchgear | 202 | TKB | TPM | TPM | TPM | 892972.4 | 67419.42 | 19734.69 | 3968 | 0 | 0
GENE | Genesis Power Limited trading as Genesis Energy | TKB | Tekapo B | OFT | Switchgear | 212 | TKB | TPM | TPM | TPM | 159529.99 | 12044.51 | 3525.61 | 892.8 | 0 | 0
GENE | Genesis Power Limited trading as Genesis Energy | TKB | Tekapo B | OFT | Switchgear | 302 | TKB | TPM | TPM | TPM | 892972.4 | 67419.42 | 19734.69 | 3968 | 0 | 0
GENE | Genesis Power Limited trading as Genesis Energy | TKB | Tekapo B | OFT | Switchgear | 312 | TKB | TPM | TPM | TPM | 159529.99 | 12044.51 | 3525.61 | 892.8 | 0 | 0
GENE | Genesis Power Limited trading as Genesis Energy | TKB | Tekapo B | OFT | Switchgear | 207-307 | TKB | TPM | TPM | TPM | 146406.9 | 11053.72 | 3235.59 | 1984 | 0 | 0
GENE | Genesis Power Limited trading as Genesis Energy | TKB | Tekapo B | OFT | Switchgear | VT23 | TKB | TPM | TPM | TPM | 0.02 | 0 | 0 | 0 | 0 | 0
GENE | Genesis Power Limited trading as Genesis Energy | TKB | Tekapo B | OFT | Switchgear | VT33 | TKB | TPM | TPM | TPM | 0.02 | 0 | 0 | 0 | 0 | 0
GENE | Genesis Power Limited trading as Genesis Energy | TKU | Tokaanu | GEN | Switchgear | 62 | TKU | TPM | TPM | TPM | 892972.4 | 67419.42 | 51256.62 | 3968 | 94.78 | 116242.02
GENE | Genesis Power Limited trading as Genesis Energy | TKU | Tokaanu | GEN | Switchgear | 67 | TKU | TPM | TPM | TPM | 22696.29 | 1713.57 | 1302.77 | 992 | 94.78 | 3799.1
GENE | Genesis Power Limited trading as Genesis Energy | TKU | Tokaanu | GEN | Switchgear | 72 | TKU | TPM | TPM | TPM | 473331.21 | 35736.51 | 27169.21 | 1984 | 94.78 | 61502.48
GENE | Genesis Power Limited trading as Genesis Energy | TKU | Tokaanu | GEN | Switchgear | 77 | TKU | TPM | TPM | TPM | 22696.29 | 1713.57 | 1302.77 | 992 | 94.78 | 3799.1
GENE | Genesis Power Limited trading as Genesis Energy | TKU | Tokaanu | GEN | Switchgear | 82 | TKU | TPM | TPM | TPM | 892972.4 | 67419.42 | 51256.62 | 3968 | 94.78 | 116242.02
GENE | Genesis Power Limited trading as Genesis Energy | TKU | Tokaanu | GEN | Switchgear | 87 | TKU | TPM | TPM | TPM | 0.02 | 0 | 0 | 992 | 94.78 | 940.22
GENE | Genesis Power Limited trading as Genesis Energy | TKU | Tokaanu | GEN | Switchgear | 94 | TKU | TPM | TPM | TPM | 159529.99 | 12044.51 | 9157.02 | 892.8 | 97.96 | 21643.61
GENE | Genesis Power Limited trading as Genesis Energy | TKU | Tokaanu | GEN | Switchgear | 97 | TKU | TPM | TPM | TPM | 22696.29 | 1713.57 | 1302.77 | 992 | 94.78 | 3799.1
GENE | Genesis Power Limited trading as Genesis Energy | TKU | Tokaanu | GEN | Switchgear | 107 | TKU | TPM | TPM | TPM | 65372.09 | 4935.59 | 3752.36 | 992 | 94.78 | 9174.66
GENE | Genesis Power Limited trading as Genesis Energy | TKU | Tokaanu | GEN | Switchgear | 114 | TKU | TPM | TPM | TPM | 159529.99 | 12044.51 | 9157.02 | 892.8 | 97.96 | 21643.61
GENE | Genesis Power Limited trading as Genesis Energy | TKU | Tokaanu | GEN | Switchgear | 117 | TKU | TPM | TPM | TPM | 22696.29 | 1713.57 | 1302.77 | 992 | 94.78 | 3799.1
GENE | Genesis Power Limited trading as Genesis Energy | TKU | Tokaanu | GEN | Switchgear | 127 | TKU | TPM | TPM | TPM | 22696.29 | 1713.57 | 1302.77 | 992 | 94.78 | 3799.1
GENE | Genesis Power Limited trading as Genesis Energy | TKU | Tokaanu | GEN | Switchgear | 128 | TKU | TPM | TPM | TPM | 281765.2 | 21273.27 | 16173.32 | 2976 | 94.78 | 38312.53
GENE | Genesis Power Limited trading as Genesis Energy | TKU | Tokaanu | GEN | Switchgear | 137 | TKU | TPM | TPM | TPM | 22696.29 | 1713.57 | 1302.77 | 992 | 94.78 | 3799.1
GENE | Genesis Power Limited trading as Genesis Energy | TKU | Tokaanu | GEN | Switchgear | 142 | TKU | TPM | TPM | TPM | 892972.4 | 67419.42 | 51256.62 | 3968 | 94.78 | 116242.02
GENE | Genesis Power Limited trading as Genesis Energy | TKU | Tokaanu | GEN | Switchgear | 147 | TKU | TPM | TPM | TPM | 22696.29 | 1713.57 | 1302.77 | 992 | 94.78 | 3799.1
GENE | Genesis Power Limited trading as Genesis Energy | TKU | Tokaanu | GEN | Switchgear | 154 | TKU | TPM | TPM | TPM | 159529.99 | 12044.51 | 9157.02 | 892.8 | 97.96 | 21643.61
GENE | Genesis Power Limited trading as Genesis Energy | TKU | Tokaanu | GEN | Switchgear | 157 | TKU | TPM | TPM | TPM | 22696.29 | 1713.57 | 1302.77 | 992 | 94.78 | 3799.1
GENE | Genesis Power Limited trading as Genesis Energy | TKU | Tokaanu | GEN | Switchgear | 162 | TKU | TPM | TPM | TPM | 892972.4 | 67419.42 | 51256.62 | 3968 | 94.78 | 116242.02
GENE | Genesis Power Limited trading as Genesis Energy | TKU | Tokaanu | GEN | Switchgear | 167 | TKU | TPM | TPM | TPM | 22696.29 | 1713.57 | 1302.77 | 992 | 94.78 | 3799.1
GENE | Genesis Power Limited trading as Genesis Energy | TKU | Tokaanu | GEN | Switchgear | 174 | TKU | TPM | TPM | TPM | 159529.99 | 12044.51 | 9157.02 | 892.8 | 97.96 | 21643.61
GENE | Genesis Power Limited trading as Genesis Energy | TKU | Tokaanu | GEN | Switchgear | 177 | TKU | TPM | TPM | TPM | 22696.29 | 1713.57 | 1302.77 | 992 | 94.78 | 3799.1
GENE | Genesis Power Limited trading as Genesis Energy | TKU | Tokaanu | GEN | Switchgear | 1072 | TKU | TPM | TPM | TPM | 239044.95 | 18047.89 | 13721.18 | 1984 | 94.78 | 31991.16
GENE | Genesis Power Limited trading as Genesis Energy | TKU | Tokaanu | GEN | Switchgear | 1082 | TKU | TPM | TPM | TPM | 84021.97 | 6343.66 | 4822.86 | 892.8 | 97.96 | 11813.31
GENE | Genesis Power Limited trading as Genesis Energy | TKU | Tokaanu | GEN | Switchgear | 1092 | TKU | TPM | TPM | TPM | 239044.95 | 18047.89 | 13721.18 | 1984 | 94.78 | 31991.16
GENE | Genesis Power Limited trading as Genesis Energy | TKU | Tokaanu | GEN | Switchgear | 1077-1097 | TKU | TPM | TPM | TPM | 61764.51 | 4663.22 | 3545.28 | 1984 | 94.78 | 9660.45
GENE | Genesis Power Limited trading as Genesis Energy | TKU | Tokaanu | GEN | Switchgear | TRC22 | TKU | TPM | TPM | TPM | 286934.52 | 21663.56 | 16470.04 | 992 | 94.78 | 37083.24
GENE | Genesis Power Limited trading as Genesis Energy | TKU | Tokaanu | OFT | Switchgear | 62 | TKU | TPM | TPM | TPM | 892972.4 | 67419.42 | 19734.69 | 3968 | 1.98 | 1804.22
GENE | Genesis Power Limited trading as Genesis Energy | TKU | Tokaanu | OFT | Switchgear | 67 | TKU | TPM | TPM | TPM | 22696.29 | 1713.57 | 501.59 | 992 | 1.98 | 63.5
GENE | Genesis Power Limited trading as Genesis Energy | TKU | Tokaanu | OFT | Switchgear | 72 | TKU | TPM | TPM | TPM | 473331.21 | 35736.51 | 10460.62 | 1984 | 1.98 | 953.99
GENE | Genesis Power Limited trading as Genesis Energy | TKU | Tokaanu | OFT | Switchgear | 77 | TKU | TPM | TPM | TPM | 22696.29 | 1713.57 | 501.59 | 992 | 1.98 | 63.5
GENE | Genesis Power Limited trading as Genesis Energy | TKU | Tokaanu | OFT | Switchgear | 82 | TKU | TPM | TPM | TPM | 892972.4 | 67419.42 | 19734.69 | 3968 | 1.98 | 1804.22
GENE | Genesis Power Limited trading as Genesis Energy | TKU | Tokaanu | OFT | Switchgear | 87 | TKU | TPM | TPM | TPM | 0.02 | 0 | 0 | 992 | 1.98 | 19.64
GENE | Genesis Power Limited trading as Genesis Energy | TKU | Tokaanu | OFT | Switchgear | 94 | TKU | TPM | TPM | TPM | 159529.99 | 12044.51 | 3525.61 | 892.8 | 2.04 | 335.84
GENE | Genesis Power Limited trading as Genesis Energy | TKU | Tokaanu | OFT | Switchgear | 97 | TKU | TPM | TPM | TPM | 22696.29 | 1713.57 | 501.59 | 992 | 1.98 | 63.5
GENE | Genesis Power Limited trading as Genesis Energy | TKU | Tokaanu | OFT | Switchgear | 107 | TKU | TPM | TPM | TPM | 65372.09 | 4935.59 | 1444.72 | 992 | 1.98 | 145.97
GENE | Genesis Power Limited trading as Genesis Energy | TKU | Tokaanu | OFT | Switchgear | 114 | TKU | TPM | TPM | TPM | 159529.99 | 12044.51 | 3525.61 | 892.8 | 2.04 | 335.84
GENE | Genesis Power Limited trading as Genesis Energy | TKU | Tokaanu | OFT | Switchgear | 117 | TKU | TPM | TPM | TPM | 22696.29 | 1713.57 | 501.59 | 992 | 1.98 | 63.5
GENE | Genesis Power Limited trading as Genesis Energy | TKU | Tokaanu | OFT | Switchgear | 127 | TKU | TPM | TPM | TPM | 22696.29 | 1713.57 | 501.59 | 992 | 1.98 | 63.5
GENE | Genesis Power Limited trading as Genesis Energy | TKU | Tokaanu | OFT | Switchgear | 128 | TKU | TPM | TPM | TPM | 281765.2 | 21273.27 | 6227.01 | 2976 | 1.98 | 603.43
GENE | Genesis Power Limited trading as Genesis Energy | TKU | Tokaanu | OFT | Switchgear | 137 | TKU | TPM | TPM | TPM | 22696.29 | 1713.57 | 501.59 | 992 | 1.98 | 63.5
GENE | Genesis Power Limited trading as Genesis Energy | TKU | Tokaanu | OFT | Switchgear | 142 | TKU | TPM | TPM | TPM | 892972.4 | 67419.42 | 19734.69 | 3968 | 1.98 | 1804.22
GENE | Genesis Power Limited trading as Genesis Energy | TKU | Tokaanu | OFT | Switchgear | 147 | TKU | TPM | TPM | TPM | 22696.29 | 1713.57 | 501.59 | 992 | 1.98 | 63.5
GENE | Genesis Power Limited trading as Genesis Energy | TKU | Tokaanu | OFT | Switchgear | 154 | TKU | TPM | TPM | TPM | 159529.99 | 12044.51 | 3525.61 | 892.8 | 2.04 | 335.84
GENE | Genesis Power Limited trading as Genesis Energy | TKU | Tokaanu | OFT | Switchgear | 157 | TKU | TPM | TPM | TPM | 22696.29 | 1713.57 | 501.59 | 992 | 1.98 | 63.5
GENE | Genesis Power Limited trading as Genesis Energy | TKU | Tokaanu | OFT | Switchgear | 162 | TKU | TPM | TPM | TPM | 892972.4 | 67419.42 | 19734.69 | 3968 | 1.98 | 1804.22
GENE | Genesis Power Limited trading as Genesis Energy | TKU | Tokaanu | OFT | Switchgear | 167 | TKU | TPM | TPM | TPM | 22696.29 | 1713.57 | 501.59 | 992 | 1.98 | 63.5
GENE | Genesis Power Limited trading as Genesis Energy | TKU | Tokaanu | OFT | Switchgear | 174 | TKU | TPM | TPM | TPM | 159529.99 | 12044.51 | 3525.61 | 892.8 | 2.04 | 335.84
GENE | Genesis Power Limited trading as Genesis Energy | TKU | Tokaanu | OFT | Switchgear | 177 | TKU | TPM | TPM | TPM | 22696.29 | 1713.57 | 501.59 | 992 | 1.98 | 63.5
GENE | Genesis Power Limited trading as Genesis Energy | TKU | Tokaanu | OFT | Switchgear | 1072 | TKU | TPM | TPM | TPM | 239044.95 | 18047.89 | 5282.89 | 1984 | 1.98 | 501.23
GENE | Genesis Power Limited trading as Genesis Energy | TKU | Tokaanu | OFT | Switchgear | 1082 | TKU | TPM | TPM | TPM | 84021.97 | 6343.66 | 1856.89 | 892.8 | 2.04 | 185.5
GENE | Genesis Power Limited trading as Genesis Energy | TKU | Tokaanu | OFT | Switchgear | 1092 | TKU | TPM | TPM | TPM | 239044.95 | 18047.89 | 5282.89 | 1984 | 1.98 | 501.23
GENE | Genesis Power Limited trading as Genesis Energy | TKU | Tokaanu | OFT | Switchgear | 1077-1097 | TKU | TPM | TPM | TPM | 61764.51 | 4663.22 | 1365 | 1984 | 1.98 | 158.64
GENE | Genesis Power Limited trading as Genesis Energy | TKU | Tokaanu | OFT | Switchgear | TRC22 | TKU | TPM | TPM | TPM | 286934.52 | 21663.56 | 6341.25 | 992 | 1.98 | 574.14
GENE | Genesis Power Limited trading as Genesis Energy | TUI | Tuai | GEN | Switchgear | 62 | TUI | TPM | TPM | TPM | 132564.41 | 10008.61 | 7609.2 | 892.8 | 100 | 18510.61
GENE | Genesis Power Limited trading as Genesis Energy | TUI | Tuai | GEN | Switchgear | 72 | TUI | TPM | TPM | TPM | 132564.41 | 10008.61 | 7609.2 | 892.8 | 100 | 18510.61
GENE | Genesis Power Limited trading as Genesis Energy | TUI | Tuai | GEN | Switchgear | 82 | TUI | TPM | TPM | TPM | 132564.41 | 10008.61 | 7609.2 | 892.8 | 100 | 18510.61
GENE | Genesis Power Limited trading as Genesis Energy | TUI | Tuai | GEN | Switchgear | 92 | TUI | TPM | TPM | TPM | 132564.41 | 10008.61 | 7609.2 | 892.8 | 100 | 18510.61
GENE | Genesis Power Limited trading as Genesis Energy | TUI | Tuai | GEN | Switchgear | 102 | TUI | TPM | TPM | TPM | 132564.41 | 10008.61 | 7609.2 | 892.8 | 100 | 18510.61
GENE | Genesis Power Limited trading as Genesis Energy | TUI | Tuai | GEN | Switchgear | 182 | TUI | TPM | TPM | TPM | 132564.41 | 10008.61 | 7609.2 | 892.8 | 100 | 18510.61
GENE | Genesis Power Limited trading as Genesis Energy | TUI | Tuai | GEN | Switchgear | 192 | TUI | TPM | TPM | TPM | 132564.41 | 10008.61 | 7609.2 | 892.8 | 100 | 18510.61
GENE | Genesis Power Limited trading as Genesis Energy | TUI | Tuai | OFT | Switchgear | 62 | TUI | TPM | TPM | TPM | 132564.41 | 10008.61 | 2929.67 | 892.8 | 0 | 0
GENE | Genesis Power Limited trading as Genesis Energy | TUI | Tuai | OFT | Switchgear | 72 | TUI | TPM | TPM | TPM | 132564.41 | 10008.61 | 2929.67 | 892.8 | 0 | 0
GENE | Genesis Power Limited trading as Genesis Energy | TUI | Tuai | OFT | Switchgear | 82 | TUI | TPM | TPM | TPM | 132564.41 | 10008.61 | 2929.67 | 892.8 | 0 | 0
GENE | Genesis Power Limited trading as Genesis Energy | TUI | Tuai | OFT | Switchgear | 92 | TUI | TPM | TPM | TPM | 132564.41 | 10008.61 | 2929.67 | 892.8 | 0 | 0
GENE | Genesis Power Limited trading as Genesis Energy | TUI | Tuai | OFT | Switchgear | 102 | TUI | TPM | TPM | TPM | 132564.41 | 10008.61 | 2929.67 | 892.8 | 0 | 0
GENE | Genesis Power Limited trading as Genesis Energy | TUI | Tuai | OFT | Switchgear | 182 | TUI | TPM | TPM | TPM | 132564.41 | 10008.61 | 2929.67 | 892.8 | 0 | 0
GENE | Genesis Power Limited trading as Genesis Energy | TUI | Tuai | OFT | Switchgear | 192 | TUI | TPM | TPM | TPM | 132564.41 | 10008.61 | 2929.67 | 892.8 | 0 | 0
HAWK | Unison Networks Limited | FHL | Fernhill | OFT | Switchgear | 82 | FHL | TPM | TPM | TPM | 347493.52 | 26235.76 | 7679.61 | 1984 | 100 | 35899.37
HAWK | Unison Networks Limited | FHL | Fernhill | OFT | Switchgear | 102 | FHL | TPM | TPM | TPM | 347493.52 | 26235.76 | 7679.61 | 1984 | 100 | 35899.37
HAWK | Unison Networks Limited | FHL | Fernhill | OFT | Switchgear | 202 | FHL | TPM | TPM | TPM | 135283.08 | 10213.87 | 2989.76 | 1984 | 100 | 15187.63
HAWK | Unison Networks Limited | FHL | Fernhill | OFT | Switchgear | 232 | FHL | TPM | TPM | TPM | 148459.07 | 11208.66 | 3280.95 | 3968 | 100 | 18457.61
HAWK | Unison Networks Limited | FHL | Fernhill | OFT | Switchgear | 237 | FHL | TPM | TPM | TPM | 20411.89 | 1541.1 | 451.1 | 992 | 100 | 2984.2
HAWK | Unison Networks Limited | FHL | Fernhill | OFT | Switchgear | 242 | FHL | TPM | TPM | TPM | 148459.07 | 11208.66 | 3280.95 | 3968 | 100 | 18457.61
HAWK | Unison Networks Limited | FHL | Fernhill | OFT | Switchgear | 272 | FHL | TPM | TPM | TPM | 148459.07 | 11208.66 | 3280.95 | 3968 | 100 | 18457.61
HAWK | Unison Networks Limited | FHL | Fernhill | OFT | Switchgear | 282 | FHL | TPM | TPM | TPM | 148459.07 | 11208.66 | 3280.95 | 3968 | 100 | 18457.61
HAWK | Unison Networks Limited | FHL | Fernhill | OFT | Switchgear | 287 | FHL | TPM | TPM | TPM | 20411.89 | 1541.1 | 451.1 | 992 | 100 | 2984.2
HAWK | Unison Networks Limited | FHL | Fernhill | OFT | Switchgear | 292 | FHL | TPM | TPM | TPM | 148459.07 | 11208.66 | 3280.95 | 3968 | 100 | 18457.61
HAWK | Unison Networks Limited | FHL | Fernhill | OFT | Switchgear | 312 | FHL | TPM | TPM | TPM | 135283.08 | 10213.87 | 2989.76 | 1984 | 100 | 15187.63
HAWK | Unison Networks Limited | FHL | Fernhill | OFT | Switchgear | 267-257 | FHL | TPM | TPM | TPM | 34955.7 | 2639.16 | 772.52 | 1984 | 100 | 5395.68
HAWK | Unison Networks Limited | FHL | Fernhill | OFT | Switchgear | RM202 | FHL | TPM | TPM | TPM | 30933.15 | 2335.45 | 683.62 | 0 | 100 | 3019.07
HAWK | Unison Networks Limited | FHL | Fernhill | OFT | Switchgear | RM312 | FHL | TPM | TPM | TPM | 30933.15 | 2335.45 | 683.62 | 0 | 100 | 3019.07
HAWK | Unison Networks Limited | OWH | Owhata | OFT | Switchgear | 8 | OWH | TPM | TPM | TPM | 84051.7 | 6345.9 | 1857.54 | 992 | 100 | 9195.44
HAWK | Unison Networks Limited | OWH | Owhata | OFT | Switchgear | 9 | OWH | TPM | TPM | TPM | 84051.7 | 6345.9 | 1857.54 | 992 | 100 | 9195.44
HAWK | Unison Networks Limited | OWH | Owhata | OFT | Switchgear | 10 | OWH | TPM | TPM | TPM | 84051.7 | 6345.9 | 1857.54 | 992 | 100 | 9195.44
HAWK | Unison Networks Limited | OWH | Owhata | OFT | Switchgear | 11 | OWH | TPM | TPM | TPM | 84051.7 | 6345.9 | 1857.54 | 992 | 100 | 9195.44
HAWK | Unison Networks Limited | OWH | Owhata | OFT | Switchgear | 12 | OWH | LSA | LSA | LSA | 0.02 | 0 | 0 | 0 | 100 | 0
HAWK | Unison Networks Limited | OWH | Owhata | OFT | Switchgear | 13 | OWH | TPM | TPM | TPM | 84051.7 | 6345.9 | 1857.54 | 992 | 100 | 9195.44
HAWK | Unison Networks Limited | OWH | Owhata | OFT | Switchgear | 14 | OWH | TPM | TPM | TPM | 84051.7 | 6345.9 | 1857.54 | 992 | 100 | 9195.44
HAWK | Unison Networks Limited | OWH | Owhata | OFT | Switchgear | 15 | OWH | TPM | TPM | TPM | 0.02 | 0 | 0 | 992 | 100 | 992
HAWK | Unison Networks Limited | OWH | Owhata | OFT | Switchgear | 37 | OWH | TPM | TPM | TPM | 86635.14 | 6540.95 | 1914.64 | 992 | 100 | 9447.59
HAWK | Unison Networks Limited | OWH | Owhata | OFT | Switchgear | 39 | OWH | TPM | TPM | TPM | 86635.14 | 6540.95 | 1914.64 | 992 | 100 | 9447.59
HAWK | Unison Networks Limited | OWH | Owhata | OFT | Switchgear | 82 | OWH | TPM | TPM | TPM | 344086.71 | 25978.55 | 7604.32 | 1984 | 100 | 35566.87
HAWK | Unison Networks Limited | OWH | Owhata | OFT | Switchgear | 92 | OWH | TPM | TPM | TPM | 504629.39 | 38099.52 | 11152.31 | 3968 | 100 | 53219.83
HAWK | Unison Networks Limited | OWH | Owhata | OFT | Switchgear | 102 | OWH | TPM | TPM | TPM | 344086.71 | 25978.55 | 7604.32 | 1984 | 100 | 35566.87
HAWK | Unison Networks Limited | OWH | Owhata | OFT | Switchgear | 112 | OWH | TPM | TPM | TPM | 504629.39 | 38099.52 | 11152.31 | 3968 | 100 | 53219.83
HAWK | Unison Networks Limited | OWH | Owhata | OFT | Switchgear | 97-107 | OWH | TPM | TPM | TPM | 107061.02 | 8083.11 | 2366.05 | 1984 | 100 | 12433.16
HAWK | Unison Networks Limited | OWH | Owhata | OFT | Switchgear | RM37 | OWH | TPM | TPM | TPM | 23003.54 | 1736.77 | 508.38 | 0 | 100 | 2245.15
HAWK | Unison Networks Limited | OWH | Owhata | OFT | Switchgear | RM39 | OWH | TPM | TPM | TPM | 23003.54 | 1736.77 | 508.38 | 0 | 100 | 2245.15
HAWK | Unison Networks Limited | OWH | Owhata | OFT | Switchgear | VT3 | OWH | TPM | TPM | TPM | 48805.45 | 3684.81 | 1078.6 | 0 | 100 | 4763.41
HAWK | Unison Networks Limited | RDF | Redclyffe | OFT | Switchgear | 72 | RDF | TPM | TPM | TPM | 347493.52 | 26235.76 | 7679.61 | 1984 | 100 | 35899.37
HAWK | Unison Networks Limited | RDF | Redclyffe | OFT | Switchgear | 82 | RDF | TPM | TPM | TPM | 347493.52 | 26235.76 | 7679.61 | 1984 | 100 | 35899.37
HAWK | Unison Networks Limited | RDF | Redclyffe | OFT | Switchgear | 202 | RDF | TPM | TPM | TPM | 139880.24 | 10560.96 | 3091.35 | 3968 | 100 | 17620.31
HAWK | Unison Networks Limited | RDF | Redclyffe | OFT | Switchgear | 212 | RDF | TPM | TPM | TPM | 139880.24 | 10560.96 | 3091.35 | 3968 | 100 | 17620.31
HAWK | Unison Networks Limited | RDF | Redclyffe | OFT | Switchgear | 222 | RDF | TPM | TPM | TPM | 139880.24 | 10560.96 | 3091.35 | 3968 | 100 | 17620.31
HAWK | Unison Networks Limited | RDF | Redclyffe | OFT | Switchgear | 232 | RDF | TPM | TPM | TPM | 127465.63 | 9623.66 | 2816.99 | 1984 | 100 | 14424.65
HAWK | Unison Networks Limited | RDF | Redclyffe | OFT | Switchgear | 242 | RDF | TPM | TPM | TPM | 139880.24 | 10560.96 | 3091.35 | 3968 | 100 | 17620.31
HAWK | Unison Networks Limited | RDF | Redclyffe | OFT | Switchgear | 262 | RDF | TPM | TPM | TPM | 139880.24 | 10560.96 | 3091.35 | 3968 | 100 | 17620.31
HAWK | Unison Networks Limited | RDF | Redclyffe | OFT | Switchgear | 267 | RDF | TPM | TPM | TPM | 19232.37 | 1452.04 | 425.04 | 992 | 100 | 2869.08
HAWK | Unison Networks Limited | RDF | Redclyffe | OFT | Switchgear | 282 | RDF | TPM | TPM | TPM | 139880.24 | 10560.96 | 3091.35 | 3968 | 100 | 17620.31
HAWK | Unison Networks Limited | RDF | Redclyffe | OFT | Switchgear | 292 | RDF | TPM | TPM | TPM | 127465.63 | 9623.66 | 2816.99 | 1984 | 100 | 14424.65
HAWK | Unison Networks Limited | RDF | Redclyffe | OFT | Switchgear | 302 | RDF | TPM | TPM | TPM | 139880.24 | 10560.96 | 3091.35 | 3968 | 100 | 17620.31
HAWK | Unison Networks Limited | RDF | Redclyffe | OFT | Switchgear | 312 | RDF | TPM | TPM | TPM | 139880.24 | 10560.96 | 3091.35 | 3968 | 100 | 17620.31
HAWK | Unison Networks Limited | RDF | Redclyffe | OFT | Switchgear | 227-247 | RDF | TPM | TPM | TPM | 32935.75 | 2486.65 | 727.88 | 1984 | 100 | 5198.53
HAWK | Unison Networks Limited | RDF | Redclyffe | OFT | Switchgear | RM232 | RDF | TPM | TPM | TPM | 30828.9 | 2327.58 | 681.32 | 0 | 100 | 3008.9
HAWK | Unison Networks Limited | RDF | Redclyffe | OFT | Switchgear | RM292 | RDF | TPM | TPM | TPM | 30828.9 | 2327.58 | 681.32 | 0 | 100 | 3008.9
HAWK | Unison Networks Limited | ROT | Rotorua | GEN | Switchgear | 312 | ROT | TPM | TPM | TPM | 504629.39 | 38099.52 | 28965.73 | 3968 | 0 | 0
HAWK | Unison Networks Limited | ROT | Rotorua | GEN | Switchgear | 332 | ROT | TPM | TPM | TPM | 344086.71 | 25978.55 | 19750.58 | 1984 | 0 | 0
HAWK | Unison Networks Limited | ROT | Rotorua | GEN | Switchgear | 337 | ROT | TPM | TPM | TPM | 42933.72 | 3241.5 | 2464.4 | 992 | 0 | 0
HAWK | Unison Networks Limited | ROT | Rotorua | GEN | Switchgear | 352 | ROT | TPM | TPM | TPM | 344086.71 | 25978.55 | 19750.58 | 1984 | 0 | 0
HAWK | Unison Networks Limited | ROT | Rotorua | GEN | Switchgear | 372 | ROT | TPM | TPM | TPM | 344086.71 | 25978.55 | 19750.58 | 1984 | 0 | 0
HAWK | Unison Networks Limited | ROT | Rotorua | GEN | Switchgear | 392 | ROT | TPM | TPM | TPM | 344086.71 | 25978.55 | 19750.58 | 1984 | 0 | 0
HAWK | Unison Networks Limited | ROT | Rotorua | GEN | Switchgear | 2272 | ROT | TPM | TPM | TPM | 91839.02 | 6933.85 | 5271.56 | 992 | 0 | 0
HAWK | Unison Networks Limited | ROT | Rotorua | GEN | Switchgear | 2282 | ROT | TPM | TPM | TPM | 91839.02 | 6933.85 | 5271.56 | 992 | 0 | 0
HAWK | Unison Networks Limited | ROT | Rotorua | GEN | Switchgear | 2292 | ROT | TPM | TPM | TPM | 98189.9 | 7413.34 | 5636.1 | 992 | 0 | 0
HAWK | Unison Networks Limited | ROT | Rotorua | GEN | Switchgear | 2308 | ROT | TPM | TPM | TPM | 105387.56 | 7956.76 | 6049.25 | 992 | 0 | 0
HAWK | Unison Networks Limited | ROT | Rotorua | GEN | Switchgear | 2312 | ROT | TPM | TPM | TPM | 98189.9 | 7413.34 | 5636.1 | 992 | 0 | 0
HAWK | Unison Networks Limited | ROT | Rotorua | GEN | Switchgear | 2322 | ROT | TPM | TPM | TPM | 0.02 | 0 | 0 | 992 | 0 | 0
HAWK | Unison Networks Limited | ROT | Rotorua | GEN | Switchgear | 2332 | ROT | TPM | TPM | TPM | 91839.02 | 6933.85 | 5271.56 | 992 | 0 | 0
HAWK | Unison Networks Limited | ROT | Rotorua | GEN | Switchgear | 2702 | ROT | TPM | TPM | TPM | 73527.31 | 5551.31 | 4220.47 | 992 | 0 | 0
HAWK | Unison Networks Limited | ROT | Rotorua | GEN | Switchgear | 2712 | ROT | TPM | TPM | TPM | 73527.31 | 5551.31 | 4220.47 | 992 | 0 | 0
HAWK | Unison Networks Limited | ROT | Rotorua | GEN | Switchgear | 2722 | ROT | TPM | TPM | TPM | 73527.31 | 5551.31 | 4220.47 | 992 | 0 | 0
HAWK | Unison Networks Limited | ROT | Rotorua | GEN | Switchgear | 2732 | ROT | TPM | TPM | TPM | 73527.31 | 5551.31 | 4220.47 | 992 | 0 | 0
HAWK | Unison Networks Limited | ROT | Rotorua | GEN | Switchgear | 2742 | ROT | TPM | TPM | TPM | 73527.31 | 5551.31 | 4220.47 | 992 | 0 | 0
HAWK | Unison Networks Limited | ROT | Rotorua | GEN | Switchgear | 2752 | ROT | TPM | TPM | TPM | 73527.31 | 5551.31 | 4220.47 | 992 | 0 | 0
HAWK | Unison Networks Limited | ROT | Rotorua | GEN | Switchgear | 2762 | ROT | TPM | TPM | TPM | 73527.31 | 5551.31 | 4220.47 | 992 | 0 | 0
HAWK | Unison Networks Limited | ROT | Rotorua | GEN | Switchgear | 2778 | ROT | TPM | TPM | TPM | 75220.88 | 5679.18 | 4317.68 | 992 | 0 | 0
HAWK | Unison Networks Limited | ROT | Rotorua | GEN | Switchgear | 2782 | ROT | TPM | TPM | TPM | 73527.31 | 5551.31 | 4220.47 | 992 | 0 | 0
HAWK | Unison Networks Limited | ROT | Rotorua | GEN | Switchgear | 2792 | ROT | TPM | TPM | TPM | 77761.23 | 5870.97 | 4463.49 | 992 | 0 | 0
HAWK | Unison Networks Limited | ROT | Rotorua | GEN | Switchgear | 2802 | ROT | TPM | TPM | TPM | 73527.31 | 5551.31 | 4220.47 | 992 | 0 | 0
HAWK | Unison Networks Limited | ROT | Rotorua | GEN | Switchgear | 2812 | ROT | TPM | TPM | TPM | 73527.31 | 5551.31 | 4220.47 | 992 | 0 | 0
HAWK | Unison Networks Limited | ROT | Rotorua | GEN | Switchgear | 2822 | ROT | TPM | TPM | TPM | 73527.31 | 5551.31 | 4220.47 | 992 | 0 | 0
HAWK | Unison Networks Limited | ROT | Rotorua | GEN | Switchgear | 2832 | ROT | TPM | TPM | TPM | 73527.31 | 5551.31 | 4220.47 | 992 | 0 | 0
HAWK | Unison Networks Limited | ROT | Rotorua | GEN | Switchgear | 2842 | ROT | TPM | TPM | TPM | 0.02 | 0 | 0 | 992 | 0 | 0
HAWK | Unison Networks Limited | ROT | Rotorua | GEN | Switchgear | 357-367 | ROT | TPM | TPM | TPM | 64127.31 | 4841.61 | 3680.91 | 1984 | 0 | 0
HAWK | Unison Networks Limited | ROT | Rotorua | GEN | Switchgear | LTB1 | ROT | TPM | TPM | TPM | 171401.8 | 12940.84 | 9838.46 | 992 | 0 | 0
HAWK | Unison Networks Limited | ROT | Rotorua | GEN | Switchgear | LTB2 | ROT | TPM | TPM | TPM | 171401.8 | 12940.84 | 9838.46 | 992 | 0 | 0
HAWK | Unison Networks Limited | ROT | Rotorua | GEN | Switchgear | RM2292 | ROT | TPM | TPM | TPM | 31102.38 | 2348.23 | 1785.28 | 0 | 0 | 0
HAWK | Unison Networks Limited | ROT | Rotorua | GEN | Switchgear | RM2312 | ROT | TPM | TPM | TPM | 31102.38 | 2348.23 | 1785.28 | 0 | 0 | 0
HAWK | Unison Networks Limited | ROT | Rotorua | GEN | Switchgear | RM2742 | ROT | TPM | TPM | TPM | 31102.38 | 2348.23 | 1785.28 | 0 | 0 | 0
HAWK | Unison Networks Limited | ROT | Rotorua | GEN | Switchgear | RM2792 | ROT | TPM | TPM | TPM | 31102.38 | 2348.23 | 1785.28 | 0 | 0 | 0
HAWK | Unison Networks Limited | ROT | Rotorua | GEN | Switchgear | RM312 | ROT | TPM | TPM | TPM | 46659.92 | 3522.82 | 2678.28 | 0 | 0 | 0
HAWK | Unison Networks Limited | ROT | Rotorua | GEN | Switchgear | VT3 | ROT | TPM | TPM | TPM | 48805.45 | 3684.81 | 2801.43 | 0 | 0 | 0
HAWK | Unison Networks Limited | ROT | Rotorua | GEN | Switchgear | VT4 | ROT | TPM | TPM | TPM | 48805.45 | 3684.81 | 2801.43 | 0 | 0 | 0
HAWK | Unison Networks Limited | ROT | Rotorua | GEN | Switchgear | 162 | TRK | TPM | TPM | TPM | 475084.32 | 35868.87 | 27269.84 | 3968 | 0 | 0
HAWK | Unison Networks Limited | ROT | Rotorua | GEN | Switchgear | 182 | TRK | TPM | TPM | TPM | 475084.32 | 35868.87 | 27269.84 | 3968 | 0 | 0
HAWK | Unison Networks Limited | ROT | Rotorua | OFT | Switchgear | 312 | ROT | TPM | TPM | TPM | 504629.39 | 38099.52 | 11152.31 | 3968 | 100 | 53219.83
HAWK | Unison Networks Limited | ROT | Rotorua | OFT | Switchgear | 332 | ROT | TPM | TPM | TPM | 344086.71 | 25978.55 | 7604.32 | 1984 | 100 | 35566.87
HAWK | Unison Networks Limited | ROT | Rotorua | OFT | Switchgear | 337 | ROT | TPM | TPM | TPM | 42933.72 | 3241.5 | 948.84 | 992 | 100 | 5182.34
HAWK | Unison Networks Limited | ROT | Rotorua | OFT | Switchgear | 352 | ROT | TPM | TPM | TPM | 344086.71 | 25978.55 | 7604.32 | 1984 | 100 | 35566.87
HAWK | Unison Networks Limited | ROT | Rotorua | OFT | Switchgear | 372 | ROT | TPM | TPM | TPM | 344086.71 | 25978.55 | 7604.32 | 1984 | 100 | 35566.87
HAWK | Unison Networks Limited | ROT | Rotorua | OFT | Switchgear | 392 | ROT | TPM | TPM | TPM | 344086.71 | 25978.55 | 7604.32 | 1984 | 100 | 35566.87
HAWK | Unison Networks Limited | ROT | Rotorua | OFT | Switchgear | 2272 | ROT | TPM | TPM | TPM | 91839.02 | 6933.85 | 2029.64 | 992 | 100 | 9955.49
HAWK | Unison Networks Limited | ROT | Rotorua | OFT | Switchgear | 2282 | ROT | TPM | TPM | TPM | 91839.02 | 6933.85 | 2029.64 | 992 | 100 | 9955.49
HAWK | Unison Networks Limited | ROT | Rotorua | OFT | Switchgear | 2292 | ROT | TPM | TPM | TPM | 98189.9 | 7413.34 | 2170 | 992 | 100 | 10575.34
HAWK | Unison Networks Limited | ROT | Rotorua | OFT | Switchgear | 2308 | ROT | TPM | TPM | TPM | 105387.56 | 7956.76 | 2329.07 | 992 | 100 | 11277.83
HAWK | Unison Networks Limited | ROT | Rotorua | OFT | Switchgear | 2312 | ROT | TPM | TPM | TPM | 98189.9 | 7413.34 | 2170 | 992 | 100 | 10575.34
HAWK | Unison Networks Limited | ROT | Rotorua | OFT | Switchgear | 2322 | ROT | TPM | TPM | TPM | 0.02 | 0 | 0 | 992 | 100 | 992
HAWK | Unison Networks Limited | ROT | Rotorua | OFT | Switchgear | 2332 | ROT | TPM | TPM | TPM | 91839.02 | 6933.85 | 2029.64 | 992 | 100 | 9955.49
HAWK | Unison Networks Limited | ROT | Rotorua | OFT | Switchgear | 2702 | ROT | TPM | TPM | TPM | 73527.31 | 5551.31 | 1624.95 | 992 | 100 | 8168.26
HAWK | Unison Networks Limited | ROT | Rotorua | OFT | Switchgear | 2712 | ROT | TPM | TPM | TPM | 73527.31 | 5551.31 | 1624.95 | 992 | 100 | 8168.26
HAWK | Unison Networks Limited | ROT | Rotorua | OFT | Switchgear | 2722 | ROT | TPM | TPM | TPM | 73527.31 | 5551.31 | 1624.95 | 992 | 100 | 8168.26
HAWK | Unison Networks Limited | ROT | Rotorua | OFT | Switchgear | 2732 | ROT | TPM | TPM | TPM | 73527.31 | 5551.31 | 1624.95 | 992 | 100 | 8168.26
HAWK | Unison Networks Limited | ROT | Rotorua | OFT | Switchgear | 2742 | ROT | TPM | TPM | TPM | 73527.31 | 5551.31 | 1624.95 | 992 | 100 | 8168.26
HAWK | Unison Networks Limited | ROT | Rotorua | OFT | Switchgear | 2752 | ROT | TPM | TPM | TPM | 73527.31 | 5551.31 | 1624.95 | 992 | 100 | 8168.26
HAWK | Unison Networks Limited | ROT | Rotorua | OFT | Switchgear | 2762 | ROT | TPM | TPM | TPM | 73527.31 | 5551.31 | 1624.95 | 992 | 100 | 8168.26
HAWK | Unison Networks Limited | ROT | Rotorua | OFT | Switchgear | 2778 | ROT | TPM | TPM | TPM | 75220.88 | 5679.18 | 1662.38 | 992 | 100 | 8333.56
HAWK | Unison Networks Limited | ROT | Rotorua | OFT | Switchgear | 2782 | ROT | TPM | TPM | TPM | 73527.31 | 5551.31 | 1624.95 | 992 | 100 | 8168.26
HAWK | Unison Networks Limited | ROT | Rotorua | OFT | Switchgear | 2792 | ROT | TPM | TPM | TPM | 77761.23 | 5870.97 | 1718.52 | 992 | 100 | 8581.49
HAWK | Unison Networks Limited | ROT | Rotorua | OFT | Switchgear | 2802 | ROT | TPM | TPM | TPM | 73527.31 | 5551.31 | 1624.95 | 992 | 100 | 8168.26
HAWK | Unison Networks Limited | ROT | Rotorua | OFT | Switchgear | 2812 | ROT | TPM | TPM | TPM | 73527.31 | 5551.31 | 1624.95 | 992 | 100 | 8168.26
HAWK | Unison Networks Limited | ROT | Rotorua | OFT | Switchgear | 2822 | ROT | TPM | TPM | TPM | 73527.31 | 5551.31 | 1624.95 | 992 | 100 | 8168.26
HAWK | Unison Networks Limited | ROT | Rotorua | OFT | Switchgear | 2832 | ROT | TPM | TPM | TPM | 73527.31 | 5551.31 | 1624.95 | 992 | 100 | 8168.26
HAWK | Unison Networks Limited | ROT | Rotorua | OFT | Switchgear | 2842 | ROT | TPM | TPM | TPM | 0.02 | 0 | 0 | 992 | 100 | 992
HAWK | Unison Networks Limited | ROT | Rotorua | OFT | Switchgear | 357-367 | ROT | TPM | TPM | TPM | 64127.31 | 4841.61 | 1417.21 | 1984 | 100 | 8242.82
HAWK | Unison Networks Limited | ROT | Rotorua | OFT | Switchgear | LTB1 | ROT | TPM | TPM | TPM | 171401.8 | 12940.84 | 3787.98 | 992 | 100 | 17720.82
HAWK | Unison Networks Limited | ROT | Rotorua | OFT | Switchgear | LTB2 | ROT | TPM | TPM | TPM | 171401.8 | 12940.84 | 3787.98 | 992 | 100 | 17720.82
HAWK | Unison Networks Limited | ROT | Rotorua | OFT | Switchgear | RM2292 | ROT | TPM | TPM | TPM | 31102.38 | 2348.23 | 687.36 | 0 | 100 | 3035.59
HAWK | Unison Networks Limited | ROT | Rotorua | OFT | Switchgear | RM2312 | ROT | TPM | TPM | TPM | 31102.38 | 2348.23 | 687.36 | 0 | 100 | 3035.59
HAWK | Unison Networks Limited | ROT | Rotorua | OFT | Switchgear | RM2742 | ROT | TPM | TPM | TPM | 31102.38 | 2348.23 | 687.36 | 0 | 100 | 3035.59
HAWK | Unison Networks Limited | ROT | Rotorua | OFT | Switchgear | RM2792 | ROT | TPM | TPM | TPM | 31102.38 | 2348.23 | 687.36 | 0 | 100 | 3035.59
HAWK | Unison Networks Limited | ROT | Rotorua | OFT | Switchgear | RM312 | ROT | TPM | TPM | TPM | 46659.92 | 3522.82 | 1031.18 | 0 | 100 | 4554
HAWK | Unison Networks Limited | ROT | Rotorua | OFT | Switchgear | VT3 | ROT | TPM | TPM | TPM | 48805.45 | 3684.81 | 1078.6 | 0 | 100 | 4763.41
HAWK | Unison Networks Limited | ROT | Rotorua | OFT | Switchgear | VT4 | ROT | TPM | TPM | TPM | 48805.45 | 3684.81 | 1078.6 | 0 | 100 | 4763.41
HAWK | Unison Networks Limited | ROT | Rotorua | OFT | Switchgear | 162 | TRK | TPM | TPM | TPM | 475084.32 | 35868.87 | 10499.36 | 3968 | 100 | 50336.23
HAWK | Unison Networks Limited | ROT | Rotorua | OFT | Switchgear | 182 | TRK | TPM | TPM | TPM | 475084.32 | 35868.87 | 10499.36 | 3968 | 100 | 50336.23
HAWK | Unison Networks Limited | TRK | Tarukenga | OFT | Switchgear | 152 | TRK | TPM | TPM | TPM | 481984.31 | 36389.82 | 10651.85 | 3968 | 100 | 51009.67
WPOW | Westpower Limited | OTI | Otira | OFT | Switchgear | RM1062 | OTI | TPM | TPM | TPM | 31410.32 | 2371.48 | 694.17 | 0 | 100 | 3065.65
WPOW | Westpower Limited | OTI | Otira | OFT | Switchgear | 1062 | OTI | TPM | TPM | TPM | 100742 | 7606.02 | 2226.4 | 1984 | 100 | 11816.42
WPOW | Westpower Limited | OTI | Otira | OFT | Switchgear | 62 | OTI | TPM | TPM | TPM | 331166.81 | 25003.09 | 7318.79 | 1984 | 100 | 34305.88
HAWK | Unison Networks Limited | WRK | Wairakei | GEN | Switchgear | 82 | WRK | TPM | TPM | TPM | 447793.74 | 33808.43 | 25703.36 | 1984 | 65.73 | 40421.18
HAWK | Unison Networks Limited | WRK | Wairakei | GEN | Switchgear | 182 | WRK | TPM | TPM | TPM | 447793.74 | 33808.43 | 25703.36 | 1984 | 65.73 | 40421.18
HAWK | Unison Networks Limited | WRK | Wairakei | GEN | Switchgear | 2002 | WRK | TPM | TPM | TPM | 99162.07 | 7486.74 | 5691.9 | 992 | 65.73 | 9314.36
WPOW | Westpower Limited | GYM | Greymouth | OFT | Switchgear | RM38 | GYM | TPM | TPM | TPM | 31410.32 | 2371.48 | 694.17 | 0 | 87.46 | 2681.22
HAWK | Unison Networks Limited | WRK | Wairakei | GEN | Switchgear | 2022 | WRK | TPM | TPM | TPM | 92748.31 | 7002.5 | 5323.75 | 992 | 65.73 | 8754.09
HAWK | Unison Networks Limited | WRK | Wairakei | GEN | Switchgear | 2032 | WRK | TPM | TPM | TPM | 92748.31 | 7002.5 | 5323.75 | 992 | 65.73 | 8754.09
HAWK | Unison Networks Limited | WRK | Wairakei | GEN | Switchgear | 2042 | WRK | TPM | TPM | TPM | 92748.31 | 7002.5 | 5323.75 | 992 | 65.73 | 8754.09
HAWK | Unison Networks Limited | WRK | Wairakei | GEN | Switchgear | 2052 | WRK | TPM | TPM | TPM | 92748.31 | 7002.5 | 5323.75 | 992 | 65.73 | 8754.09
HAWK | Unison Networks Limited | WRK | Wairakei | GEN | Switchgear | 2068 | WRK | TPM | TPM | TPM | 106431 | 8035.54 | 6109.14 | 992 | 65.73 | 9949.34
HAWK | Unison Networks Limited | WRK | Wairakei | GEN | Switchgear | 2072 | WRK | TPM | TPM | TPM | 99162.07 | 7486.74 | 5691.9 | 992 | 65.73 | 9314.36
WPOW | Westpower Limited | GYM | Greymouth | OFT | Switchgear | RM37 | GYM | TPM | TPM | TPM | 31410.32 | 2371.48 | 694.17 | 0 | 87.46 | 2681.22
WPOW | Westpower Limited | GYM | Greymouth | GEN | Switchgear | RM38 | GYM | TPM | TPM | TPM | 31410.32 | 2371.48 | 1802.95 | 0 | 12.54 | 523.47
HAWK | Unison Networks Limited | WRK | Wairakei | GEN | Switchgear | RM2022 | WRK | TPM | TPM | TPM | 29129.16 | 2199.25 | 1672.01 | 0 | 65.73 | 2544.58
HAWK | Unison Networks Limited | WRK | Wairakei | GEN | Switchgear | RM2042 | WRK | TPM | TPM | TPM | 29129.16 | 2199.25 | 1672.01 | 0 | 65.73 | 2544.58
HAWK | Unison Networks Limited | WRK | Wairakei | GEN | Switchgear | RM2052 | WRK | TPM | TPM | TPM | 29129.16 | 2199.25 | 1672.01 | 0 | 65.73 | 2544.58
WPOW | Westpower Limited | GYM | Greymouth | GEN | Switchgear | RM37 | GYM | TPM | TPM | TPM | 31410.32 | 2371.48 | 1802.95 | 0 | 12.54 | 523.47
HAWK | Unison Networks Limited | WRK | Wairakei | OFT | Switchgear | 82 | WRK | TPM | TPM | TPM | 447793.74 | 33808.43 | 9896.24 | 1984 | 34.27 | 15657.51
HAWK | Unison Networks Limited | WRK | Wairakei | OFT | Switchgear | 182 | WRK | TPM | TPM | TPM | 447793.74 | 33808.43 | 9896.24 | 1984 | 34.27 | 15657.51
HAWK | Unison Networks Limited | WRK | Wairakei | OFT | Switchgear | 2002 | WRK | TPM | TPM | TPM | 99162.07 | 7486.74 | 2191.48 | 992 | 34.27 | 3656.68
WPOW | Westpower Limited | DOB | Dobson | OFT | Switchgear | RM1352 | DOB | TPM | TPM | TPM | 32316.8 | 2439.92 | 714.2 | 0 | 100 | 3154.12
HAWK | Unison Networks Limited | WRK | Wairakei | OFT | Switchgear | 2022 | WRK | TPM | TPM | TPM | 92748.31 | 7002.5 | 2049.74 | 992 | 34.27 | 3442.16
HAWK | Unison Networks Limited | WRK | Wairakei | OFT | Switchgear | 2032 | WRK | TPM | TPM | TPM | 92748.31 | 7002.5 | 2049.74 | 992 | 34.27 | 3442.16
HAWK | Unison Networks Limited | WRK | Wairakei | OFT | Switchgear | 2042 | WRK | TPM | TPM | TPM | 92748.31 | 7002.5 | 2049.74 | 992 | 34.27 | 3442.16
HAWK | Unison Networks Limited | WRK | Wairakei | OFT | Switchgear | 2052 | WRK | TPM | TPM | TPM | 92748.31 | 7002.5 | 2049.74 | 992 | 34.27 | 3442.16
HAWK | Unison Networks Limited | WRK | Wairakei | OFT | Switchgear | 2068 | WRK | TPM | TPM | TPM | 106431 | 8035.54 | 2352.13 | 992 | 34.27 | 3899.81
HAWK | Unison Networks Limited | WRK | Wairakei | OFT | Switchgear | 2072 | WRK | TPM | TPM | TPM | 99162.07 | 7486.74 | 2191.48 | 992 | 34.27 | 3656.68
WPOW | Westpower Limited | DOB | Dobson | OFT | Switchgear | RM1332 | DOB | TPM | TPM | TPM | 32316.8 | 2439.92 | 714.2 | 0 | 100 | 3154.12
WPOW | Westpower Limited | DOB | Dobson | OFT | Switchgear | 1352 | DOB | TPM | TPM | TPM | 185873.18 | 14033.43 | 4107.8 | 1984 | 100 | 20125.23
HAWK | Unison Networks Limited | WRK | Wairakei | OFT | Switchgear | RM2022 | WRK | TPM | TPM | TPM | 29129.16 | 2199.25 | 643.75 | 0 | 34.27 | 974.3
HAWK | Unison Networks Limited | WRK | Wairakei | OFT | Switchgear | RM2042 | WRK | TPM | TPM | TPM | 29129.16 | 2199.25 | 643.75 | 0 | 34.27 | 974.3
HAWK | Unison Networks Limited | WRK | Wairakei | OFT | Switchgear | RM2052 | WRK | TPM | TPM | TPM | 29129.16 | 2199.25 | 643.75 | 0 | 34.27 | 974.3
WPOW | Westpower Limited | DOB | Dobson | OFT | Switchgear | 1332 | DOB | TPM | TPM | TPM | 185873.18 | 14033.43 | 4107.8 | 1984 | 100 | 20125.23
HAWK | Unison Networks Limited | WTU | Whakatu | OFT | Switchgear | 652 | RDF | TPM | TPM | TPM | 806373.29 | 60881.18 | 17820.85 | 4960 | 100 | 83662.03
HAWK | Unison Networks Limited | WTU | Whakatu | OFT | Switchgear | 672 | RDF | TPM | TPM | TPM | 806373.29 | 60881.18 | 17820.85 | 4960 | 100 | 83662.03
HAWK | Unison Networks Limited | WTU | Whakatu | OFT | Switchgear | VT10 | RDF | TPM | TPM | TPM | 0.02 | 0 | 0 | 0 | 100 | 0
HAWK | Unison Networks Limited | WTU | Whakatu | OFT | Switchgear | VT9 | RDF | TPM | TPM | TPM | 0.02 | 0 | 0 | 0 | 100 | 0
HAWK | Unison Networks Limited | WTU | Whakatu | OFT | Switchgear | 857 | WTU | TPM | TPM | TPM | 0.02 | 0 | 0 | 992 | 100 | 992
HAWK | Unison Networks Limited | WTU | Whakatu | OFT | Switchgear | 1022 | WTU | TPM | TPM | TPM | 123385.09 | 9315.57 | 2726.81 | 1984 | 100 | 14026.38
HAWK | Unison Networks Limited | WTU | Whakatu | OFT | Switchgear | 1032 | WTU | TPM | TPM | TPM | 135402.25 | 10222.87 | 2992.39 | 3968 | 100 | 17183.26
HAWK | Unison Networks Limited | WTU | Whakatu | OFT | Switchgear | 1042 | WTU | TPM | TPM | TPM | 135402.25 | 10222.87 | 2992.39 | 3968 | 100 | 17183.26
HAWK | Unison Networks Limited | WTU | Whakatu | OFT | Switchgear | 1052 | WTU | TPM | TPM | TPM | 135402.25 | 10222.87 | 2992.39 | 3968 | 100 | 17183.26
HAWK | Unison Networks Limited | WTU | Whakatu | OFT | Switchgear | 1057 | WTU | TPM | TPM | TPM | 18616.69 | 1405.56 | 411.43 | 992 | 100 | 2808.99
HAWK | Unison Networks Limited | WTU | Whakatu | OFT | Switchgear | 1072 | WTU | TPM | TPM | TPM | 135402.25 | 10222.87 | 2992.39 | 3968 | 100 | 17183.26
HAWK | Unison Networks Limited | WTU | Whakatu | OFT | Switchgear | 1082 | WTU | TPM | TPM | TPM | 135402.25 | 10222.87 | 2992.39 | 3968 | 100 | 17183.26
HAWK | Unison Networks Limited | WTU | Whakatu | OFT | Switchgear | 1092 | WTU | TPM | TPM | TPM | 135402.25 | 10222.87 | 2992.39 | 3968 | 100 | 17183.26
HAWK | Unison Networks Limited | WTU | Whakatu | OFT | Switchgear | 1102 | WTU | TPM | TPM | TPM | 123385.09 | 9315.57 | 2726.81 | 1984 | 100 | 14026.38
HAWK | Unison Networks Limited | WTU | Whakatu | OFT | Switchgear | 1112 | WTU | TPM | TPM | TPM | 135402.25 | 10222.87 | 2992.39 | 3968 | 100 | 17183.26
HAWK | Unison Networks Limited | WTU | Whakatu | OFT | Switchgear | 1077-1097 | WTU | TPM | TPM | TPM | 31881.38 | 2407.04 | 704.58 | 1984 | 100 | 5095.62
HAWK | Unison Networks Limited | WTU | Whakatu | OFT | Switchgear | RM1022 | WTU | TPM | TPM | TPM | 30774.49 | 2323.47 | 680.12 | 0 | 100 | 3003.59
HAWK | Unison Networks Limited | WTU | Whakatu | OFT | Switchgear | RM1102 | WTU | TPM | TPM | TPM | 30774.49 | 2323.47 | 680.12 | 0 | 100 | 3003.59
HAWK | Unison Networks Limited | WTU | Whakatu | OFT | Switchgear | TRC3 | WTU | TPM | TPM | TPM | 286934.52 | 21663.56 | 6341.25 | 992 | 100 | 28996.81
HAWK | Unison Networks Limited | WTU | Whakatu | OFT | Switchgear | TRC4 | WTU | TPM | TPM | TPM | 286934.52 | 21663.56 | 6341.25 | 992 | 100 | 28996.81
WPOW | Westpower Limited | DOB | Dobson | OFT | Switchgear | 122 | DOB | TPM | TPM | TPM | 331166.81 | 25003.09 | 7318.79 | 1984 | 100 | 34305.88
HORO | Electra Limited | MHO | Mangahao | GEN | Switchgear | 102 | MHO | TPM | TPM | TPM | 205485.63 | 15514.17 | 11794.88 | 1984 | 37.42 | 10961.46
HORO | Electra Limited | MHO | Mangahao | GEN | Switchgear | 112 | MHO | TPM | TPM | TPM | 205485.63 | 15514.17 | 11794.88 | 1984 | 37.42 | 10961.46
HORO | Electra Limited | MHO | Mangahao | GEN | Switchgear | 302 | MHO | TPM | TPM | TPM | 128833.83 | 9726.95 | 7395.06 | 1984 | 37.42 | 7149.47
HORO | Electra Limited | MHO | Mangahao | GEN | Switchgear | 324 | MHO | TPM | TPM | TPM | 45283.84 | 3418.93 | 2599.29 | 892.8 | 37.42 | 2586.1
HORO | Electra Limited | MHO | Mangahao | GEN | Switchgear | 342 | MHO | TPM | TPM | TPM | 128833.83 | 9726.95 | 7395.06 | 1984 | 37.42 | 7149.47
HORO | Electra Limited | MHO | Mangahao | GEN | Switchgear | 337-317 | MHO | TPM | TPM | TPM | 33289.28 | 2513.34 | 1910.8 | 1984 | 37.42 | 2397.93
HORO | Electra Limited | MHO | Mangahao | OFT | Switchgear | 102 | MHO | TPM | TPM | TPM | 205485.63 | 15514.17 | 4541.23 | 1984 | 62.58 | 13792.26
HORO | Electra Limited | MHO | Mangahao | OFT | Switchgear | 112 | MHO | TPM | TPM | TPM | 205485.63 | 15514.17 | 4541.23 | 1984 | 62.58 | 13792.26
HORO | Electra Limited | MHO | Mangahao | OFT | Switchgear | 292 | MHO | TPM | TPM | TPM | 141381.7 | 10674.32 | 3124.54 | 3968 | 100 | 17766.86
HORO | Electra Limited | MHO | Mangahao | OFT | Switchgear | 302 | MHO | TPM | TPM | TPM | 128833.83 | 9726.95 | 2847.23 | 1984 | 62.58 | 9110.51
HORO | Electra Limited | MHO | Mangahao | OFT | Switchgear | 312 | MHO | TPM | TPM | TPM | 141381.7 | 10674.32 | 3124.54 | 3968 | 100 | 17766.86
HORO | Electra Limited | MHO | Mangahao | OFT | Switchgear | 324 | MHO | TPM | TPM | TPM | 45283.84 | 3418.93 | 1000.77 | 892.8 | 62.58 | 3324.56
HORO | Electra Limited | MHO | Mangahao | OFT | Switchgear | 332 | MHO | TPM | TPM | TPM | 141381.7 | 10674.32 | 3124.54 | 3968 | 100 | 17766.86
HORO | Electra Limited | MHO | Mangahao | OFT | Switchgear | 342 | MHO | TPM | TPM | TPM | 128833.83 | 9726.95 | 2847.23 | 1984 | 62.58 | 9110.51
HORO | Electra Limited | MHO | Mangahao | OFT | Switchgear | 352 | MHO | TPM | TPM | TPM | 141381.7 | 10674.32 | 3124.54 | 3968 | 100 | 17766.86
HORO | Electra Limited | MHO | Mangahao | OFT | Switchgear | 337-317 | MHO | TPM | TPM | TPM | 33289.28 | 2513.34 | 735.69 | 1984 | 62.58 | 3274.83
HORO | Electra Limited | MHO | Mangahao | OFT | Switchgear | RM292 | MHO | TPM | TPM | TPM | 17417.22 | 1315 | 384.92 | 0 | 100 | 1699.92
HORO | Electra Limited | MHO | Mangahao | OFT | Switchgear | RM312 | MHO | TPM | TPM | TPM | 17417.22 | 1315 | 384.92 | 0 | 100 | 1699.92
HORO | Electra Limited | MHO | Mangahao | OFT | Switchgear | RM332 | MHO | TPM | TPM | TPM | 17417.22 | 1315 | 384.92 | 0 | 100 | 1699.92
HORO | Electra Limited | MHO | Mangahao | OFT | Switchgear | RM352 | MHO | TPM | TPM | TPM | 17417.22 | 1315 | 384.92 | 0 | 100 | 1699.92
HORO | Electra Limited | PRM | Paraparaumu | OFT | Switchgear | 72 | PRM | TPM | TPM | TPM | 196605.26 | 14843.7 | 4344.98 | 1984 | 100 | 21172.68
HORO | Electra Limited | PRM | Paraparaumu | OFT | Switchgear | 92 | PRM | TPM | TPM | TPM | 196605.26 | 14843.7 | 4344.98 | 1984 | 100 | 21172.68
WPOW | Westpower Limited | DOB | Dobson | OFT | Switchgear | 102 | DOB | TPM | TPM | TPM | 331166.81 | 25003.09 | 7318.79 | 1984 | 100 | 34305.88
HORO | Electra Limited | PRM | Paraparaumu | OFT | Switchgear | 2162 | PRM | TPM | TPM | TPM | 99162.07 | 7486.74 | 2191.48 | 992 | 100 | 10670.22
HORO | Electra Limited | PRM | Paraparaumu | OFT | Switchgear | 2172 | PRM | TPM | TPM | TPM | 92748.31 | 7002.5 | 2049.74 | 992 | 100 | 10044.24
HORO | Electra Limited | PRM | Paraparaumu | OFT | Switchgear | 2182 | PRM | TPM | TPM | TPM | 92748.31 | 7002.5 | 2049.74 | 992 | 100 | 10044.24
HORO | Electra Limited | PRM | Paraparaumu | OFT | Switchgear | 2198 | PRM | TPM | TPM | TPM | 49086.64 | 3706.04 | 1084.81 | 992 | 100 | 5782.85
HORO | Electra Limited | PRM | Paraparaumu | OFT | Switchgear | 2222 | PRM | TPM | TPM | TPM | 92748.31 | 7002.5 | 2049.74 | 992 | 100 | 10044.24
HORO | Electra Limited | PRM | Paraparaumu | OFT | Switchgear | 2232 | PRM | TPM | TPM | TPM | 92748.31 | 7002.5 | 2049.74 | 992 | 100 | 10044.24
HORO | Electra Limited | PRM | Paraparaumu | OFT | Switchgear | 2242 | PRM | TPM | TPM | TPM | 99162.07 | 7486.74 | 2191.48 | 992 | 100 | 10670.22
HORO | Electra Limited | PRM | Paraparaumu | OFT | Switchgear | 2252 | PRM | TPM | TPM | TPM | 92748.31 | 7002.5 | 2049.74 | 992 | 100 | 10044.24
HORO | Electra Limited | PRM | Paraparaumu | OFT | Switchgear | RM2162 | PRM | TPM | TPM | TPM | 29129.16 | 2199.25 | 643.75 | 0 | 100 | 2843
HORO | Electra Limited | PRM | Paraparaumu | OFT | Switchgear | RM2242 | PRM | TPM | TPM | TPM | 29129.16 | 2199.25 | 643.75 | 0 | 100 | 2843
HRZE | Horizon Energy Distribution Limited | EDG | Edgecumbe | GEN | Switchgear | 52 | EDG | NEA | NEA | NEA | 116495.17 | 0 | 0 | 0 | 80.36 | 0
HRZE | Horizon Energy Distribution Limited | EDG | Edgecumbe | GEN | Switchgear | 72 | EDG | NEA | NEA | NEA | 123803.21 | 0 | 0 | 0 | 80.36 | 0
HRZE | Horizon Energy Distribution Limited | EDG | Edgecumbe | GEN | Switchgear | 117 | EDG | NEA | NEA | NEA | 34827.8 | 0 | 0 | 0 | 80.36 | 0
HRZE | Horizon Energy Distribution Limited | EDG | Edgecumbe | GEN | Switchgear | 132 | EDG | NEA | NEA | NEA | 123803.21 | 0 | 0 | 0 | 80.36 | 0
HRZE | Horizon Energy Distribution Limited | EDG | Edgecumbe | GEN | Switchgear | 442 | EDG | NEA | NEA | NEA | 473331.21 | 0 | 0 | 0 | 80.36 | 0
HRZE | Horizon Energy Distribution Limited | EDG | Edgecumbe | GEN | Switchgear | 452 | EDG | NEA | NEA | NEA | 473331.21 | 0 | 0 | 0 | 80.36 | 0
HRZE | Horizon Energy Distribution Limited | EDG | Edgecumbe | GEN | Switchgear | 167-157 | EDG | NEA | NEA | NEA | 59643.13 | 0 | 0 | 0 | 80.36 | 0
HRZE | Horizon Energy Distribution Limited | EDG | Edgecumbe | GEN | Switchgear | 67-57 | EDG | NEA | NEA | NEA | 59643.13 | 0 | 0 | 0 | 80.36 | 0
HRZE | Horizon Energy Distribution Limited | EDG | Edgecumbe | GEN | Switchgear | 77-97 | EDG | NEA | NEA | NEA | 59643.13 | 0 | 0 | 0 | 80.36 | 0
HRZE | Horizon Energy Distribution Limited | EDG | Edgecumbe | GEN | Switchgear | RM132 | EDG | NEA | NEA | NEA | 31205.76 | 0 | 0 | 0 | 80.36 | 0
HRZE | Horizon Energy Distribution Limited | EDG | Edgecumbe | GEN | Switchgear | RM72 | EDG | NEA | NEA | NEA | 31205.76 | 0 | 0 | 0 | 80.36 | 0
HRZE | Horizon Energy Distribution Limited | EDG | Edgecumbe | OFT | Switchgear | 52 | EDG | NEA | NEA | NEA | 116495.17 | 0 | 0 | 0 | 19.64 | 0
HRZE | Horizon Energy Distribution Limited | EDG | Edgecumbe | OFT | Switchgear | 62 | EDG | NEA | NEA | NEA | 116495.17 | 0 | 0 | 0 | 100 | 0
HRZE | Horizon Energy Distribution Limited | EDG | Edgecumbe | OFT | Switchgear | 72 | EDG | NEA | NEA | NEA | 123803.21 | 0 | 0 | 0 | 19.64 | 0
HRZE | Horizon Energy Distribution Limited | EDG | Edgecumbe | OFT | Switchgear | 82 | EDG | NEA | NEA | NEA | 116495.17 | 0 | 0 | 0 | 100 | 0
HRZE | Horizon Energy Distribution Limited | EDG | Edgecumbe | OFT | Switchgear | 102 | EDG | NEA | NEA | NEA | 116495.17 | 0 | 0 | 0 | 100 | 0
HRZE | Horizon Energy Distribution Limited | EDG | Edgecumbe | OFT | Switchgear | 112 | EDG | NEA | NEA | NEA | 116495.17 | 0 | 0 | 0 | 100 | 0
HRZE | Horizon Energy Distribution Limited | EDG | Edgecumbe | OFT | Switchgear | 117 | EDG | NEA | NEA | NEA | 34827.8 | 0 | 0 | 0 | 19.64 | 0
HRZE | Horizon Energy Distribution Limited | EDG | Edgecumbe | OFT | Switchgear | 122 | EDG | NEA | NEA | NEA | 116495.17 | 0 | 0 | 0 | 100 | 0
HRZE | Horizon Energy Distribution Limited | EDG | Edgecumbe | OFT | Switchgear | 132 | EDG | NEA | NEA | NEA | 123803.21 | 0 | 0 | 0 | 19.64 | 0
HRZE | Horizon Energy Distribution Limited | EDG | Edgecumbe | OFT | Switchgear | 142 | EDG | NEA | NEA | NEA | 116495.17 | 0 | 0 | 0 | 100 | 0
HRZE | Horizon Energy Distribution Limited | EDG | Edgecumbe | OFT | Switchgear | 162 | EDG | NEA | NEA | NEA | 116495.17 | 0 | 0 | 0 | 100 | 0
HRZE | Horizon Energy Distribution Limited | EDG | Edgecumbe | OFT | Switchgear | 442 | EDG | NEA | NEA | NEA | 473331.21 | 0 | 0 | 0 | 19.64 | 0
HRZE | Horizon Energy Distribution Limited | EDG | Edgecumbe | OFT | Switchgear | 452 | EDG | NEA | NEA | NEA | 473331.21 | 0 | 0 | 0 | 19.64 | 0
HRZE | Horizon Energy Distribution Limited | EDG | Edgecumbe | OFT | Switchgear | 167-157 | EDG | NEA | NEA | NEA | 59643.13 | 0 | 0 | 0 | 19.64 | 0
HRZE | Horizon Energy Distribution Limited | EDG | Edgecumbe | OFT | Switchgear | 67-57 | EDG | NEA | NEA | NEA | 59643.13 | 0 | 0 | 0 | 19.64 | 0
HRZE | Horizon Energy Distribution Limited | EDG | Edgecumbe | OFT | Switchgear | 77-97 | EDG | NEA | NEA | NEA | 59643.13 | 0 | 0 | 0 | 19.64 | 0
HRZE | Horizon Energy Distribution Limited | EDG | Edgecumbe | OFT | Switchgear | RM132 | EDG | NEA | NEA | NEA | 31205.76 | 0 | 0 | 0 | 19.64 | 0
HRZE | Horizon Energy Distribution Limited | EDG | Edgecumbe | OFT | Switchgear | RM72 | EDG | NEA | NEA | NEA | 31205.76 | 0 | 0 | 0 | 19.64 | 0
HRZE | Horizon Energy Distribution Limited | KAW | Kawerau | GEN | Switchgear | 8 | KAW | TPM | TPM | TPM | 84884.11 | 6408.75 | 4872.35 | 992 | 1.21 | 148.5
HRZE | Horizon Energy Distribution Limited | KAW | Kawerau | GEN | Switchgear | 9 | KAW | TPM | TPM | TPM | 0.02 | 0 | 0 | 992 | 1.21 | 12
HRZE | Horizon Energy Distribution Limited | KAW | Kawerau | GEN | Switchgear | 11 | KAW | TPM | TPM | TPM | 84884.11 | 6408.75 | 4872.35 | 992 | 1.21 | 148.5
HRZE | Horizon Energy Distribution Limited | KAW | Kawerau | GEN | Switchgear | 12 | KAW | TPM | TPM | TPM | 84884.11 | 6408.75 | 4872.35 | 992 | 1.21 | 148.5
HRZE | Horizon Energy Distribution Limited | KAW | Kawerau | GEN | Switchgear | 13 | KAW | TPM | TPM | TPM | 84884.11 | 6408.75 | 4872.35 | 992 | 1.21 | 148.5
HRZE | Horizon Energy Distribution Limited | KAW | Kawerau | GEN | Switchgear | 14 | KAW | TPM | TPM | TPM | 84884.11 | 6408.75 | 4872.35 | 992 | 1.21 | 148.5
HRZE | Horizon Energy Distribution Limited | KAW | Kawerau | GEN | Switchgear | 15 | KAW | TPM | TPM | TPM | 84884.11 | 6408.75 | 4872.35 | 992 | 1.21 | 148.5
HRZE | Horizon Energy Distribution Limited | KAW | Kawerau | GEN | Switchgear | 37 | KAW | TPM | TPM | TPM | 87493.14 | 6605.73 | 5022.11 | 992 | 1.21 | 152.7
HRZE | Horizon Energy Distribution Limited | KAW | Kawerau | GEN | Switchgear | 39 | KAW | TPM | TPM | TPM | 87493.14 | 6605.73 | 5022.11 | 992 | 1.21 | 152.7
HRZE | Horizon Energy Distribution Limited | KAW | Kawerau | GEN | Switchgear | 42 | KAW | TPM | TPM | TPM | 347493.52 | 26235.76 | 19946.13 | 1984 | 1.21 | 582.81
HRZE | Horizon Energy Distribution Limited | KAW | Kawerau | GEN | Switchgear | 52 | KAW | TPM | TPM | TPM | 347493.52 | 26235.76 | 19946.13 | 1984 | 1.21 | 582.81
HRZE | Horizon Energy Distribution Limited | KAW | Kawerau | GEN | Switchgear | RM37 | KAW | TPM | TPM | TPM | 23231.36 | 1753.97 | 1333.48 | 0 | 1.21 | 37.36
HRZE | Horizon Energy Distribution Limited | KAW | Kawerau | GEN | Switchgear | RM39 | KAW | TPM | TPM | TPM | 23231.36 | 1753.97 | 1333.48 | 0 | 1.21 | 37.36
HRZE | Horizon Energy Distribution Limited | KAW | Kawerau | OFT | Switchgear | 8 | KAW | TPM | TPM | TPM | 84884.11 | 6408.75 | 1875.94 | 992 | 98.79 | 9164.44
HRZE | Horizon Energy Distribution Limited | KAW | Kawerau | OFT | Switchgear | 9 | KAW | TPM | TPM | TPM | 0.02 | 0 | 0 | 992 | 98.79 | 980
HRZE | Horizon Energy Distribution Limited | KAW | Kawerau | OFT | Switchgear | 11 | KAW | TPM | TPM | TPM | 84884.11 | 6408.75 | 1875.94 | 992 | 98.79 | 9164.44
HRZE | Horizon Energy Distribution Limited | KAW | Kawerau | OFT | Switchgear | 12 | KAW | TPM | TPM | TPM | 84884.11 | 6408.75 | 1875.94 | 992 | 98.79 | 9164.44
HRZE | Horizon Energy Distribution Limited | KAW | Kawerau | OFT | Switchgear | 13 | KAW | TPM | TPM | TPM | 84884.11 | 6408.75 | 1875.94 | 992 | 98.79 | 9164.44
HRZE | Horizon Energy Distribution Limited | KAW | Kawerau | OFT | Switchgear | 14 | KAW | TPM | TPM | TPM | 84884.11 | 6408.75 | 1875.94 | 992 | 98.79 | 9164.44
HRZE | Horizon Energy Distribution Limited | KAW | Kawerau | OFT | Switchgear | 15 | KAW | TPM | TPM | TPM | 84884.11 | 6408.75 | 1875.94 | 992 | 98.79 | 9164.44
HRZE | Horizon Energy Distribution Limited | KAW | Kawerau | OFT | Switchgear | 37 | KAW | TPM | TPM | TPM | 87493.14 | 6605.73 | 1933.6 | 992 | 98.79 | 9416
HRZE | Horizon Energy Distribution Limited | KAW | Kawerau | OFT | Switchgear | 39 | KAW | TPM | TPM | TPM | 87493.14 | 6605.73 | 1933.6 | 992 | 98.79 | 9416
HRZE | Horizon Energy Distribution Limited | KAW | Kawerau | OFT | Switchgear | 42 | KAW | TPM | TPM | TPM | 347493.52 | 26235.76 | 7679.61 | 1984 | 98.79 | 35464.99
HRZE | Horizon Energy Distribution Limited | KAW | Kawerau | OFT | Switchgear | 52 | KAW | TPM | TPM | TPM | 347493.52 | 26235.76 | 7679.61 | 1984 | 98.79 | 35464.99
HRZE | Horizon Energy Distribution Limited | KAW | Kawerau | OFT | Switchgear | RM37 | KAW | TPM | TPM | TPM | 23231.36 | 1753.97 | 513.41 | 0 | 98.79 | 2239.94
HRZE | Horizon Energy Distribution Limited | KAW | Kawerau | OFT | Switchgear | RM39 | KAW | TPM | TPM | TPM | 23231.36 | 1753.97 | 513.41 | 0 | 98.79 | 2239.94
HRZE | Horizon Energy Distribution Limited | TKH | Te Kaha | OFT | Switchgear | 222 | EDG | TPM | TPM | TPM | 509625.72 | 38476.74 | 11262.73 | 3968 | 13.7 | 7357.92
HRZE | Horizon Energy Distribution Limited | TKH | Te Kaha | OFT | Switchgear | LTB1 | EDG | TPM | TPM | TPM | 271431.39 | 20493.07 | 5998.63 | 992 | 13.7 | 3765.27
HRZE | Horizon Energy Distribution Limited | TKH | Te Kaha | OFT | Switchgear | 1 | TKH | TPM | TPM | TPM | 49105.88 | 3707.49 | 1085.24 | 1984 | 100 | 6776.73
HRZE | Horizon Energy Distribution Limited | TKH | Te Kaha | OFT | Switchgear | 2 | TKH | TPM | TPM | TPM | 49105.88 | 3707.49 | 1085.24 | 1984 | 100 | 6776.73
HRZE | Horizon Energy Distribution Limited | TKH | Te Kaha | OFT | Switchgear | 1051 | TKH | TPM | TPM | TPM | 52041.68 | 3929.15 | 1150.12 | 2976 | 100 | 8055.27
HRZE | Horizon Energy Distribution Limited | TKH | Te Kaha | OFT | Switchgear | LTB1 | TKH | TPM | TPM | TPM | 0.04 | 0 | 0 | 992 | 100 | 992
HRZE | Horizon Energy Distribution Limited | TKH | Te Kaha | OFT | Switchgear | RM1 | TKH | TPM | TPM | TPM | 31410.32 | 2371.48 | 694.17 | 0 | 100 | 3065.65
HRZE | Horizon Energy Distribution Limited | TKH | Te Kaha | OFT | Switchgear | 92 | WAI | TPM | TPM | TPM | 236477.72 | 17854.07 | 5226.16 | 3968 | 100 | 27048.23
HRZE | Horizon Energy Distribution Limited | TKH | Te Kaha | OFT | Switchgear | 102 | WAI | TPM | TPM | TPM | 347493.52 | 26235.76 | 7679.61 | 1984 | 13.7 | 4918.21
HRZE | Horizon Energy Distribution Limited | TKH | Te Kaha | OFT | Switchgear | 112 | WAI | TPM | TPM | TPM | 347493.52 | 26235.76 | 7679.61 | 1984 | 13.7 | 4918.21
HRZE | Horizon Energy Distribution Limited | TKH | Te Kaha | OFT | Switchgear | 2732 | WAI | TPM | TPM | TPM | 78531.14 | 5929.1 | 1735.54 | 992 | 13.7 | 1185.96
HRZE | Horizon Energy Distribution Limited | TKH | Te Kaha | OFT | Switchgear | 2742 | WAI | TPM | TPM | TPM | 78531.14 | 5929.1 | 1735.54 | 992 | 13.7 | 1185.96
HRZE | Horizon Energy Distribution Limited | TKH | Te Kaha | OFT | Switchgear | 2752 | WAI | TPM | TPM | TPM | 74255.3 | 5606.28 | 1641.04 | 992 | 100 | 8239.32
HRZE | Horizon Energy Distribution Limited | TKH | Te Kaha | OFT | Switchgear | LTB1 | WAI | TPM | TPM | TPM | 0.03 | 0 | 0 | 992 | 13.7 | 135.9
HRZE | Horizon Energy Distribution Limited | TKH | Te Kaha | OFT | Switchgear | RM2752 | WAI | TPM | TPM | TPM | 31410.32 | 2371.48 | 694.17 | 0 | 100 | 3065.65
HRZE | Horizon Energy Distribution Limited | WAI | Waiotahi | OFT | Switchgear | 222 | EDG | TPM | TPM | TPM | 509625.72 | 38476.74 | 11262.73 | 3968 | 86.3 | 46349.55
HRZE | Horizon Energy Distribution Limited | WAI | Waiotahi | OFT | Switchgear | LTB1 | EDG | TPM | TPM | TPM | 271431.39 | 20493.07 | 5998.63 | 992 | 86.3 | 23718.43
HRZE | Horizon Energy Distribution Limited | WAI | Waiotahi | OFT | Switchgear | 102 | WAI | TPM | TPM | TPM | 347493.52 | 26235.76 | 7679.61 | 1984 | 86.3 | 30981.16
HRZE | Horizon Energy Distribution Limited | WAI | Waiotahi | OFT | Switchgear | 112 | WAI | TPM | TPM | TPM | 347493.52 | 26235.76 | 7679.61 | 1984 | 86.3 | 30981.16
HRZE | Horizon Energy Distribution Limited | WAI | Waiotahi | OFT | Switchgear | 2722 | WAI | TPM | TPM | TPM | 74255.3 | 5606.28 | 1641.04 | 992 | 100 | 8239.32
HRZE | Horizon Energy Distribution Limited | WAI | Waiotahi | OFT | Switchgear | 2732 | WAI | TPM | TPM | TPM | 78531.14 | 5929.1 | 1735.54 | 992 | 86.3 | 7470.68
HRZE | Horizon Energy Distribution Limited | WAI | Waiotahi | OFT | Switchgear | 2742 | WAI | TPM | TPM | TPM | 78531.14 | 5929.1 | 1735.54 | 992 | 86.3 | 7470.68
HRZE | Horizon Energy Distribution Limited | WAI | Waiotahi | OFT | Switchgear | LTB1 | WAI | TPM | TPM | TPM | 0.03 | 0 | 0 | 992 | 86.3 | 856.1
HRZE | Horizon Energy Distribution Limited | WAI | Waiotahi | OFT | Switchgear | RM2722 | WAI | TPM | TPM | TPM | 31410.32 | 2371.48 | 694.17 | 0 | 100 | 3065.65
WPOW | Westpower Limited | DOB | Dobson | GEN | Switchgear | RM1352 | DOB | TPM | TPM | TPM | 32316.8 | 2439.92 | 1854.98 | 0 | 0 | 0
WPOW | Westpower Limited | DOB | Dobson | GEN | Switchgear | RM1332 | DOB | TPM | TPM | TPM | 32316.8 | 2439.92 | 1854.98 | 0 | 0 | 0
WPOW | Westpower Limited | DOB | Dobson | GEN | Switchgear | 1352 | DOB | TPM | TPM | TPM | 185873.18 | 14033.43 | 10669.12 | 1984 | 0 | 0
WPOW | Westpower Limited | DOB | Dobson | GEN | Switchgear | 1332 | DOB | TPM | TPM | TPM | 185873.18 | 14033.43 | 10669.12 | 1984 | 0 | 0
WPOW | Westpower Limited | DOB | Dobson | GEN | Switchgear | 122 | DOB | TPM | TPM | TPM | 331166.81 | 25003.09 | 19008.97 | 1984 | 0 | 0
WPOW | Westpower Limited | DOB | Dobson | GEN | Switchgear | 102 | DOB | TPM | TPM | TPM | 331166.81 | 25003.09 | 19008.97 | 1984 | 0 | 0
MARL | Marlborough Lines Limited | BLN | Blenheim | OFT | Switchgear | 72 | BLN | TPM | TPM | TPM | 347493.52 | 26235.76 | 7679.61 | 1984 | 100 | 35899.37
MARL | Marlborough Lines Limited | BLN | Blenheim | OFT | Switchgear | 92 | BLN | TPM | TPM | TPM | 347493.52 | 26235.76 | 7679.61 | 1984 | 100 | 35899.37
WNST | Winstone Pulp International Limited | TNG | Tangiwai | OFT | Switchgear | RM34 | TNG | TPM | TPM | TPM | 31410.32 | 2371.48 | 694.17 | 0 | 100 | 3065.65
MARL | Marlborough Lines Limited | BLN | Blenheim | OFT | Switchgear | 2032 | BLN | TPM | TPM | TPM | 92748.31 | 7002.5 | 2049.74 | 892.8 | 100 | 9945.04
MARL | Marlborough Lines Limited | BLN | Blenheim | OFT | Switchgear | 2042 | BLN | TPM | TPM | TPM | 92748.31 | 7002.5 | 2049.74 | 892.8 | 100 | 9945.04
MARL | Marlborough Lines Limited | BLN | Blenheim | OFT | Switchgear | 2052 | BLN | TPM | TPM | TPM | 92748.31 | 7002.5 | 2049.74 | 892.8 | 100 | 9945.04
MARL | Marlborough Lines Limited | BLN | Blenheim | OFT | Switchgear | 2092 | BLN | TPM | TPM | TPM | 99162.07 | 7486.74 | 2191.48 | 992 | 100 | 10670.22
MARL | Marlborough Lines Limited | BLN | Blenheim | OFT | Switchgear | 2108 | BLN | TPM | TPM | TPM | 106431 | 8035.54 | 2352.13 | 992 | 100 | 11379.67
MARL | Marlborough Lines Limited | BLN | Blenheim | OFT | Switchgear | 2112 | BLN | TPM | TPM | TPM | 99162.07 | 7486.74 | 2191.48 | 992 | 100 | 10670.22
MARL | Marlborough Lines Limited | BLN | Blenheim | OFT | Switchgear | 2152 | BLN | TPM | TPM | TPM | 92748.31 | 7002.5 | 2049.74 | 892.8 | 100 | 9945.04
MARL | Marlborough Lines Limited | BLN | Blenheim | OFT | Switchgear | 2162 | BLN | TPM | TPM | TPM | 92748.31 | 7002.5 | 2049.74 | 892.8 | 100 | 9945.04
MARL | Marlborough Lines Limited | BLN | Blenheim | OFT | Switchgear | 2172 | BLN | TPM | TPM | TPM | 92748.31 | 7002.5 | 2049.74 | 892.8 | 100 | 9945.04
WNST | Winstone Pulp International Limited | TNG | Tangiwai | OFT | Switchgear | RM32 | TNG | TPM | TPM | TPM | 31410.32 | 2371.48 | 694.17 | 0 | 100 | 3065.65
WNST | Winstone Pulp International Limited | TNG | Tangiwai | OFT | Switchgear | 332 | TNG | TPM | TPM | TPM | 1053162.69 | 79513.78 | 23274.9 | 4960 | 82.8 | 89215.91
WNST | Winstone Pulp International Limited | TNG | Tangiwai | OFT | Switchgear | 312 | TNG | TPM | TPM | TPM | 1053162.69 | 79513.78 | 23274.9 | 4960 | 82.8 | 89215.91
WNST | Winstone Pulp International Limited | TNG | Tangiwai | OFT | Switchgear | 288 | TNG | TPM | TPM | TPM | 146406.91 | 11053.72 | 3235.59 | 2976 | 82.8 | 14295.68
WNST | Winstone Pulp International Limited | TNG | Tangiwai | OFT | Switchgear | 272 | TNG | TPM | TPM | TPM | 473331.21 | 35736.51 | 10460.62 | 2976 | 100 | 49173.13
WNST | Winstone Pulp International Limited | TNG | Tangiwai | OFT | Switchgear | 252 | TNG | TPM | TPM | TPM | 473331.21 | 35736.51 | 10460.62 | 2976 | 100 | 49173.13
WNST | Winstone Pulp International Limited | TNG | Tangiwai | OFT | Switchgear | 34 | TNG | TPM | TPM | TPM | 155603.16 | 11748.04 | 3438.83 | 992 | 100 | 16178.87
MARL | Marlborough Lines Limited | BLN | Blenheim | OFT | Switchgear | RM2092 | BLN | TPM | TPM | TPM | 31410.32 | 2371.48 | 694.17 | 0 | 100 | 3065.65
MARL | Marlborough Lines Limited | BLN | Blenheim | OFT | Switchgear | RM2112 | BLN | TPM | TPM | TPM | 31410.32 | 2371.48 | 694.17 | 0 | 100 | 3065.65
WNST | Winstone Pulp International Limited | TNG | Tangiwai | OFT | Switchgear | 33 | TNG | TPM | TPM | TPM | 129905.36 | 9807.85 | 2870.91 | 992 | 100 | 13670.76
MARL | Marlborough Lines Limited | BLN | Blenheim | OFT | Switchgear | VT206 | BLN | TPM | TPM | TPM | 0.01 | 0 | 0 | 0 | 100 | 0
MARL | Marlborough Lines Limited | BLN | Blenheim | OFT | Switchgear | VT214 | BLN | TPM | TPM | TPM | 1.07 | 0.08 | 0.02 | 0 | 100 | 0.1
WNST | Winstone Pulp International Limited | TNG | Tangiwai | OFT | Switchgear | 32 | TNG | TPM | TPM | TPM | 155603.16 | 11748.04 | 3438.83 | 992 | 100 | 16178.87
WNST | Winstone Pulp International Limited | TNG | Tangiwai | OFT | Switchgear | 17 | TNG | TPM | TPM | TPM | 102155.16 | 7712.71 | 2257.63 | 992 | 100 | 10962.34
WNST | Winstone Pulp International Limited | TNG | Tangiwai | OFT | Switchgear | 16 | TNG | TPM | TPM | TPM | 102155.16 | 7712.71 | 2257.63 | 992 | 100 | 10962.34
WNST | Winstone Pulp International Limited | TNG | Tangiwai | OFT | Switchgear | 14 | TNG | TPM | TPM | TPM | 102155.16 | 7712.71 | 2257.63 | 992 | 100 | 10962.34
WNST | Winstone Pulp International Limited | TNG | Tangiwai | GEN | Switchgear | RM34 | TNG | TPM | TPM | TPM | 31410.32 | 2371.48 | 1802.95 | 0 | 0 | 0
WNST | Winstone Pulp International Limited | TNG | Tangiwai | GEN | Switchgear | RM32 | TNG | TPM | TPM | TPM | 31410.32 | 2371.48 | 1802.95 | 0 | 0 | 0
WNST | Winstone Pulp International Limited | TNG | Tangiwai | GEN | Switchgear | 332 | TNG | TPM | TPM | TPM | 1053162.69 | 79513.78 | 60451.54 | 4960 | 0 | 0
WNST | Winstone Pulp International Limited | TNG | Tangiwai | GEN | Switchgear | 312 | TNG | TPM | TPM | TPM | 1053162.69 | 79513.78 | 60451.54 | 4960 | 0 | 0
WNST | Winstone Pulp International Limited | TNG | Tangiwai | GEN | Switchgear | 288 | TNG | TPM | TPM | TPM | 146406.91 | 11053.72 | 8403.76 | 2976 | 0 | 0
WNST | Winstone Pulp International Limited | TNG | Tangiwai | GEN | Switchgear | 272 | TNG | TPM | TPM | TPM | 473331.21 | 35736.51 | 27169.21 | 2976 | 0 | 0
MELW | MEL(Westwind) Limited | WWD | West Wind | GEN | Switchgear | 92 | WIL | TPM | TPM | TPM | 714112.63 | 53915.5 | 40990.06 | 4960 | 43.01 | 42952.18
MELW | MEL(Westwind) Limited | WWD | West Wind | GEN | Switchgear | 112 | WIL | TPM | TPM | TPM | 714112.63 | 53915.5 | 40990.06 | 4960 | 43.01 | 42952.18
WNST | Winstone Pulp International Limited | TNG | Tangiwai | GEN | Switchgear | 252 | TNG | TPM | TPM | TPM | 473331.21 | 35736.51 | 27169.21 | 2976 | 0 | 0
WNST | Winstone Pulp International Limited | TNG | Tangiwai | GEN | Switchgear | 34 | TNG | TPM | TPM | TPM | 155603.16 | 11748.04 | 8931.62 | 992 | 0 | 0
WNST | Winstone Pulp International Limited | TNG | Tangiwai | GEN | Switchgear | 33 | TNG | TPM | TPM | TPM | 129905.36 | 9807.85 | 7456.57 | 992 | 0 | 0
WNST | Winstone Pulp International Limited | TNG | Tangiwai | GEN | Switchgear | 32 | TNG | TPM | TPM | TPM | 155603.16 | 11748.04 | 8931.62 | 992 | 0 | 0
MELW | MEL(Westwind) Limited | WWD | West Wind | OFT | Switchgear | 92 | WIL | TPM | TPM | TPM | 714112.63 | 53915.5 | 15781.89 | 4960 | 0.3 | 223.97
MELW | MEL(Westwind) Limited | WWD | West Wind | OFT | Switchgear | 112 | WIL | TPM | TPM | TPM | 714112.63 | 53915.5 | 15781.89 | 4960 | 0.3 | 223.97
WNST | Winstone Pulp International Limited | TNG | Tangiwai | GEN | Switchgear | 17 | TNG | TPM | TPM | TPM | 102155.16 | 7712.71 | 5863.71 | 992 | 0 | 0
WNST | Winstone Pulp International Limited | TNG | Tangiwai | GEN | Switchgear | 16 | TNG | TPM | TPM | TPM | 102155.16 | 7712.71 | 5863.71 | 992 | 0 | 0
WNST | Winstone Pulp International Limited | TNG | Tangiwai | GEN | Switchgear | 14 | TNG | TPM | TPM | TPM | 102155.16 | 7712.71 | 5863.71 | 992 | 0 | 0
MERI | Meridian Energy Limited | AVI | Aviemore | GEN | Switchgear | 42 | AVI | TPM | TPM | TPM | 157965.97 | 11926.43 | 9067.25 | 892.8 | 99.77 | 21836.14
MERI | Meridian Energy Limited | AVI | Aviemore | GEN | Switchgear | 52 | AVI | TPM | TPM | TPM | 157965.97 | 11926.43 | 9067.25 | 892.8 | 99.77 | 21836.14
MERI | Meridian Energy Limited | AVI | Aviemore | GEN | Switchgear | 62 | AVI | TPM | TPM | TPM | 157965.97 | 11926.43 | 9067.25 | 892.8 | 99.77 | 21836.14
MERI | Meridian Energy Limited | AVI | Aviemore | GEN | Switchgear | 72 | AVI | TPM | TPM | TPM | 157965.97 | 11926.43 | 9067.25 | 892.8 | 99.77 | 21836.14
MERI | Meridian Energy Limited | AVI | Aviemore | OFT | Switchgear | 42 | AVI | TPM | TPM | TPM | 157965.97 | 11926.43 | 3491.05 | 892.8 | 0.23 | 37.51
MERI | Meridian Energy Limited | AVI | Aviemore | OFT | Switchgear | 52 | AVI | TPM | TPM | TPM | 157965.97 | 11926.43 | 3491.05 | 892.8 | 0.23 | 37.51
MERI | Meridian Energy Limited | AVI | Aviemore | OFT | Switchgear | 62 | AVI | TPM | TPM | TPM | 157965.97 | 11926.43 | 3491.05 | 892.8 | 0.23 | 37.51
MERI | Meridian Energy Limited | AVI | Aviemore | OFT | Switchgear | 72 | AVI | TPM | TPM | TPM | 157965.97 | 11926.43 | 3491.05 | 892.8 | 0.23 | 37.51
MERI | Meridian Energy Limited | BEN | Benmore | GEN | Switchgear | 462 | BEN | TPM | TPM | TPM | 421195.34 | 31800.25 | 24176.61 | 1785.6 | 98.41 | 56844.04
MERI | Meridian Energy Limited | BEN | Benmore | GEN | Switchgear | 522 | BEN | TPM | TPM | TPM | 421195.34 | 31800.25 | 24176.61 | 1785.6 | 98.41 | 56844.04
MERI | Meridian Energy Limited | BEN | Benmore | OFT | Switchgear | 462 | BEN | TPM | TPM | TPM | 421195.34 | 31800.25 | 9308.42 | 1785.6 | 1.59 | 682.02
MERI | Meridian Energy Limited | BEN | Benmore | OFT | Switchgear | 522 | BEN | TPM | TPM | TPM | 421195.34 | 31800.25 | 9308.42 | 1785.6 | 1.59 | 682.02
MERI | Meridian Energy Limited | MAN | Manapouri | GEN | Switchgear | 42 | MAN | TPM | TPM | TPM | 159529.99 | 12044.51 | 9157.02 | 892.8 | 100 | 22094.33
MERI | Meridian Energy Limited | MAN | Manapouri | GEN | Switchgear | 52 | MAN | TPM | TPM | TPM | 159529.99 | 12044.51 | 9157.02 | 892.8 | 100 | 22094.33
MERI | Meridian Energy Limited | MAN | Manapouri | GEN | Switchgear | 62 | MAN | TPM | TPM | TPM | 159529.99 | 12044.51 | 9157.02 | 892.8 | 100 | 22094.33
MERI | Meridian Energy Limited | MAN | Manapouri | GEN | Switchgear | 72 | MAN | TPM | TPM | TPM | 159529.99 | 12044.51 | 9157.02 | 892.8 | 100 | 22094.33
MERI | Meridian Energy Limited | MAN | Manapouri | GEN | Switchgear | 82 | MAN | TPM | TPM | TPM | 159529.99 | 12044.51 | 9157.02 | 892.8 | 100 | 22094.33
MERI | Meridian Energy Limited | MAN | Manapouri | GEN | Switchgear | 92 | MAN | TPM | TPM | TPM | 159529.99 | 12044.51 | 9157.02 | 892.8 | 100 | 22094.33
MERI | Meridian Energy Limited | MAN | Manapouri | GEN | Switchgear | 102 | MAN | TPM | TPM | TPM | 159529.99 | 12044.51 | 9157.02 | 892.8 | 100 | 22094.33
MERI | Meridian Energy Limited | MAN | Manapouri | GEN | Switchgear | 202 | MAN | TPM | TPM | TPM | 892972.4 | 67419.42 | 51256.62 | 3968 | 100 | 122644.04
MERI | Meridian Energy Limited | MAN | Manapouri | GEN | Switchgear | 222 | MAN | TPM | TPM | TPM | 892972.4 | 67419.42 | 51256.62 | 3968 | 100 | 122644.04
MERI | Meridian Energy Limited | MAN | Manapouri | GEN | Switchgear | 238 | MAN | TPM | TPM | TPM | 447039.54 | 33751.49 | 25660.07 | 2976 | 100 | 62387.56
MERI | Meridian Energy Limited | MAN | Manapouri | GEN | Switchgear | 252 | MAN | TPM | TPM | TPM | 892972.4 | 67419.42 | 51256.62 | 3968 | 100 | 122644.04
MERI | Meridian Energy Limited | MAN | Manapouri | GEN | Switchgear | 272 | MAN | TPM | TPM | TPM | 892972.4 | 67419.42 | 51256.62 | 3968 | 100 | 122644.04
MERI | Meridian Energy Limited | MAN | Manapouri | GEN | Switchgear | VT202 | MAN | TPM | TPM | TPM | 0.02 | 0 | 0 | 0 | 100 | 0
MERI | Meridian Energy Limited | MAN | Manapouri | GEN | Switchgear | VT222 | MAN | TPM | TPM | TPM | 0.02 | 0 | 0 | 0 | 100 | 0
MERI | Meridian Energy Limited | MAN | Manapouri | GEN | Switchgear | VT252 | MAN | TPM | TPM | TPM | 0.02 | 0 | 0 | 0 | 100 | 0
MERI | Meridian Energy Limited | MAN | Manapouri | GEN | Switchgear | VT272 | MAN | TPM | TPM | TPM | 0.02 | 0 | 0 | 0 | 100 | 0
MERI | Meridian Energy Limited | MAN | Manapouri | GEN | Switchgear | 612 | NMA | TPM | TPM | TPM | 1053162.69 | 79513.78 | 60451.54 | 4960 | 100 | 144925.32
MERI | Meridian Energy Limited | MAN | Manapouri | GEN | Switchgear | 762 | NMA | TPM | TPM | TPM | 1053162.69 | 79513.78 | 60451.54 | 4960 | 100 | 144925.32
MERI | Meridian Energy Limited | MAN | Manapouri | GEN | Switchgear | 802 | NMA | TPM | TPM | TPM | 1053162.69 | 79513.78 | 60451.54 | 4960 | 100 | 144925.32
MERI | Meridian Energy Limited | MAN | Manapouri | GEN | Switchgear | VT11 | NMA | TPM | TPM | TPM | 0.02 | 0 | 0 | 0 | 100 | 0
MERI | Meridian Energy Limited | MAN | Manapouri | GEN | Switchgear | VT12 | NMA | TPM | TPM | TPM | 0.02 | 0 | 0 | 0 | 100 | 0
MERI | Meridian Energy Limited | MAN | Manapouri | GEN | Switchgear | VT8 | NMA | TPM | TPM | TPM | 0.02 | 0 | 0 | 0 | 100 | 0
MERI | Meridian Energy Limited | MAN | Manapouri | OFT | Switchgear | 42 | MAN | TPM | TPM | TPM | 159529.99 | 12044.51 | 3525.61 | 892.8 | 0 | 0
MERI | Meridian Energy Limited | MAN | Manapouri | OFT | Switchgear | 52 | MAN | TPM | TPM | TPM | 159529.99 | 12044.51 | 3525.61 | 892.8 | 0 | 0
MERI | Meridian Energy Limited | MAN | Manapouri | OFT | Switchgear | 62 | MAN | TPM | TPM | TPM | 159529.99 | 12044.51 | 3525.61 | 892.8 | 0 | 0
MERI | Meridian Energy Limited | MAN | Manapouri | OFT | Switchgear | 72 | MAN | TPM | TPM | TPM | 159529.99 | 12044.51 | 3525.61 | 892.8 | 0 | 0
MERI | Meridian Energy Limited | MAN | Manapouri | OFT | Switchgear | 82 | MAN | TPM | TPM | TPM | 159529.99 | 12044.51 | 3525.61 | 892.8 | 0 | 0
MERI | Meridian Energy Limited | MAN | Manapouri | OFT | Switchgear | 92 | MAN | TPM | TPM | TPM | 159529.99 | 12044.51 | 3525.61 | 892.8 | 0 | 0
MERI | Meridian Energy Limited | MAN | Manapouri | OFT | Switchgear | 102 | MAN | TPM | TPM | TPM | 159529.99 | 12044.51 | 3525.61 | 892.8 | 0 | 0
MERI | Meridian Energy Limited | MAN | Manapouri | OFT | Switchgear | 202 | MAN | TPM | TPM | TPM | 892972.4 | 67419.42 | 19734.69 | 3968 | 0 | 0
MERI | Meridian Energy Limited | MAN | Manapouri | OFT | Switchgear | 212 | MAN | TPM | TPM | TPM | 156154.21 | 11789.64 | 3451.01 | 892.8 | 100 | 16133.45
MERI | Meridian Energy Limited | MAN | Manapouri | OFT | Switchgear | 222 | MAN | TPM | TPM | TPM | 892972.4 | 67419.42 | 19734.69 | 3968 | 0 | 0
MERI | Meridian Energy Limited | MAN | Manapouri | OFT | Switchgear | 238 | MAN | TPM | TPM | TPM | 447039.54 | 33751.49 | 9879.57 | 2976 | 0 | 0
MERI | Meridian Energy Limited | MAN | Manapouri | OFT | Switchgear | 252 | MAN | TPM | TPM | TPM | 892972.4 | 67419.42 | 19734.69 | 3968 | 0 | 0
MERI | Meridian Energy Limited | MAN | Manapouri | OFT | Switchgear | 262 | MAN | TPM | TPM | TPM | 156154.21 | 11789.64 | 3451.01 | 892.8 | 100 | 16133.45
MERI | Meridian Energy Limited | MAN | Manapouri | OFT | Switchgear | 272 | MAN | TPM | TPM | TPM | 892972.4 | 67419.42 | 19734.69 | 3968 | 0 | 0
MERI | Meridian Energy Limited | MAN | Manapouri | OFT | Switchgear | VT202 | MAN | TPM | TPM | TPM | 0.02 | 0 | 0 | 0 | 0 | 0
MERI | Meridian Energy Limited | MAN | Manapouri | OFT | Switchgear | VT222 | MAN | TPM | TPM | TPM | 0.02 | 0 | 0 | 0 | 0 | 0
MERI | Meridian Energy Limited | MAN | Manapouri | OFT | Switchgear | VT252 | MAN | TPM | TPM | TPM | 0.02 | 0 | 0 | 0 | 0 | 0
MERI | Meridian Energy Limited | MAN | Manapouri | OFT | Switchgear | VT272 | MAN | TPM | TPM | TPM | 0.02 | 0 | 0 | 0 | 0 | 0
MERI | Meridian Energy Limited | MAN | Manapouri | OFT | Switchgear | 612 | NMA | TPM | TPM | TPM | 1053162.69 | 79513.78 | 23274.9 | 4960 | 0 | 0
MERI | Meridian Energy Limited | MAN | Manapouri | OFT | Switchgear | 762 | NMA | TPM | TPM | TPM | 1053162.69 | 79513.78 | 23274.9 | 4960 | 0 | 0
MERI | Meridian Energy Limited | MAN | Manapouri | OFT | Switchgear | 802 | NMA | TPM | TPM | TPM | 1053162.69 | 79513.78 | 23274.9 | 4960 | 0 | 0
MERI | Meridian Energy Limited | MAN | Manapouri | OFT | Switchgear | VT11 | NMA | TPM | TPM | TPM | 0.02 | 0 | 0 | 0 | 0 | 0
MERI | Meridian Energy Limited | MAN | Manapouri | OFT | Switchgear | VT12 | NMA | TPM | TPM | TPM | 0.02 | 0 | 0 | 0 | 0 | 0
MERI | Meridian Energy Limited | MAN | Manapouri | OFT | Switchgear | VT8 | NMA | TPM | TPM | TPM | 0.02 | 0 | 0 | 0 | 0 | 0
MERI | Meridian Energy Limited | OHA | Ohau A | GEN | Switchgear | 402 | OHA | TPM | TPM | TPM | 892972.4 | 67419.42 | 51256.62 | 3968 | 98.22 | 120460.98
MERI | Meridian Energy Limited | OHA | Ohau A | GEN | Switchgear | 407 | OHA | TPM | TPM | TPM | 28128.26 | 2123.68 | 1614.56 | 992 | 98.22 | 4646.04
MERI | Meridian Energy Limited | OHA | Ohau A | GEN | Switchgear | 412 | OHA | TPM | TPM | TPM | 159529.99 | 12044.51 | 9157.02 | 892.8 | 98.22 | 21701.05
MERI | Meridian Energy Limited | OHA | Ohau A | GEN | Switchgear | 507 | OHA | TPM | TPM | TPM | 28128.26 | 2123.68 | 1614.56 | 992 | 98.22 | 4646.04
MERI | Meridian Energy Limited | OHA | Ohau A | GEN | Switchgear | 512 | OHA | TPM | TPM | TPM | 159529.99 | 12044.51 | 9157.02 | 892.8 | 98.22 | 21701.05
MERI | Meridian Energy Limited | OHA | Ohau A | GEN | Switchgear | 612 | OHA | TPM | TPM | TPM | 159529.99 | 12044.51 | 9157.02 | 892.8 | 98.22 | 21701.05
MERI | Meridian Energy Limited | OHA | Ohau A | GEN | Switchgear | 702 | OHA | TPM | TPM | TPM | 892972.4 | 67419.42 | 51256.62 | 3968 | 98.22 | 120460.98
MERI | Meridian Energy Limited | OHA | Ohau A | GEN | Switchgear | 707 | OHA | TPM | TPM | TPM | 28128.26 | 2123.68 | 1614.56 | 992 | 98.22 | 4646.04
MERI | Meridian Energy Limited | OHA | Ohau A | GEN | Switchgear | 712 | OHA | TPM | TPM | TPM | 159529.99 | 12044.51 | 9157.02 | 892.8 | 98.22 | 21701.05
MERI | Meridian Energy Limited | OHA | Ohau A | GEN | Switchgear | VT42 | OHA | TPM | TPM | TPM | 0.02 | 0 | 0 | 0 | 98.22 | 0
MERI | Meridian Energy Limited | OHA | Ohau A | GEN | Switchgear | VT72 | OHA | TPM | TPM | TPM | 0.02 | 0 | 0 | 0 | 98.22 | 0
MERI | Meridian Energy Limited | OHA | Ohau A | GEN | Switchgear | 2372 | TWZ | TPM | TPM | TPM | 892972.4 | 67419.42 | 51256.62 | 3968 | 98.22 | 120460.98
MERI | Meridian Energy Limited | OHA | Ohau A | GEN | Switchgear | 2402 | TWZ | TPM | TPM | TPM | 892972.4 | 67419.42 | 51256.62 | 3968 | 98.22 | 120460.98
MERI | Meridian Energy Limited | OHA | Ohau A | OFT | Switchgear | 402 | OHA | TPM | TPM | TPM | 892972.4 | 67419.42 | 19734.69 | 3968 | 1.78 | 1621.97
MERI | Meridian Energy Limited | OHA | Ohau A | OFT | Switchgear | 407 | OHA | TPM | TPM | TPM | 28128.26 | 2123.68 | 621.63 | 992 | 1.78 | 66.52
MERI | Meridian Energy Limited | OHA | Ohau A | OFT | Switchgear | 412 | OHA | TPM | TPM | TPM | 159529.99 | 12044.51 | 3525.61 | 892.8 | 1.78 | 293.04
MERI | Meridian Energy Limited | OHA | Ohau A | OFT | Switchgear | 507 | OHA | TPM | TPM | TPM | 28128.26 | 2123.68 | 621.63 | 992 | 1.78 | 66.52
MERI | Meridian Energy Limited | OHA | Ohau A | OFT | Switchgear | 512 | OHA | TPM | TPM | TPM | 159529.99 | 12044.51 | 3525.61 | 892.8 | 1.78 | 293.04
MERI | Meridian Energy Limited | OHA | Ohau A | OFT | Switchgear | 612 | OHA | TPM | TPM | TPM | 159529.99 | 12044.51 | 3525.61 | 892.8 | 1.78 | 293.04
MERI | Meridian Energy Limited | OHA | Ohau A | OFT | Switchgear | 702 | OHA | TPM | TPM | TPM | 892972.4 | 67419.42 | 19734.69 | 3968 | 1.78 | 1621.97
MERI | Meridian Energy Limited | OHA | Ohau A | OFT | Switchgear | 707 | OHA | TPM | TPM | TPM | 28128.26 | 2123.68 | 621.63 | 992 | 1.78 | 66.52
MERI | Meridian Energy Limited | OHA | Ohau A | OFT | Switchgear | 712 | OHA | TPM | TPM | TPM | 159529.99 | 12044.51 | 3525.61 | 892.8 | 1.78 | 293.04
MERI | Meridian Energy Limited | OHA | Ohau A | OFT | Switchgear | VT42 | OHA | TPM | TPM | TPM | 0.02 | 0 | 0 | 0 | 1.78 | 0
MERI | Meridian Energy Limited | OHA | Ohau A | OFT | Switchgear | VT72 | OHA | TPM | TPM | TPM | 0.02 | 0 | 0 | 0 | 1.78 | 0
MERI | Meridian Energy Limited | OHA | Ohau A | OFT | Switchgear | 2372 | TWZ | TPM | TPM | TPM | 892972.4 | 67419.42 | 19734.69 | 3968 | 1.78 | 1621.97
MERI | Meridian Energy Limited | OHA | Ohau A | OFT | Switchgear | 2402 | TWZ | TPM | TPM | TPM | 892972.4 | 67419.42 | 19734.69 | 3968 | 1.78 | 1621.97
MERI | Meridian Energy Limited | OHB | Ohau B | GEN | Switchgear | 812 | OHB | TPM | TPM | TPM | 159529.99 | 12044.51 | 9157.02 | 892.8 | 98.05 | 21663.49
MERI | Meridian Energy Limited | OHB | Ohau B | GEN | Switchgear | 912 | OHB | TPM | TPM | TPM | 159529.99 | 12044.51 | 9157.02 | 892.8 | 98.05 | 21663.49
MERI | Meridian Energy Limited | OHB | Ohau B | GEN | Switchgear | 1012 | OHB | TPM | TPM | TPM | 159529.99 | 12044.51 | 9157.02 | 892.8 | 98.05 | 21663.49
MERI | Meridian Energy Limited | OHB | Ohau B | GEN | Switchgear | 1112 | OHB | TPM | TPM | TPM | 159529.99 | 12044.51 | 9157.02 | 892.8 | 98.05 | 21663.49
MERI | Meridian Energy Limited | OHB | Ohau B | OFT | Switchgear | 812 | OHB | TPM | TPM | TPM | 159529.99 | 12044.51 | 3525.61 | 892.8 | 1.95 | 321.03
MERI | Meridian Energy Limited | OHB | Ohau B | OFT | Switchgear | 912 | OHB | TPM | TPM | TPM | 159529.99 | 12044.51 | 3525.61 | 892.8 | 1.95 | 321.03
MERI | Meridian Energy Limited | OHB | Ohau B | OFT | Switchgear | 1012 | OHB | TPM | TPM | TPM | 159529.99 | 12044.51 | 3525.61 | 892.8 | 1.95 | 321.03
MERI | Meridian Energy Limited | OHB | Ohau B | OFT | Switchgear | 1112 | OHB | TPM | TPM | TPM | 159529.99 | 12044.51 | 3525.61 | 892.8 | 1.95 | 321.03
MERI | Meridian Energy Limited | OHC | Ohau C | GEN | Switchgear | 1212 | OHC | TPM | TPM | TPM | 159529.99 | 12044.51 | 9157.02 | 892.8 | 98.19 | 21694.42
MERI | Meridian Energy Limited | OHC | Ohau C | GEN | Switchgear | 1312 | OHC | TPM | TPM | TPM | 159529.99 | 12044.51 | 9157.02 | 892.8 | 98.19 | 21694.42
MERI | Meridian Energy Limited | OHC | Ohau C | GEN | Switchgear | 1412 | OHC | TPM | TPM | TPM | 159529.99 | 12044.51 | 9157.02 | 892.8 | 98.19 | 21694.42
MERI | Meridian Energy Limited | OHC | Ohau C | GEN | Switchgear | 1512 | OHC | TPM | TPM | TPM | 159529.99 | 12044.51 | 9157.02 | 892.8 | 98.19 | 21694.42
MERI | Meridian Energy Limited | OHC | Ohau C | OFT | Switchgear | 1212 | OHC | TPM | TPM | TPM | 159529.99 | 12044.51 | 3525.61 | 892.8 | 1.81 | 297.98
MERI | Meridian Energy Limited | OHC | Ohau C | OFT | Switchgear | 1312 | OHC | TPM | TPM | TPM | 159529.99 | 12044.51 | 3525.61 | 892.8 | 1.81 | 297.98
MERI | Meridian Energy Limited | OHC | Ohau C | OFT | Switchgear | 1412 | OHC | TPM | TPM | TPM | 159529.99 | 12044.51 | 3525.61 | 892.8 | 1.81 | 297.98
MERI | Meridian Energy Limited | OHC | Ohau C | OFT | Switchgear | 1512 | OHC | TPM | TPM | TPM | 159529.99 | 12044.51 | 3525.61 | 892.8 | 1.81 | 297.98
MERI | Meridian Energy Limited | TWZ | Twizel | OFT | Switchgear | 2492 | TWZ | TPM | TPM | TPM | 633521.49 | 47830.87 | 14000.82 | 2976 | 17.69 | 11464.48
MERI | Meridian Energy Limited | TWZ | Twizel | OFT | Switchgear | 2522 | TWZ | TPM | TPM | TPM | 633521.49 | 47830.87 | 14000.82 | 2976 | 17.69 | 11464.48
MERI | Meridian Energy Limited | TWZ | Twizel | OFT | Switchgear | 6302 | TWZ | TPM | TPM | TPM | 136264.03 | 10287.93 | 3011.44 | 1984 | 17.69 | 2703.63
MERI | Meridian Energy Limited | TWZ | Twizel | OFT | Switchgear | 6332 | TWZ | TPM | TPM | TPM | 47895.48 | 3616.11 | 1058.49 | 892.8 | 100 | 5567.4
MERI | Meridian Energy Limited | TWZ | Twizel | OFT | Switchgear | 6382 | TWZ | TPM | TPM | TPM | 136264.03 | 10287.93 | 3011.44 | 1984 | 17.69 | 2703.63
MERI | Meridian Energy Limited | TWZ | Twizel | OFT | Switchgear | 6392 | TWZ | TPM | TPM | TPM | 47895.48 | 3616.11 | 1058.49 | 892.8 | 100 | 5567.4
MERI | Meridian Energy Limited | TWZ | Twizel | OFT | Switchgear | 6412 | TWZ | TPM | TPM | TPM | 47895.48 | 3616.11 | 1058.49 | 892.8 | 100 | 5567.4
MERI | Meridian Energy Limited | TWZ | Twizel | OFT | Switchgear | 6327-6347 | TWZ | TPM | TPM | TPM | 35209.17 | 2658.29 | 778.12 | 1984 | 17.69 | 958.87
MERI | Meridian Energy Limited | TWZ | Twizel | OFT | Switchgear | RM6332 | TWZ | TPM | TPM | TPM | 30946.23 | 2336.44 | 683.91 | 0 | 100 | 3020.35
MERI | Meridian Energy Limited | TWZ | Twizel | OFT | Switchgear | RM6392 | TWZ | TPM | TPM | TPM | 30946.23 | 2336.44 | 683.91 | 0 | 100 | 3020.35
MERI | Meridian Energy Limited | TWZ | Twizel | OFT | Switchgear | RM6412 | TWZ | TPM | TPM | TPM | 30946.23 | 2336.44 | 683.91 | 0 | 100 | 3020.35
MERI | Meridian Energy Limited | WTK | Waitaki | GEN | Switchgear | 18 | WTK | TPM | TPM | TPM | 154077.64 | 11632.86 | 8844.06 | 992 | 0 | 0
MERI | Meridian Energy Limited | WTK | Waitaki | GEN | Switchgear | 28 | WTK | TPM | TPM | TPM | 154077.64 | 11632.86 | 8844.06 | 992 | 0 | 0
MERI | Meridian Energy Limited | WTK | Waitaki | GEN | Switchgear | 422 | WTK | TPM | TPM | TPM | 468690.7 | 35386.15 | 26902.85 | 1984 | 95.98 | 61689.23
MERI | Meridian Energy Limited | WTK | Waitaki | GEN | Switchgear | 462 | WTK | TPM | TPM | TPM | 468690.7 | 35386.15 | 26902.85 | 1984 | 95.98 | 61689.23
MERI | Meridian Energy Limited | WTK | Waitaki | OFT | Switchgear | 18 | WTK | TPM | TPM | TPM | 154077.64 | 11632.86 | 3405.12 | 992 | 0 | 0
MERI | Meridian Energy Limited | WTK | Waitaki | OFT | Switchgear | 422 | WTK | TPM | TPM | TPM | 468690.7 | 35386.15 | 10358.06 | 1984 | 0 | 0
MERI | Meridian Energy Limited | WTK | Waitaki | OFT | Switchgear | 462 | WTK | TPM | TPM | TPM | 468690.7 | 35386.15 | 10358.06 | 1984 | 0 | 0
METH | Methanex New Zealand Limited | MNI | Motunui | OFT | Switchgear | 812 | MNI | TPM | TPM | TPM | 843788.5 | 63706.03 | 18647.73 | 6944 | 100 | 89297.76
METH | Methanex New Zealand Limited | MNI | Motunui | OFT | Switchgear | 882 | MNI | TPM | TPM | TPM | 843788.5 | 63706.03 | 18647.73 | 6944 | 100 | 89297.76
METH | Methanex New Zealand Limited | MNI | Motunui | OFT | Switchgear | 2052 | MNI | TPM | TPM | TPM | 154077.64 | 11632.86 | 3405.12 | 992 | 100 | 16029.98
METH | Methanex New Zealand Limited | MNI | Motunui | OFT | Switchgear | 2082 | MNI | TPM | TPM | TPM | 154077.64 | 11632.86 | 3405.12 | 992 | 100 | 16029.98
METH | Methanex New Zealand Limited | MNI | Motunui | OFT | Switchgear | RM2052 | MNI | TPM | TPM | TPM | 31102.38 | 2348.23 | 687.36 | 0 | 100 | 3035.59
METH | Methanex New Zealand Limited | MNI | Motunui | OFT | Switchgear | RM2082 | MNI | TPM | TPM | TPM | 31102.38 | 2348.23 | 687.36 | 0 | 100 | 3035.59
MPOW | MainPower New Zealand Limited | ASY | Ashley | OFT | Switchgear | 122 | ASY | TPM | TPM | TPM | 255288.34 | 19274.27 | 5641.87 | 1984 | 100 | 26900.14
MPOW | MainPower New Zealand Limited | ASY | Ashley | OFT | Switchgear | 132 | ASY | SPR | SPR | SPR | 0.04 | 0 | 0 | 0 | 100 | 0
MPOW | MainPower New Zealand Limited | ASY | Ashley | OFT | Switchgear | 152 | ASY | TPM | TPM | TPM | 374203.32 | 28252.35 | 8269.89 | 3968 | 100 | 40490.24
MPOW | MainPower New Zealand Limited | ASY | Ashley | OFT | Switchgear | 162 | ASY | TPM | TPM | TPM | 255288.34 | 19274.27 | 5641.87 | 1984 | 100 | 26900.14
MPOW | MainPower New Zealand Limited | ASY | Ashley | OFT | Switchgear | 172 | ASY | TPM | TPM | TPM | 374203.32 | 28252.35 | 8269.89 | 3968 | 100 | 40490.24
MPOW | MainPower New Zealand Limited | ASY | Ashley | OFT | Switchgear | 2612 | ASY | TPM | TPM | TPM | 74255.3 | 5606.28 | 1641.04 | 892.8 | 100 | 8140.12
MPOW | MainPower New Zealand Limited | ASY | Ashley | OFT | Switchgear | 2622 | ASY | TPM | TPM | TPM | 74255.3 | 5606.28 | 1641.04 | 892.8 | 100 | 8140.12
MPOW | MainPower New Zealand Limited | ASY | Ashley | OFT | Switchgear | 2632 | ASY | TPM | TPM | TPM | 78531.14 | 5929.1 | 1735.54 | 992 | 100 | 8656.64
MPOW | MainPower New Zealand Limited | ASY | Ashley | OFT | Switchgear | 2642 | ASY | TPM | TPM | TPM | 74255.3 | 5606.28 | 1641.04 | 892.8 | 100 | 8140.12
MPOW | MainPower New Zealand Limited | ASY | Ashley | OFT | Switchgear | 2658 | ASY | TPM | TPM | TPM | 75965.64 | 5735.41 | 1678.84 | 992 | 100 | 8406.25
MPOW | MainPower New Zealand Limited | ASY | Ashley | OFT | Switchgear | 2662 | ASY | TPM | TPM | TPM | 74255.3 | 5606.28 | 1641.04 | 892.8 | 100 | 8140.12
MPOW | MainPower New Zealand Limited | ASY | Ashley | OFT | Switchgear | 2672 | ASY | TPM | TPM | TPM | 78531.14 | 5929.1 | 1735.54 | 992 | 100 | 8656.64
MPOW | MainPower New Zealand Limited | ASY | Ashley | OFT | Switchgear | 2682 | ASY | TPM | TPM | TPM | 74255.3 | 5606.28 | 1641.04 | 892.8 | 100 | 8140.12
MPOW | MainPower New Zealand Limited | ASY | Ashley | OFT | Switchgear | 137-147 | ASY | TPM | TPM | TPM | 57991.09 | 4378.33 | 1281.6 | 1984 | 100 | 7643.93
MPOW | MainPower New Zealand Limited | ASY | Ashley | OFT | Switchgear | 157-167 | ASY | TPM | TPM | TPM | 57991.09 | 4378.33 | 1281.6 | 1984 | 100 | 7643.93
MPOW | MainPower New Zealand Limited | ASY | Ashley | OFT | Switchgear | RM2632 | ASY | TPM | TPM | TPM | 31410.32 | 2371.48 | 694.17 | 0 | 100 | 3065.65
MPOW | MainPower New Zealand Limited | ASY | Ashley | OFT | Switchgear | RM2672 | ASY | TPM | TPM | TPM | 31410.32 | 2371.48 | 694.17 | 0 | 100 | 3065.65
MPOW | MainPower New Zealand Limited | ASY | Ashley | OFT | Switchgear | VT5 | ASY | TPM | TPM | TPM | 41641.34 | 3143.92 | 920.27 | 0 | 100 | 4064.19
MPOW | MainPower New Zealand Limited | ASY | Ashley | OFT | Switchgear | 72 | SBK | TPM | TPM | TPM | 485426.5 | 36649.7 | 10727.93 | 3968 | 100 | 51345.63
MPOW | MainPower New Zealand Limited | CUL | Culverden | OFT | Switchgear | 102 | CUL | TPM | TPM | TPM | 331166.81 | 25003.09 | 7318.79 | 1984 | 100 | 34305.88
MPOW | MainPower New Zealand Limited | CUL | Culverden | OFT | Switchgear | 142 | CUL | TPM | TPM | TPM | 485426.5 | 36649.7 | 10727.93 | 3868.8 | 100 | 51246.43
MPOW | MainPower New Zealand Limited | CUL | Culverden | OFT | Switchgear | 147 | CUL | TPM | TPM | TPM | 30332.1 | 2290.07 | 670.34 | 992 | 100 | 3952.41
MPOW | MainPower New Zealand Limited | CUL | Culverden | OFT | Switchgear | 402 | CUL | TPM | TPM | TPM | 806373.29 | 60881.18 | 17820.85 | 3968 | 100 | 82670.03
MPOW | MainPower New Zealand Limited | CUL | Culverden | OFT | Switchgear | 412 | CUL | TPM | TPM | TPM | 806373.29 | 60881.18 | 17820.85 | 3968 | 100 | 82670.03
MPOW | MainPower New Zealand Limited | CUL | Culverden | OFT | Switchgear | 1212 | CUL | TPM | TPM | TPM | 239044.95 | 18047.89 | 5282.89 | 1984 | 100 | 25314.78
MPOW | MainPower New Zealand Limited | CUL | Culverden | OFT | Switchgear | 1222 | CUL | TPM | TPM | TPM | 151175.07 | 11413.72 | 3340.97 | 3670.4 | 100 | 18425.09
MPOW | MainPower New Zealand Limited | CUL | Culverden | OFT | Switchgear | 1232 | CUL | TPM | TPM | TPM | 239044.95 | 18047.89 | 5282.89 | 1984 | 100 | 25314.78
MPOW | MainPower New Zealand Limited | CUL | Culverden | OFT | Switchgear | 1242 | CUL | TPM | TPM | TPM | 151175.07 | 11413.72 | 3340.97 | 3670.4 | 100 | 18425.09
MPOW | MainPower New Zealand Limited | CUL | Culverden | OFT | Switchgear | 1252 | CUL | TPM | TPM | TPM | 239044.95 | 18047.89 | 5282.89 | 1984 | 100 | 25314.78
MPOW | MainPower New Zealand Limited | CUL | Culverden | OFT | Switchgear | 117-127 | CUL | TPM | TPM | TPM | 55317.97 | 4176.51 | 1222.53 | 1984 | 100 | 7383.04
MPOW | MainPower New Zealand Limited | CUL | Culverden | OFT | Switchgear | 1237-1247 | CUL | TPM | TPM | TPM | 61766.65 | 4663.38 | 1365.04 | 1984 | 100 | 8012.42
MPOW | MainPower New Zealand Limited | CUL | Culverden | OFT | Switchgear | RM1222 | CUL | TPM | TPM | TPM | 32316.8 | 2439.92 | 714.2 | 0 | 100 | 3154.12
MPOW | MainPower New Zealand Limited | CUL | Culverden | OFT | Switchgear | RM1242 | CUL | TPM | TPM | TPM | 32316.8 | 2439.92 | 714.2 | 0 | 100 | 3154.12
MPOW | MainPower New Zealand Limited | CUL | Culverden | OFT | Switchgear | VT2 | CUL | TPM | TPM | TPM | 41641.34 | 3143.92 | 920.27 | 0 | 100 | 4064.19
MPOW | MainPower New Zealand Limited | KAI | Kaiapoi | OFT | Switchgear | 1 | KAI | TPM | TPM | TPM | 73143.04 | 5522.3 | 1616.46 | 892.8 | 100 | 8031.56
MPOW | MainPower New Zealand Limited | KAI | Kaiapoi | OFT | Switchgear | 2 | KAI | TPM | TPM | TPM | 73143.04 | 5522.3 | 1616.46 | 892.8 | 100 | 8031.56
MPOW | MainPower New Zealand Limited | KAI | Kaiapoi | OFT | Switchgear | 3 | KAI | TPM | TPM | TPM | 73143.04 | 5522.3 | 1616.46 | 892.8 | 100 | 8031.56
MPOW | MainPower New Zealand Limited | KAI | Kaiapoi | OFT | Switchgear | 4 | KAI | TPM | TPM | TPM | 73143.04 | 5522.3 | 1616.46 | 892.8 | 100 | 8031.56
MPOW | MainPower New Zealand Limited | KAI | Kaiapoi | OFT | Switchgear | 5 | KAI | TPM | TPM | TPM | 0.02 | 0 | 0 | 892.8 | 100 | 892.8
MPOW | MainPower New Zealand Limited | KAI | Kaiapoi | OFT | Switchgear | 6 | KAI | TPM | TPM | TPM | 73143.04 | 5522.3 | 1616.46 | 892.8 | 100 | 8031.56
MPOW | MainPower New Zealand Limited | KAI | Kaiapoi | OFT | Switchgear | 7 | KAI | TPM | TPM | TPM | 73143.04 | 5522.3 | 1616.46 | 892.8 | 100 | 8031.56
MPOW | MainPower New Zealand Limited | KAI | Kaiapoi | OFT | Switchgear | 24 | KAI | TPM | TPM | TPM | 73527.31 | 5551.31 | 1624.95 | 892.8 | 100 | 8069.06
MPOW | MainPower New Zealand Limited | KAI | Kaiapoi | OFT | Switchgear | 36 | KAI | TPM | TPM | TPM | 116524.5 | 8797.6 | 2575.19 | 992 | 100 | 12364.79
MPOW | MainPower New Zealand Limited | KAI | Kaiapoi | OFT | Switchgear | 37 | KAI | TPM | TPM | TPM | 116524.5 | 8797.6 | 2575.19 | 992 | 100 | 12364.79
MPOW | MainPower New Zealand Limited | KAI | Kaiapoi | OFT | Switchgear | 62 | KAI | TPM | TPM | TPM | 327920.08 | 24757.97 | 7247.03 | 1984 | 100 | 33989
MPOW | MainPower New Zealand Limited | KAI | Kaiapoi | OFT | Switchgear | 72 | KAI | TPM | TPM | TPM | 480667.43 | 36290.39 | 10622.75 | 3968 | 100 | 50881.14
MPOW | MainPower New Zealand Limited | KAI | Kaiapoi | OFT | Switchgear | 82 | KAI | TPM | TPM | TPM | 327920.08 | 24757.97 | 7247.03 | 1984 | 100 | 33989
MPOW | MainPower New Zealand Limited | KAI | Kaiapoi | OFT | Switchgear | 92 | KAI | TPM | TPM | TPM | 480667.43 | 36290.39 | 10622.75 | 3968 | 100 | 50881.14
MPOW | MainPower New Zealand Limited | KAI | Kaiapoi | OFT | Switchgear | 87-67 | KAI | TPM | TPM | TPM | 114845.08 | 8670.8 | 2538.08 | 1984 | 100 | 13192.88
MPOW | MainPower New Zealand Limited | KAI | Kaiapoi | OFT | Switchgear | RM36 | KAI | TPM | TPM | TPM | 31102.38 | 2348.23 | 687.36 | 0 | 100 | 3035.59
MPOW | MainPower New Zealand Limited | KAI | Kaiapoi | OFT | Switchgear | RM37 | KAI | TPM | TPM | TPM | 31102.38 | 2348.23 | 687.36 | 0 | 100 | 3035.59
MPOW | MainPower New Zealand Limited | KAI | Kaiapoi | OFT | Switchgear | VT1 | KAI | TPM | TPM | TPM | 41233.09 | 3113.1 | 911.25 | 0 | 100 | 4024.35
MPOW | MainPower New Zealand Limited | KAI | Kaiapoi | OFT | Switchgear | 62 | SBK | TPM | TPM | TPM | 448657.49 | 33873.64 | 9915.33 | 3968 | 100 | 47756.97
MPOW | MainPower New Zealand Limited | KAI | Kaiapoi | OFT | Switchgear | 102 | SBK | TPM | TPM | TPM | 485426.5 | 36649.7 | 10727.93 | 3968 | 100 | 51345.63
MPOW | MainPower New Zealand Limited | SBK | Southbrook | OFT | Switchgear | 42 | SBK | TPM | TPM | TPM | 331166.81 | 25003.09 | 7318.79 | 3968 | 100 | 36289.88
MPOW | MainPower New Zealand Limited | SBK | Southbrook | OFT | Switchgear | 82 | SBK | TPM | TPM | TPM | 331166.81 | 25003.09 | 7318.79 | 1984 | 100 | 34305.88
MPOW | MainPower New Zealand Limited | SBK | Southbrook | OFT | Switchgear | 1252 | SBK | TPM | TPM | TPM | 216723.36 | 16362.61 | 4789.59 | 1984 | 100 | 23136.2
MPOW | MainPower New Zealand Limited | SBK | Southbrook | OFT | Switchgear | 1262 | SBK | TPM | TPM | TPM | 216723.36 | 16362.61 | 4789.59 | 1984 | 100 | 23136.2
MPOW | MainPower New Zealand Limited | SBK | Southbrook | OFT | Switchgear | RM1252 | SBK | TPM | TPM | TPM | 32316.8 | 2439.92 | 714.2 | 0 | 100 | 3154.12
MPOW | MainPower New Zealand Limited | SBK | Southbrook | OFT | Switchgear | RM1262 | SBK | TPM | TPM | TPM | 32316.8 | 2439.92 | 714.2 | 0 | 100 | 3154.12
MPOW | MainPower New Zealand Limited | WPR | Waipara | GEN | Switchgear | 82 | WPR | TPM | TPM | TPM | 331166.81 | 25003.09 | 19008.97 | 1785.6 | 0 | 0
MPOW | MainPower New Zealand Limited | WPR | Waipara | GEN | Switchgear | RM82 | WPR | TPM | TPM | TPM | 45358.11 | 3424.54 | 2603.56 | 0 | 0 | 0
MPOW | MainPower New Zealand Limited | WPR | Waipara | OFT | Switchgear | 82 | WPR | TPM | TPM | TPM | 331166.81 | 25003.09 | 7318.79 | 1785.6 | 100 | 34107.48
MPOW | MainPower New Zealand Limited | WPR | Waipara | OFT | Switchgear | 112 | WPR | TPM | TPM | TPM | 331166.81 | 25003.09 | 7318.79 | 1984 | 100 | 34305.88
MPOW | MainPower New Zealand Limited | WPR | Waipara | OFT | Switchgear | 1122 | WPR | TPM | TPM | TPM | 103702.51 | 7829.54 | 2291.83 | 1984 | 100 | 12105.37
MPOW | MainPower New Zealand Limited | WPR | Waipara | OFT | Switchgear | 1132 | WPR | TPM | TPM | TPM | 113802.69 | 8592.1 | 2515.04 | 3769.6 | 100 | 14876.74
MPOW | MainPower New Zealand Limited | WPR | Waipara | OFT | Switchgear | 1172 | WPR | TPM | TPM | TPM | 146449.82 | 11056.96 | 3236.54 | 3670.4 | 100 | 17963.9
MPOW | MainPower New Zealand Limited | WPR | Waipara | OFT | Switchgear | 1192 | WPR | TPM | TPM | TPM | 113802.69 | 8592.1 | 2515.04 | 3769.6 | 100 | 14876.74
MPOW | MainPower New Zealand Limited | WPR | Waipara | OFT | Switchgear | 1167-1147 | WPR | TPM | TPM | TPM | 0.02 | 0 | 0 | 1984 | 100 | 1984
MPOW | MainPower New Zealand Limited | WPR | Waipara | OFT | Switchgear | RM1122 | WPR | TPM | TPM | TPM | 31410.32 | 2371.48 | 694.17 | 0 | 100 | 3065.65
MPOW | MainPower New Zealand Limited | WPR | Waipara | OFT | Switchgear | RM82 | WPR | TPM | TPM | TPM | 45358.11 | 3424.54 | 1002.41 | 0 | 100 | 4426.95
MRPL | Mighty River Power Limited | ARI | Arapuni | GEN | Switchgear | 42 | ARI | TPM | TPM | TPM | 131264.75 | 9910.49 | 7534.6 | 892.8 | 99.43 | 18233.36
MRPL | Mighty River Power Limited | ARI | Arapuni | GEN | Switchgear | 77 | ARI | TPM | TPM | TPM | 0.02 | 0 | 0 | 992 | 99.43 | 986.35
MRPL | Mighty River Power Limited | ARI | Arapuni | GEN | Switchgear | 82 | ARI | TPM | TPM | TPM | 333746.89 | 25197.89 | 19157.07 | 1785.6 | 99.43 | 45877.56
MRPL | Mighty River Power Limited | ARI | Arapuni | GEN | Switchgear | 92 | ARI | TPM | TPM | TPM | 333746.89 | 25197.89 | 19157.07 | 1785.6 | 99.43 | 45877.56
MRPL | Mighty River Power Limited | ARI | Arapuni | GEN | Switchgear | 102 | ARI | TPM | TPM | TPM | 333746.89 | 25197.89 | 19157.07 | 1785.6 | 99.43 | 45877.56
MRPL | Mighty River Power Limited | ARI | Arapuni | GEN | Switchgear | 112 | ARI | TPM | TPM | TPM | 333746.89 | 25197.89 | 19157.07 | 1785.6 | 99.43 | 45877.56
MRPL | Mighty River Power Limited | ARI | Arapuni | OFT | Switchgear | 42 | ARI | TPM | TPM | TPM | 131264.75 | 9910.49 | 2900.95 | 892.8 | 0.57 | 78.11
MRPL | Mighty River Power Limited | ARI | Arapuni | OFT | Switchgear | 77 | ARI | TPM | TPM | TPM | 0.02 | 0 | 0 | 992 | 0.57 | 5.65
MRPL | Mighty River Power Limited | ARI | Arapuni | OFT | Switchgear | 82 | ARI | TPM | TPM | TPM | 333746.89 | 25197.89 | 7375.81 | 1785.6 | 0.57 | 195.85
MRPL | Mighty River Power Limited | ARI | Arapuni | OFT | Switchgear | 92 | ARI | TPM | TPM | TPM | 333746.89 | 25197.89 | 7375.81 | 1785.6 | 0.57 | 195.85
MRPL | Mighty River Power Limited | ARI | Arapuni | OFT | Switchgear | 102 | ARI | TPM | TPM | TPM | 333746.89 | 25197.89 | 7375.81 | 1785.6 | 0.57 | 195.85
MRPL | Mighty River Power Limited | ARI | Arapuni | OFT | Switchgear | 112 | ARI | TPM | TPM | TPM | 333746.89 | 25197.89 | 7375.81 | 1785.6 | 0.57 | 195.85
MRPL | Mighty River Power Limited | ARA | Aratiatia | GEN | Switchgear | 42 | ARA | TPM | TPM | TPM | 157965.97 | 11926.43 | 9067.25 | 892.8 | 100 | 21886.48
MRPL | Mighty River Power Limited | ARA | Aratiatia | GEN | Switchgear | 52 | ARA | TPM | TPM | TPM | 157965.97 | 11926.43 | 9067.25 | 892.8 | 100 | 21886.48
MRPL | Mighty River Power Limited | ARA | Aratiatia | GEN | Switchgear | 62 | ARA | TPM | TPM | TPM | 157965.97 | 11926.43 | 9067.25 | 892.8 | 100 | 21886.48
MRPL | Mighty River Power Limited | ARA | Aratiatia | GEN | Switchgear | 72 | ARA | TPM | TPM | TPM | 884217.76 | 66758.44 | 50754.1 | 3968 | 100 | 121480.54
MRPL | Mighty River Power Limited | ARA | Aratiatia | GEN | Switchgear | VT72 | ARA | TPM | TPM | TPM | 0.02 | 0 | 0 | 0 | 100 | 0
MRPL | Mighty River Power Limited | ARA | Aratiatia | GEN | Switchgear | 132 | WRK | TPM | TPM | TPM | 844794.19 | 63781.96 | 48491.19 | 3968 | 100 | 116241.15
MRPL | Mighty River Power Limited | ARA | Aratiatia | OFT | Switchgear | 42 | ARA | TPM | TPM | TPM | 157965.97 | 11926.43 | 3491.05 | 892.8 | 0 | 0
MRPL | Mighty River Power Limited | ARA | Aratiatia | OFT | Switchgear | 52 | ARA | TPM | TPM | TPM | 157965.97 | 11926.43 | 3491.05 | 892.8 | 0 | 0
MRPL | Mighty River Power Limited | ARA | Aratiatia | OFT | Switchgear | 62 | ARA | TPM | TPM | TPM | 157965.97 | 11926.43 | 3491.05 | 892.8 | 0 | 0
MRPL | Mighty River Power Limited | ARA | Aratiatia | OFT | Switchgear | 72 | ARA | TPM | TPM | TPM | 884217.76 | 66758.44 | 19541.21 | 3968 | 0 | 0
MRPL | Mighty River Power Limited | ARA | Aratiatia | OFT | Switchgear | VT72 | ARA | TPM | TPM | TPM | 0.02 | 0 | 0 | 0 | 0 | 0
MRPL | Mighty River Power Limited | ARA | Aratiatia | OFT | Switchgear | 132 | WRK | TPM | TPM | TPM | 844794.19 | 63781.96 | 18669.95 | 3968 | 0 | 0
MRPL | Mighty River Power Limited | ATI | Atiamuri | GEN | Switchgear | 42 | ATI | TPM | TPM | TPM | 157965.97 | 11926.43 | 9067.25 | 892.8 | 96.08 | 21028.53
MRPL | Mighty River Power Limited | ATI | Atiamuri | GEN | Switchgear | 52 | ATI | TPM | TPM | TPM | 157965.97 | 11926.43 | 9067.25 | 892.8 | 96.08 | 21028.53
MRPL | Mighty River Power Limited | ATI | Atiamuri | GEN | Switchgear | 62 | ATI | TPM | TPM | TPM | 157965.97 | 11926.43 | 9067.25 | 892.8 | 96.08 | 21028.53
MRPL | Mighty River Power Limited | ATI | Atiamuri | GEN | Switchgear | 72 | ATI | TPM | TPM | TPM | 157965.97 | 11926.43 | 9067.25 | 892.8 | 96.08 | 21028.53
MRPL | Mighty River Power Limited | ATI | Atiamuri | OFT | Switchgear | 42 | ATI | TPM | TPM | TPM | 157965.97 | 11926.43 | 3491.05 | 892.8 | 3.92 | 639.36
MRPL | Mighty River Power Limited | ATI | Atiamuri | OFT | Switchgear | 52 | ATI | TPM | TPM | TPM | 157965.97 | 11926.43 | 3491.05 | 892.8 | 3.92 | 639.36
MRPL | Mighty River Power Limited | ATI | Atiamuri | OFT | Switchgear | 62 | ATI | TPM | TPM | TPM | 157965.97 | 11926.43 | 3491.05 | 892.8 | 3.92 | 639.36
MRPL | Mighty River Power Limited | ATI | Atiamuri | OFT | Switchgear | 72 | ATI | TPM | TPM | TPM | 157965.97 | 11926.43 | 3491.05 | 892.8 | 3.92 | 639.36
MRPL | Mighty River Power Limited | KPO | Karapiro | GEN | Switchgear | LTB1 | CBG | TPM | TPM | TPM | 311322.25 | 23504.83 | 17869.9 | 992 | 44.52 | 18861.67
MRPL | Mighty River Power Limited | KPO | Karapiro | GEN | Switchgear | LTB2 | CBG | TPM | TPM | TPM | 268770.3 | 20292.16 | 15427.42 | 992 | 53.39 | 19600.31
MRPL | Mighty River Power Limited | KPO | Karapiro | GEN | Switchgear | LTB3 | CBG | TPM | TPM | TPM | 311322.25 | 23504.83 | 17869.9 | 992 | 44.52 | 18861.67
MRPL | Mighty River Power Limited | KPO | Karapiro | GEN | Switchgear | LTB4 | CBG | TPM | TPM | TPM | 268770.3 | 20292.16 | 15427.42 | 992 | 53.39 | 19600.31
MRPL | Mighty River Power Limited | KPO | Karapiro | GEN | Switchgear | 112 | HAM | TPM | TPM | TPM | 509800.94 | 38489.97 | 29262.57 | 3968 | 44.52 | 31929.98
MRPL | Mighty River Power Limited | KPO | Karapiro | GEN | Switchgear | 132 | HAM | TPM | TPM | TPM | 509800.94 | 38489.97 | 29262.57 | 3968 | 44.52 | 31929.98
MRPL | Mighty River Power Limited | KPO | Karapiro | GEN | Switchgear | 42 | KPO | TPM | TPM | TPM | 131264.75 | 9910.49 | 7534.6 | 892.8 | 100 | 18337.89
MRPL | Mighty River Power Limited | KPO | Karapiro | GEN | Switchgear | 47 | KPO | TPM | TPM | TPM | 15928.48 | 1202.6 | 914.29 | 992 | 100 | 3108.89
MRPL | Mighty River Power Limited | KPO | Karapiro | GEN | Switchgear | 52 | KPO | TPM | TPM | TPM | 131264.75 | 9910.49 | 7534.6 | 892.8 | 100 | 18337.89
MRPL | Mighty River Power Limited | KPO | Karapiro | GEN | Switchgear | 57 | KPO | TPM | TPM | TPM | 15928.48 | 1202.6 | 914.29 | 992 | 100 | 3108.89
MRPL | Mighty River Power Limited | KPO | Karapiro | GEN | Switchgear | 62 | KPO | TPM | TPM | TPM | 131264.75 | 9910.49 | 7534.6 | 892.8 | 100 | 18337.89
MRPL | Mighty River Power Limited | KPO | Karapiro | GEN | Switchgear | 67 | KPO | TPM | TPM | TPM | 15928.48 | 1202.6 | 914.29 | 992 | 100 | 3108.89
MRPL | Mighty River Power Limited | KPO | Karapiro | GEN | Switchgear | 72 | KPO | TPM | TPM | TPM | 504629.39 | 38099.52 | 28965.73 | 3968 | 53.39 | 37924.65
MRPL | Mighty River Power Limited | KPO | Karapiro | GEN | Switchgear | 77 | KPO | TPM | TPM | TPM | 15928.48 | 1202.6 | 914.29 | 992 | 100 | 3108.89
MRPL | Mighty River Power Limited | KPO | Karapiro | GEN | Switchgear | 87 | KPO | TPM | TPM | TPM | 15928.48 | 1202.6 | 914.29 | 992 | 100 | 3108.89
MRPL | Mighty River Power Limited | KPO | Karapiro | GEN | Switchgear | 92 | KPO | TPM | TPM | TPM | 504629.39 | 38099.52 | 28965.73 | 3968 | 53.39 | 37924.65
MRPL | Mighty River Power Limited | KPO | Karapiro | GEN | Switchgear | 97 | KPO | TPM | TPM | TPM | 15928.48 | 1202.6 | 914.29 | 992 | 100 | 3108.89
MRPL | Mighty River Power Limited | KPO | Karapiro | GEN | Switchgear | 117 | KPO | TPM | TPM | TPM | 15928.48 | 1202.6 | 914.29 | 992 | 100 | 3108.89
MRPL | Mighty River Power Limited | KPO | Karapiro | GEN | Switchgear | 127 | KPO | TPM | TPM | TPM | 11696.92 | 883.12 | 671.4 | 992 | 100 | 2546.52
MRPL | Mighty River Power Limited | KPO | Karapiro | GEN | Switchgear | 137 | KPO | TPM | TPM | TPM | 15928.48 | 1202.6 | 914.29 | 992 | 100 | 3108.89
MRPL | Mighty River Power Limited | KPO | Karapiro | GEN | Switchgear | VT1 | KPO | TPM | TPM | TPM | 48805.45 | 3684.81 | 2801.43 | 0 | 53.39 | 3463
MRPL | Mighty River Power Limited | KPO | Karapiro | GEN | Switchgear | VT2 | KPO | TPM | TPM | TPM | 48805.45 | 3684.81 | 2801.43 | 0 | 53.39 | 3463
MRPL | Mighty River Power Limited | KPO | Karapiro | GEN | Switchgear | VT3 | KPO | TPM | TPM | TPM | 48805.45 | 3684.81 | 2801.43 | 0 | 100 | 6486.24
MRPL | Mighty River Power Limited | KPO | Karapiro | GEN | Switchgear | VT4 | KPO | TPM | TPM | TPM | 48805.45 | 3684.81 | 2801.43 | 0 | 100 | 6486.24
MRPL | Mighty River Power Limited | KPO | Karapiro | OFT | Switchgear | LTB1 | CBG | TPM | TPM | TPM | 311322.25 | 23504.83 | 6880.22 | 992 | 0 | 0
MRPL | Mighty River Power Limited | KPO | Karapiro | OFT | Switchgear | LTB2 | CBG | TPM | TPM | TPM | 268770.3 | 20292.16 | 5939.82 | 992 | 0 | 0
MRPL | Mighty River Power Limited | KPO | Karapiro | OFT | Switchgear | LTB3 | CBG | TPM | TPM | TPM | 311322.25 | 23504.83 | 6880.22 | 992 | 0 | 0
MRPL | Mighty River Power Limited | KPO | Karapiro | OFT | Switchgear | LTB4 | CBG | TPM | TPM | TPM | 268770.3 | 20292.16 | 5939.82 | 992 | 0 | 0
MRPL | Mighty River Power Limited | KPO | Karapiro | OFT | Switchgear | 112 | HAM | TPM | TPM | TPM | 509800.94 | 38489.97 | 11266.6 | 3968 | 0 | 0
MRPL | Mighty River Power Limited | KPO | Karapiro | OFT | Switchgear | 132 | HAM | TPM | TPM | TPM | 509800.94 | 38489.97 | 11266.6 | 3968 | 0 | 0
MRPL | Mighty River Power Limited | KPO | Karapiro | OFT | Switchgear | 42 | KPO | TPM | TPM | TPM | 131264.75 | 9910.49 | 2900.95 | 892.8 | 0 | 0
MRPL | Mighty River Power Limited | KPO | Karapiro | OFT | Switchgear | 47 | KPO | TPM | TPM | TPM | 15928.48 | 1202.6 | 352.02 | 992 | 0 | 0
MRPL | Mighty River Power Limited | KPO | Karapiro | OFT | Switchgear | 52 | KPO | TPM | TPM | TPM | 131264.75 | 9910.49 | 2900.95 | 892.8 | 0 | 0
MRPL | Mighty River Power Limited | KPO | Karapiro | OFT | Switchgear | 57 | KPO | TPM | TPM | TPM | 15928.48 | 1202.6 | 352.02 | 992 | 0 | 0
MRPL | Mighty River Power Limited | KPO | Karapiro | OFT | Switchgear | 62 | KPO | TPM | TPM | TPM | 131264.75 | 9910.49 | 2900.95 | 892.8 | 0 | 0
MRPL | Mighty River Power Limited | KPO | Karapiro | OFT | Switchgear | 67 | KPO | TPM | TPM | TPM | 15928.48 | 1202.6 | 352.02 | 992 | 0 | 0
MRPL | Mighty River Power Limited | KPO | Karapiro | OFT | Switchgear | 72 | KPO | TPM | TPM | TPM | 504629.39 | 38099.52 | 11152.31 | 3968 | 0 | 0
MRPL | Mighty River Power Limited | KPO | Karapiro | OFT | Switchgear | 77 | KPO | TPM | TPM | TPM | 15928.48 | 1202.6 | 352.02 | 992 | 0 | 0
MRPL | Mighty River Power Limited | KPO | Karapiro | OFT | Switchgear | 87 | KPO | TPM | TPM | TPM | 15928.48 | 1202.6 | 352.02 | 992 | 0 | 0
MRPL | Mighty River Power Limited | KPO | Karapiro | OFT | Switchgear | 92 | KPO | TPM | TPM | TPM | 504629.39 | 38099.52 | 11152.31 | 3968 | 0 | 0
MRPL | Mighty River Power Limited | KPO | Karapiro | OFT | Switchgear | 97 | KPO | TPM | TPM | TPM | 15928.48 | 1202.6 | 352.02 | 992 | 0 | 0
MRPL | Mighty River Power Limited | KPO | Karapiro | OFT | Switchgear | 117 | KPO | TPM | TPM | TPM | 15928.48 | 1202.6 | 352.02 | 992 | 0 | 0
MRPL | Mighty River Power Limited | KPO | Karapiro | OFT | Switchgear | 127 | KPO | TPM | TPM | TPM | 11696.92 | 883.12 | 258.5 | 992 | 0 | 0
MRPL | Mighty River Power Limited | KPO | Karapiro | OFT | Switchgear | 137 | KPO | TPM | TPM | TPM | 15928.48 | 1202.6 | 352.02 | 992 | 0 | 0
MRPL | Mighty River Power Limited | KPO | Karapiro | OFT | Switchgear | VT1 | KPO | TPM | TPM | TPM | 48805.45 | 3684.81 | 1078.6 | 0 | 0 | 0
MRPL | Mighty River Power Limited | KPO | Karapiro | OFT | Switchgear | VT2 | KPO | TPM | TPM | TPM | 48805.45 | 3684.81 | 1078.6 | 0 | 0 | 0
MRPL | Mighty River Power Limited | KPO | Karapiro | OFT | Switchgear | VT3 | KPO | TPM | TPM | TPM | 48805.45 | 3684.81 | 1078.6 | 0 | 0 | 0
MRPL | Mighty River Power Limited | KPO | Karapiro | OFT | Switchgear | VT4 | KPO | TPM | TPM | TPM | 48805.45 | 3684.81 | 1078.6 | 0 | 0 | 0
MRPL | Mighty River Power Limited | MTI | Maraetai | GEN | Switchgear | 42 | MTI | TPM | TPM | TPM | 157965.97 | 11926.43 | 9067.25 | 892.8 | 99.51 | 21779.24
MRPL | Mighty River Power Limited | MTI | Maraetai | GEN | Switchgear | 52 | MTI | TPM | TPM | TPM | 157965.97 | 11926.43 | 9067.25 | 892.8 | 99.51 | 21779.24
MRPL | Mighty River Power Limited | MTI | Maraetai | GEN | Switchgear | 62 | MTI | TPM | TPM | TPM | 157965.97 | 11926.43 | 9067.25 | 892.8 | 99.51 | 21779.24
MRPL | Mighty River Power Limited | MTI | Maraetai | GEN | Switchgear | 72 | MTI | TPM | TPM | TPM | 157965.97 | 11926.43 | 9067.25 | 892.8 | 99.51 | 21779.24
MRPL | Mighty River Power Limited | MTI | Maraetai | GEN | Switchgear | 82 | MTI | TPM | TPM | TPM | 157965.97 | 11926.43 | 9067.25 | 892.8 | 99.51 | 21779.24
MRPL | Mighty River Power Limited | MTI | Maraetai | GEN | Switchgear | 87 | MTI | TPM | TPM | TPM | 20889.37 | 1577.15 | 1199.05 | 992 | 85.56 | 3224.07
MRPL | Mighty River Power Limited | MTI | Maraetai | GEN | Switchgear | 97 | MTI | TPM | TPM | TPM | 20889.37 | 1577.15 | 1199.05 | 992 | 85.56 | 3224.07
MRPL | Mighty River Power Limited | MTI | Maraetai | GEN | Switchgear | 102 | MTI | TPM | TPM | TPM | 884217.76 | 66758.44 | 50754.1 | 3968 | 85.56 | 103938.75
MRPL | Mighty River Power Limited | MTI | Maraetai | GEN | Switchgear | 112 | MTI | TPM | TPM | TPM | 884217.76 | 66758.44 | 50754.1 | 3968 | 85.56 | 103938.75
MRPL | Mighty River Power Limited | MTI | Maraetai | GEN | Switchgear | 117 | MTI | TPM | TPM | TPM | 83557.47 | 6308.59 | 4796.2 | 992 | 85.56 | 10350.01
MRPL | Mighty River Power Limited | MTI | Maraetai | GEN | Switchgear | 122 | MTI | TPM | TPM | TPM | 157965.97 | 11926.43 | 9067.25 | 892.8 | 99.51 | 21779.24
MRPL | Mighty River Power Limited | MTI | Maraetai | GEN | Switchgear | 127 | MTI | TPM | TPM | TPM | 20889.37 | 1577.15 | 1199.05 | 992 | 85.56 | 3224.07
MRPL | Mighty River Power Limited | MTI | Maraetai | GEN | Switchgear | 132 | MTI | TPM | TPM | TPM | 157965.97 | 11926.43 | 9067.25 | 892.8 | 99.51 | 21779.24
MRPL | Mighty River Power Limited | MTI | Maraetai | GEN | Switchgear | 142 | MTI | TPM | TPM | TPM | 157965.97 | 11926.43 | 9067.25 | 892.8 | 99.51 | 21779.24
MRPL | Mighty River Power Limited | MTI | Maraetai | GEN | Switchgear | 152 | MTI | TPM | TPM | TPM | 157965.97 | 11926.43 | 9067.25 | 892.8 | 99.51 | 21779.24
MRPL | Mighty River Power Limited | MTI | Maraetai | GEN | Switchgear | 162 | MTI | TPM | TPM | TPM | 157965.97 | 11926.43 | 9067.25 | 892.8 | 99.51 | 21779.24
MRPL | Mighty River Power Limited | MTI | Maraetai | GEN | Switchgear | 177 | MTI | TPM | TPM | TPM | 20889.37 | 1577.15 | 1199.05 | 992 | 85.56 | 3224.07
MRPL | Mighty River Power Limited | MTI | Maraetai | GEN | Switchgear | 197 | MTI | TPM | TPM | TPM | 144971.54 | 10945.35 | 8321.37 | 992 | 85.56 | 17333.36
MRPL | Mighty River Power Limited | MTI | Maraetai | GEN | Switchgear | 107-187 | MTI | TPM | TPM | TPM | 0.02 | 0 | 0 | 1984 | 85.56 | 1697.51
MRPL | Mighty River Power Limited | MTI | Maraetai | GEN | Switchgear | VT102 | MTI | TPM | TPM | TPM | 0.02 | 0 | 0 | 0 | 85.56 | 0
MRPL | Mighty River Power Limited | MTI | Maraetai | GEN | Switchgear | VT112 | MTI | TPM | TPM | TPM | 0.02 | 0 | 0 | 0 | 85.56 | 0
MRPL | Mighty River Power Limited | MTI | Maraetai | GEN | Switchgear | 42 | WKM | TPM | TPM | TPM | 1042837.55 | 78734.24 | 59858.88 | 4960 | 85.56 | 122824.05
MRPL | Mighty River Power Limited | MTI | Maraetai | GEN | Switchgear | 52 | WKM | TPM | TPM | TPM | 1042837.55 | 78734.24 | 59858.88 | 4960 | 85.56 | 122824.05
MRPL | Mighty River Power Limited | MTI | Maraetai | GEN | Switchgear | VT1 | WKM | TPM | TPM | TPM | 0.02 | 0 | 0 | 0 | 85.56 | 0
MRPL | Mighty River Power Limited | MTI | Maraetai | GEN | Switchgear | VT2 | WKM | TPM | TPM | TPM | 0.02 | 0 | 0 | 0 | 85.56 | 0
MRPL | Mighty River Power Limited | MTI | Maraetai | OFT | Switchgear | 42 | MTI | TPM | TPM | TPM | 157965.97 | 11926.43 | 3491.05 | 892.8 | 0.49 | 79.92
MRPL | Mighty River Power Limited | MTI | Maraetai | OFT | Switchgear | 52 | MTI | TPM | TPM | TPM | 157965.97 | 11926.43 | 3491.05 | 892.8 | 0.49 | 79.92
MRPL | Mighty River Power Limited | MTI | Maraetai | OFT | Switchgear | 62 | MTI | TPM | TPM | TPM | 157965.97 | 11926.43 | 3491.05 | 892.8 | 0.49 | 79.92
MRPL | Mighty River Power Limited | MTI | Maraetai | OFT | Switchgear | 72 | MTI | TPM | TPM | TPM | 157965.97 | 11926.43 | 3491.05 | 892.8 | 0.49 | 79.92
MRPL | Mighty River Power Limited | MTI | Maraetai | OFT | Switchgear | 82 | MTI | TPM | TPM | TPM | 157965.97 | 11926.43 | 3491.05 | 892.8 | 0.49 | 79.92
MRPL | Mighty River Power Limited | MTI | Maraetai | OFT | Switchgear | 87 | MTI | TPM | TPM | TPM | 20889.37 | 1577.15 | 461.66 | 992 | 0.42 | 12.73
MRPL | Mighty River Power Limited | MTI | Maraetai | OFT | Switchgear | 97 | MTI | TPM | TPM | TPM | 20889.37 | 1577.15 | 461.66 | 992 | 0.42 | 12.73
MRPL | Mighty River Power Limited | MTI | Maraetai | OFT | Switchgear | 102 | MTI | TPM | TPM | TPM | 884217.76 | 66758.44 | 19541.21 | 3968 | 0.42 | 379.12
MRPL | Mighty River Power Limited | MTI | Maraetai | OFT | Switchgear | 112 | MTI | TPM | TPM | TPM | 884217.76 | 66758.44 | 19541.21 | 3968 | 0.42 | 379.12
MRPL | Mighty River Power Limited | MTI | Maraetai | OFT | Switchgear | 117 | MTI | TPM | TPM | TPM | 83557.47 | 6308.59 | 1846.62 | 992 | 0.42 | 38.42
MRPL | Mighty River Power Limited | MTI | Maraetai | OFT | Switchgear | 122 | MTI | TPM | TPM | TPM | 157965.97 | 11926.43 | 3491.05 | 892.8 | 0.49 | 79.92
MRPL | Mighty River Power Limited | MTI | Maraetai | OFT | Switchgear | 127 | MTI | TPM | TPM | TPM | 20889.37 | 1577.15 | 461.66 | 992 | 0.42 | 12.73
MRPL | Mighty River Power Limited | MTI | Maraetai | OFT | Switchgear | 132 | MTI | TPM | TPM | TPM | 157965.97 | 11926.43 | 3491.05 | 892.8 | 0.49 | 79.92
MRPL | Mighty River Power Limited | MTI | Maraetai | OFT | Switchgear | 142 | MTI | TPM | TPM | TPM | 157965.97 | 11926.43 | 3491.05 | 892.8 | 0.49 | 79.92
MRPL | Mighty River Power Limited | MTI | Maraetai | OFT | Switchgear | 152 | MTI | TPM | TPM | TPM | 157965.97 | 11926.43 | 3491.05 | 892.8 | 0.49 | 79.92
MRPL | Mighty River Power Limited | MTI | Maraetai | OFT | Switchgear | 162 | MTI | TPM | TPM | TPM | 157965.97 | 11926.43 | 3491.05 | 892.8 | 0.49 | 79.92
MRPL | Mighty River Power Limited | MTI | Maraetai | OFT | Switchgear | 177 | MTI | TPM | TPM | TPM | 20889.37 | 1577.15 | 461.66 | 992 | 0.42 | 12.73
MRPL | Mighty River Power Limited | MTI | Maraetai | OFT | Switchgear | 197 | MTI | TPM | TPM | TPM | 144971.54 | 10945.35 | 3203.87 | 992 | 0.42 | 63.59
MRPL | Mighty River Power Limited | MTI | Maraetai | OFT | Switchgear | 107-187 | MTI | TPM | TPM | TPM | 0.02 | 0 | 0 | 1984 | 0.42 | 8.33
MRPL | Mighty River Power Limited | MTI | Maraetai | OFT | Switchgear | VT102 | MTI | TPM | TPM | TPM | 0.02 | 0 | 0 | 0 | 0.42 | 0
MRPL | Mighty River Power Limited | MTI | Maraetai | OFT | Switchgear | VT112 | MTI | TPM | TPM | TPM | 0.02 | 0 | 0 | 0 | 0.42 | 0
MRPL | Mighty River Power Limited | MTI | Maraetai | OFT | Switchgear | 42 | WKM | TPM | TPM | TPM | 1042837.55 | 78734.24 | 23046.71 | 4960 | 0.42 | 448.31
MRPL | Mighty River Power Limited | MTI | Maraetai | OFT | Switchgear | 52 | WKM | TPM | TPM | TPM | 1042837.55 | 78734.24 | 23046.71 | 4960 | 0.42 | 448.31
MRPL | Mighty River Power Limited | MTI | Maraetai | OFT | Switchgear | VT1 | WKM | TPM | TPM | TPM | 0.02 | 0 | 0 | 0 | 0.42 | 0
MRPL | Mighty River Power Limited | MTI | Maraetai | OFT | Switchgear | VT2 | WKM | TPM | TPM | TPM | 0.02 | 0 | 0 | 0 | 0.42 | 0
MRPL | Mighty River Power Limited | OHK | Ohakuri | GEN | Switchgear | 42 | OHK | TPM | TPM | TPM | 159529.99 | 12044.51 | 9157.02 | 892.8 | 98.38 | 21736.4
MRPL | Mighty River Power Limited | OHK | Ohakuri | GEN | Switchgear | 52 | OHK | TPM | TPM | TPM | 159529.99 | 12044.51 | 9157.02 | 892.8 | 98.38 | 21736.4
MRPL | Mighty River Power Limited | OHK | Ohakuri | GEN | Switchgear | 62 | OHK | TPM | TPM | TPM | 159529.99 | 12044.51 | 9157.02 | 892.8 | 98.38 | 21736.4
MRPL | Mighty River Power Limited | OHK | Ohakuri | GEN | Switchgear | 72 | OHK | TPM | TPM | TPM | 159529.99 | 12044.51 | 9157.02 | 892.8 | 98.38 | 21736.4
MRPL | Mighty River Power Limited | OHK | Ohakuri | OFT | Switchgear | 42 | OHK | TPM | TPM | TPM | 159529.99 | 12044.51 | 3525.61 | 892.8 | 1.62 | 266.7
MRPL | Mighty River Power Limited | OHK | Ohakuri | OFT | Switchgear | 52 | OHK | TPM | TPM | TPM | 159529.99 | 12044.51 | 3525.61 | 892.8 | 1.62 | 266.7
MRPL | Mighty River Power Limited | OHK | Ohakuri | OFT | Switchgear | 62 | OHK | TPM | TPM | TPM | 159529.99 | 12044.51 | 3525.61 | 892.8 | 1.62 | 266.7
MRPL | Mighty River Power Limited | OHK | Ohakuri | OFT | Switchgear | 72 | OHK | TPM | TPM | TPM | 159529.99 | 12044.51 | 3525.61 | 892.8 | 1.62 | 266.7
MRPL | Mighty River Power Limited | WPA | Waipapa | GEN | Switchgear | 87 | MTI | TPM | TPM | TPM | 20889.37 | 1577.15 | 1199.05 | 992 | 13.98 | 526.79
MRPL | Mighty River Power Limited | WPA | Waipapa | GEN | Switchgear | 92 | MTI | TPM | TPM | TPM | 884217.76 | 66758.44 | 50754.1 | 3968 | 99.69 | 121103.95
MRPL | Mighty River Power Limited | WPA | Waipapa | GEN | Switchgear | 97 | MTI | TPM | TPM | TPM | 20889.37 | 1577.15 | 1199.05 | 992 | 13.98 | 526.79
MRPL | Mighty River Power Limited | WPA | Waipapa | GEN | Switchgear | 102 | MTI | TPM | TPM | TPM | 884217.76 | 66758.44 | 50754.1 | 3968 | 13.98 | 16982.98
MRPL | Mighty River Power Limited | WPA | Waipapa | GEN | Switchgear | 112 | MTI | TPM | TPM | TPM | 884217.76 | 66758.44 | 50754.1 | 3968 | 13.98 | 16982.98
MRPL | Mighty River Power Limited | WPA | Waipapa | GEN | Switchgear | 117 | MTI | TPM | TPM | TPM | 83557.47 | 6308.59 | 4796.2 | 992 | 13.98 | 1691.13
MRPL | Mighty River Power Limited | WPA | Waipapa | GEN | Switchgear | 127 | MTI | TPM | TPM | TPM | 20889.37 | 1577.15 | 1199.05 | 992 | 13.98 | 526.79
MRPL | Mighty River Power Limited | WPA | Waipapa | GEN | Switchgear | 177 | MTI | TPM | TPM | TPM | 20889.37 | 1577.15 | 1199.05 | 992 | 13.98 | 526.79
MRPL | Mighty River Power Limited | WPA | Waipapa | GEN | Switchgear | 197 | MTI | TPM | TPM | TPM | 144971.54 | 10945.35 | 8321.37 | 992 | 13.98 | 2832.17
MRPL | Mighty River Power Limited | WPA | Waipapa | GEN | Switchgear | 107-187 | MTI | TPM | TPM | TPM | 0.02 | 0 | 0 | 1984 | 13.98 | 277.36
MRPL | Mighty River Power Limited | WPA | Waipapa | GEN | Switchgear | VT102 | MTI | TPM | TPM | TPM | 0.02 | 0 | 0 | 0 | 13.98 | 0
MRPL | Mighty River Power Limited | WPA | Waipapa | GEN | Switchgear | VT112 | MTI | TPM | TPM | TPM | 0.02 | 0 | 0 | 0 | 13.98 | 0
MRPL | Mighty River Power Limited | WPA | Waipapa | GEN | Switchgear | VT92 | MTI | TPM | TPM | TPM | 0.02 | 0 | 0 | 0 | 99.69 | 0
MRPL | Mighty River Power Limited | WPA | Waipapa | GEN | Switchgear | 42 | WKM | TPM | TPM | TPM | 1042837.55 | 78734.24 | 59858.88 | 4960 | 13.98 | 20068.73
MRPL | Mighty River Power Limited | WPA | Waipapa | GEN | Switchgear | 52 | WKM | TPM | TPM | TPM | 1042837.55 | 78734.24 | 59858.88 | 4960 | 13.98 | 20068.73
MRPL | Mighty River Power Limited | WPA | Waipapa | GEN | Switchgear | VT1 | WKM | TPM | TPM | TPM | 0.02 | 0 | 0 | 0 | 13.98 | 0
MRPL | Mighty River Power Limited | WPA | Waipapa | GEN | Switchgear | VT2 | WKM | TPM | TPM | TPM | 0.02 | 0 | 0 | 0 | 13.98 | 0
MRPL | Mighty River Power Limited | WPA | Waipapa | GEN | Switchgear | 42 | WPA | TPM | TPM | TPM | 0.01 | 0 | 0 | 892.8 | 99.69 | 890.03
MRPL | Mighty River Power Limited | WPA | Waipapa | OFT | Switchgear | 87 | MTI | TPM | TPM | TPM | 20889.37 | 1577.15 | 461.66 | 992 | 0.04 | 1.21
MRPL | Mighty River Power Limited | WPA | Waipapa | OFT | Switchgear | 92 | MTI | TPM | TPM | TPM | 884217.76 | 66758.44 | 19541.21 | 3968 | 0.31 | 279.83
MRPL | Mighty River Power Limited | WPA | Waipapa | OFT | Switchgear | 97 | MTI | TPM | TPM | TPM | 20889.37 | 1577.15 | 461.66 | 992 | 0.04 | 1.21
MRPL | Mighty River Power Limited | WPA | Waipapa | OFT | Switchgear | 102 | MTI | TPM | TPM | TPM | 884217.76 | 66758.44 | 19541.21 | 3968 | 0.04 | 36.11
MRPL | Mighty River Power Limited | WPA | Waipapa | OFT | Switchgear | 112 | MTI | TPM | TPM | TPM | 884217.76 | 66758.44 | 19541.21 | 3968 | 0.04 | 36.11
MRPL | Mighty River Power Limited | WPA | Waipapa | OFT | Switchgear | 117 | MTI | TPM | TPM | TPM | 83557.47 | 6308.59 | 1846.62 | 992 | 0.04 | 3.66
MRPL | Mighty River Power Limited | WPA | Waipapa | OFT | Switchgear | 127 | MTI | TPM | TPM | TPM | 20889.37 | 1577.15 | 461.66 | 992 | 0.04 | 1.21
MRPL | Mighty River Power Limited | WPA | Waipapa | OFT | Switchgear | 177 | MTI | TPM | TPM | TPM | 20889.37 | 1577.15 | 461.66 | 992 | 0.04 | 1.21
MRPL | Mighty River Power Limited | WPA | Waipapa | OFT | Switchgear | 197 | MTI | TPM | TPM | TPM | 144971.54 | 10945.35 | 3203.87 | 992 | 0.04 | 6.06
MRPL | Mighty River Power Limited | WPA | Waipapa | OFT | Switchgear | 107-187 | MTI | TPM | TPM | TPM | 0.02 | 0 | 0 | 1984 | 0.04 | 0.79
MRPL | Mighty River Power Limited | WPA | Waipapa | OFT | Switchgear | VT102 | MTI | TPM | TPM | TPM | 0.02 | 0 | 0 | 0 | 0.04 | 0
MRPL | Mighty River Power Limited | WPA | Waipapa | OFT | Switchgear | VT112 | MTI | TPM | TPM | TPM | 0.02 | 0 | 0 | 0 | 0.04 | 0
MRPL | Mighty River Power Limited | WPA | Waipapa | OFT | Switchgear | VT92 | MTI | TPM | TPM | TPM | 0.02 | 0 | 0 | 0 | 0.31 | 0
MRPL | Mighty River Power Limited | WPA | Waipapa | OFT | Switchgear | 42 | WKM | TPM | TPM | TPM | 1042837.55 | 78734.24 | 23046.71 | 4960 | 0.04 | 42.7
MRPL | Mighty River Power Limited | WPA | Waipapa | OFT | Switchgear | 52 | WKM | TPM | TPM | TPM | 1042837.55 | 78734.24 | 23046.71 | 4960 | 0.04 | 42.7
MRPL | Mighty River Power Limited | WPA | Waipapa | OFT | Switchgear | VT1 | WKM | TPM | TPM | TPM | 0.02 | 0 | 0 | 0 | 0.04 | 0
MRPL | Mighty River Power Limited | WPA | Waipapa | OFT | Switchgear | VT2 | WKM | TPM | TPM | TPM | 0.02 | 0 | 0 | 0 | 0.04 | 0
MRPL | Mighty River Power Limited | WPA | Waipapa | OFT | Switchgear | 42 | WPA | TPM | TPM | TPM | 0.01 | 0 | 0 | 892.8 | 0.31 | 2.77
MRPL | Mighty River Power Limited | WKM | Whakamaru | GEN | Switchgear | 142 | WKM | TPM | TPM | TPM | 316585.76 | 23902.22 | 18172.02 | 1785.6 | 100 | 43859.84
MRPL | Mighty River Power Limited | WKM | Whakamaru | GEN | Switchgear | 152 | WKM | TPM | TPM | TPM | 316585.76 | 23902.22 | 18172.02 | 1785.6 | 100 | 43859.84
MRPL | Mighty River Power Limited | WKM | Whakamaru | GEN | Switchgear | 162 | WKM | TPM | TPM | TPM | 316585.76 | 23902.22 | 18172.02 | 1785.6 | 100 | 43859.84
MRPL | Mighty River Power Limited | WKM | Whakamaru | GEN | Switchgear | 172 | WKM | TPM | TPM | TPM | 316585.76 | 23902.22 | 18172.02 | 1785.6 | 100 | 43859.84
MRPL | Mighty River Power Limited | WKM | Whakamaru | OFT | Switchgear | 142 | WKM | TPM | TPM | TPM | 316585.76 | 23902.22 | 6996.55 | 1785.6 | 0 | 0
MRPL | Mighty River Power Limited | WKM | Whakamaru | OFT | Switchgear | 152 | WKM | TPM | TPM | TPM | 316585.76 | 23902.22 | 6996.55 | 1785.6 | 0 | 0
MRPL | Mighty River Power Limited | WKM | Whakamaru | OFT | Switchgear | 162 | WKM | TPM | TPM | TPM | 316585.76 | 23902.22 | 6996.55 | 1785.6 | 0 | 0
MRPL | Mighty River Power Limited | WKM | Whakamaru | OFT | Switchgear | 172 | WKM | TPM | TPM | TPM | 316585.76 | 23902.22 | 6996.55 | 1785.6 | 0 | 0
WELE | WEL Networks Limited | MER | Meremere | OFT | Switchgear | RM72 | BOB | TPM | TPM | TPM | 30278.12 | 2286 | 669.15 | 0 | 0 | 0
WELE | WEL Networks Limited | MER | Meremere | OFT | Switchgear | RM52 | BOB | TPM | TPM | TPM | 30278.12 | 2286 | 669.15 | 0 | 100 | 2955.15
WELE | WEL Networks Limited | MER | Meremere | OFT | Switchgear | RM192 | BOB | TPM | TPM | TPM | 30278.12 | 2286 | 669.15 | 0 | 0 | 0
WELE | WEL Networks Limited | MER | Meremere | OFT | Switchgear | 87-107 | BOB | TPM | TPM | TPM | 33330.54 | 2516.46 | 736.6 | 1984 | 10.44 | 546.75
WELE | WEL Networks Limited | MER | Meremere | OFT | Switchgear | 262 | BOB | TPM | TPM | TPM | 340679.91 | 25721.33 | 7529.03 | 1984 | 10.44 | 3678.47
NAPA | Nga Awa Purua Joint Venture | NAP | Nga Awa Purua | GEN | Switchgear | 142 | WRK | TPM | TPM | TPM | 844794.19 | 63781.96 | 48491.19 | 3968 | 51.35 | 59689.83
NAPA | Nga Awa Purua Joint Venture | NAP | Nga Awa Purua | GEN | Switchgear | 192 | WRK | TPM | TPM | TPM | 844794.19 | 63781.96 | 48491.19 | 3968 | 51.35 | 59689.83
WELE | WEL Networks Limited | MER | Meremere | OFT | Switchgear | 242 | BOB | TPM | TPM | TPM | 340679.91 | 25721.33 | 7529.03 | 1984 | 10.44 | 3678.47
WELE | WEL Networks Limited | MER | Meremere | OFT | Switchgear | 192 | BOB | TPM | TPM | TPM | 128993.5 | 9739.01 | 2850.76 | 1984 | 10.44 | 1521.5
WELE | WEL Networks Limited | MER | Meremere | OFT | Switchgear | 127 | BOB | TPM | TPM | TPM | 19462.91 | 1469.45 | 430.13 | 992 | 10.44 | 301.88
WELE | WEL Networks Limited | MER | Meremere | OFT | Switchgear | 72 | BOB | TPM | TPM | TPM | 128993.5 | 9739.01 | 2850.76 | 1984 | 10.44 | 1521.5
WELE | WEL Networks Limited | MER | Meremere | OFT | Switchgear | 52 | BOB | TPM | TPM | TPM | 141556.91 | 10687.55 | 3128.41 | 3968 | 100 | 17783.96
WELE | WEL Networks Limited | HLY | Huntly | OFT | Switchgear | RM2852 | HLY | TPM | TPM | TPM | 31102.38 | 2348.23 | 687.36 | 0 | 100 | 3035.59
WELE | WEL Networks Limited | HAM | Hamilton | OFT | Switchgear | RM2872 | HAM | TPM | TPM | TPM | 31102.38 | 2348.23 | 687.36 | 0 | 100 | 3035.59
NAPA | Nga Awa Purua Joint Venture | NAP | Nga Awa Purua | OFT | Switchgear | 142 | WRK | TPM | TPM | TPM | 844794.19 | 63781.96 | 18669.95 | 3968 | 1.7 | 1469.14
NAPA | Nga Awa Purua Joint Venture | NAP | Nga Awa Purua | OFT | Switchgear | 192 | WRK | TPM | TPM | TPM | 844794.19 | 63781.96 | 18669.95 | 3968 | 1.7 | 1469.14
NPOW | Northpower Limited | BRB | Bream Bay | OFT | Switchgear | 112 | BRB | TPM | TPM | TPM | 1205434.72 | 91010.32 | 26640.11 | 6944 | 100 | 124594.43
NPOW | Northpower Limited | BRB | Bream Bay | OFT | Switchgear | 122 | BRB | TPM | TPM | TPM | 1205434.72 | 91010.32 | 26640.11 | 6944 | 100 | 124594.43
NPOW | Northpower Limited | BRB | Bream Bay | OFT | Switchgear | 138 | BRB | TPM | TPM | TPM | 1205434.72 | 91010.32 | 26640.11 | 6944 | 100 | 124594.43
NPOW | Northpower Limited | BRB | Bream Bay | OFT | Switchgear | 148 | BRB | TPM | TPM | TPM | 1205434.72 | 91010.32 | 26640.11 | 6944 | 100 | 124594.43
NPOW | Northpower Limited | BRB | Bream Bay | OFT | Switchgear | 158 | BRB | TPM | TPM | TPM | 1205434.72 | 91010.32 | 26640.11 | 6944 | 100 | 124594.43
NPOW | Northpower Limited | BRB | Bream Bay | OFT | Switchgear | 168 | BRB | TPM | TPM | TPM | 1205434.72 | 91010.32 | 26640.11 | 6944 | 100 | 124594.43
NPOW | Northpower Limited | BRB | Bream Bay | OFT | Switchgear | 172 | BRB | TPM | TPM | TPM | 1205434.72 | 91010.32 | 26640.11 | 6944 | 100 | 124594.43
NPOW | Northpower Limited | BRB | Bream Bay | OFT | Switchgear | 182 | BRB | TPM | TPM | TPM | 1205434.72 | 91010.32 | 26640.11 | 6944 | 100 | 124594.43
NPOW | Northpower Limited | BRB | Bream Bay | OFT | Switchgear | 3422 | BRB | TPM | TPM | TPM | 63217.49 | 4772.92 | 1397.11 | 992 | 100 | 7162.03
NPOW | Northpower Limited | BRB | Bream Bay | OFT | Switchgear | 3462 | BRB | TPM | TPM | TPM | 63217.49 | 4772.92 | 1397.11 | 992 | 100 | 7162.03
NPOW | Northpower Limited | BRB | Bream Bay | OFT | Switchgear | RM3422 | BRB | TPM | TPM | TPM | 30112.84 | 2273.52 | 665.49 | 0 | 100 | 2939.01
NPOW | Northpower Limited | BRB | Bream Bay | OFT | Switchgear | RM3462 | BRB | TPM | TPM | TPM | 30112.84 | 2273.52 | 665.49 | 0 | 100 | 2939.01
NPOW | Northpower Limited | BRB | Bream Bay | OFT | Switchgear | VT12 | BRB | TPM | TPM | TPM | 1.05 | 0.08 | 0.02 | 0 | 100 | 0.1
NPOW | Northpower Limited | BRB | Bream Bay | OFT | Switchgear | VT13 | BRB | TPM | TPM | TPM | 1.05 | 0.08 | 0.02 | 0 | 100 | 0.1
NPOW | Northpower Limited | BRB | Bream Bay | OFT | Switchgear | VT2 | BRB | TPM | TPM | TPM | 0.02 | 0 | 0 | 0 | 100 | 0
NPOW | Northpower Limited | BRB | Bream Bay | OFT | Switchgear | VT22 | BRB | TPM | TPM | TPM | 1.05 | 0.08 | 0.02 | 0 | 100 | 0.1
NPOW | Northpower Limited | BRB | Bream Bay | OFT | Switchgear | VT23 | BRB | TPM | TPM | TPM | 1.05 | 0.08 | 0.02 | 0 | 100 | 0.1
NPOW | Northpower Limited | BRB | Bream Bay | OFT | Switchgear | VT3 | BRB | TPM | TPM | TPM | 0.02 | 0 | 0 | 0 | 100 | 0
NPOW | Northpower Limited | KEN | Kensington | OFT | Switchgear | 22 | KEN | TPM | TPM | TPM | 97217.72 | 7339.94 | 2148.51 | 992 | 100 | 10480.45
NPOW | Northpower Limited | KEN | Kensington | OFT | Switchgear | 38 | KEN | TPM | TPM | TPM | 104344.12 | 7877.98 | 2306.01 | 992 | 100 | 11175.99
NPOW | Northpower Limited | KEN | Kensington | OFT | Switchgear | 42 | KEN | TPM | TPM | TPM | 97217.72 | 7339.94 | 2148.51 | 992 | 100 | 10480.45
NPOW | Northpower Limited | KEN | Kensington | OFT | Switchgear | LTB1 | KEN | TPM | TPM | TPM | 150619.6 | 11371.78 | 3328.69 | 0 | 100 | 14700.47
NPOW | Northpower Limited | KEN | Kensington | OFT | Switchgear | LTB2 | KEN | TPM | TPM | TPM | 150619.6 | 11371.78 | 3328.69 | 0 | 100 | 14700.47
NPOW | Northpower Limited | KEN | Kensington | OFT | Switchgear | RM22 | KEN | TPM | TPM | TPM | 30794.43 | 2324.98 | 680.56 | 0 | 100 | 3005.54
NPOW | Northpower Limited | KEN | Kensington | OFT | Switchgear | RM42 | KEN | TPM | TPM | TPM | 30794.43 | 2324.98 | 680.56 | 0 | 100 | 3005.54
NPOW | Northpower Limited | KEN | Kensington | OFT | Switchgear | 232 | MPE | TPM | TPM | TPM | 499633.06 | 37722.3 | 11041.89 | 3968 | 100 | 52732.19
NPOW | Northpower Limited | KEN | Kensington | OFT | Switchgear | 342 | MPE | TPM | TPM | TPM | 499633.06 | 37722.3 | 11041.89 | 3968 | 100 | 52732.19
NPOW | Northpower Limited | MPE | Maungatapere | GEN | Switchgear | 242 | MPE | TPM | TPM | TPM | 340679.91 | 25721.33 | 19555.03 | 1984 | 0 | 0
NPOW | Northpower Limited | MPE | Maungatapere | GEN | Switchgear | 262 | MPE | TPM | TPM | TPM | 340679.91 | 25721.33 | 19555.03 | 1984 | 0 | 0
NPOW | Northpower Limited | MPE | Maungatapere | GEN | Switchgear | 282 | MPE | TPM | TPM | TPM | 340679.91 | 25721.33 | 19555.03 | 3968 | 0 | 0
NPOW | Northpower Limited | MPE | Maungatapere | GEN | Switchgear | 302 | MPE | TPM | TPM | TPM | 340679.91 | 25721.33 | 19555.03 | 1984 | 0 | 0
NPOW | Northpower Limited | MPE | Maungatapere | OFT | Switchgear | 242 | MPE | TPM | TPM | TPM | 340679.91 | 25721.33 | 7529.03 | 1984 | 100 | 35234.36
NPOW | Northpower Limited | MPE | Maungatapere | OFT | Switchgear | 262 | MPE | TPM | TPM | TPM | 340679.91 | 25721.33 | 7529.03 | 1984 | 100 | 35234.36
NPOW | Northpower Limited | MPE | Maungatapere | OFT | Switchgear | 282 | MPE | TPM | TPM | TPM | 340679.91 | 25721.33 | 7529.03 | 3968 | 100 | 37218.36
NPOW | Northpower Limited | MPE | Maungatapere | OFT | Switchgear | 302 | MPE | TPM | TPM | TPM | 340679.91 | 25721.33 | 7529.03 | 1984 | 100 | 35234.36
NPOW | Northpower Limited | MTO | Maungaturoto | OFT | Switchgear | 522 | MTO | TPM | TPM | TPM | 340679.91 | 25721.33 | 7529.03 | 1984 | 100 | 35234.36
NPOW | Northpower Limited | MTO | Maungaturoto | OFT | Switchgear | 542 | MTO | TPM | TPM | TPM | 340679.91 | 25721.33 | 7529.03 | 1984 | 100 | 35234.36
NPOW | Northpower Limited | MTO | Maungaturoto | OFT | Switchgear | 1222 | MTO | TPM | TPM | TPM | 82374.48 | 6219.27 | 1820.48 | 992 | 100 | 9031.75
NPOW | Northpower Limited | MTO | Maungaturoto | OFT | Switchgear | 1232 | MTO | TPM | TPM | TPM | 234357.8 | 17694.01 | 5179.31 | 1984 | 100 | 24857.32
NPOW | Northpower Limited | MTO | Maungaturoto | OFT | Switchgear | 1237 | MTO | TPM | TPM | TPM | 11786.86 | 889.91 | 260.49 | 992 | 100 | 2142.4
NPOW | Northpower Limited | MTO | Maungaturoto | OFT | Switchgear | 1242 | MTO | TPM | TPM | TPM | 82374.48 | 6219.27 | 1820.48 | 992 | 100 | 9031.75
NPOW | Northpower Limited | MTO | Maungaturoto | OFT | Switchgear | 1257 | MTO | TPM | TPM | TPM | 11786.86 | 889.91 | 260.49 | 992 | 100 | 2142.4
NPOW | Northpower Limited | MTO | Maungaturoto | OFT | Switchgear | 1262 | MTO | TPM | TPM | TPM | 82374.48 | 6219.27 | 1820.48 | 992 | 100 | 9031.75
NPOW | Northpower Limited | MTO | Maungaturoto | OFT | Switchgear | 1277 | MTO | TPM | TPM | TPM | 11786.86 | 889.91 | 260.49 | 992 | 100 | 2142.4
NPOW | Northpower Limited | MTO | Maungaturoto | OFT | Switchgear | 1282 | MTO | TPM | TPM | TPM | 82374.48 | 6219.27 | 1820.48 | 992 | 100 | 9031.75
NPOW | Northpower Limited | MTO | Maungaturoto | OFT | Switchgear | 1292 | MTO | TPM | TPM | TPM | 234357.8 | 17694.01 | 5179.31 | 1984 | 100 | 24857.32
NPOW | Northpower Limited | MTO | Maungaturoto | OFT | Switchgear | RM1232 | MTO | TPM | TPM | TPM | 31683.14 | 2392.08 | 700.2 | 0 | 100 | 3092.28
NPOW | Northpower Limited | MTO | Maungaturoto | OFT | Switchgear | RM1292 | MTO | TPM | TPM | TPM | 31683.14 | 2392.08 | 700.2 | 0 | 100 | 3092.28
WELE | WEL Networks Limited | HAM | Hamilton | OFT | Switchgear | RM2752 | HAM | TPM | TPM | TPM | 31102.38 | 2348.23 | 687.36 | 0 | 100 | 3035.59
WELE | WEL Networks Limited | HAM | Hamilton | OFT | Switchgear | RM2242 | HAM | TPM | TPM | TPM | 31102.38 | 2348.23 | 687.36 | 0 | 100 | 3035.59
WELE | WEL Networks Limited | HAM | Hamilton | OFT | Switchgear | RM2162 | HAM | TPM | TPM | TPM | 31102.38 | 2348.23 | 687.36 | 0 | 100 | 3035.59
WELE | WEL Networks Limited | HAM | Hamilton | OFT | Switchgear | 2902 | HAM | TPM | TPM | TPM | 44006.86 | 3322.52 | 972.55 | 992 | 100 | 5287.07
WELE | WEL Networks Limited | HAM | Hamilton | OFT | Switchgear | 2882 | HAM | TPM | TPM | TPM | 44006.86 | 3322.52 | 972.55 | 992 | 100 | 5287.07
WELE | WEL Networks Limited | HAM | Hamilton | OFT | Switchgear | 2872 | HAM | TPM | TPM | TPM | 46540.9 | 3513.84 | 1028.55 | 992 | 100 | 5534.39
WELE | WEL Networks Limited | HAM | Hamilton | OFT | Switchgear | 2862 | HAM | TPM | TPM | TPM | 44006.86 | 3322.52 | 972.55 | 992 | 100 | 5287.07
WELE | WEL Networks Limited | HAM | Hamilton | OFT | Switchgear | 2842 | HAM | TPM | TPM | TPM | 44006.86 | 3322.52 | 972.55 | 992 | 100 | 5287.07
WELE | WEL Networks Limited | HAM | Hamilton | OFT | Switchgear | 2822 | HAM | TPM | TPM | TPM | 44006.86 | 3322.52 | 972.55 | 992 | 100 | 5287.07
WELE | WEL Networks Limited | HAM | Hamilton | OFT | Switchgear | 2818 | HAM | TPM | TPM | TPM | 45020.48 | 3399.05 | 994.95 | 992 | 100 | 5386
WELE | WEL Networks Limited | HAM | Hamilton | OFT | Switchgear | 2802 | HAM | TPM | TPM | TPM | 44006.86 | 3322.52 | 972.55 | 992 | 100 | 5287.07
NTRG | Ngatamariki Geothermal Limited | NAP | Nga Awa Purua | GEN | Switchgear | 142 | WRK | TPM | TPM | TPM | 844794.19 | 63781.96 | 48491.19 | 3968 | 28.62 | 33268.22
NTRG | Ngatamariki Geothermal Limited | NAP | Nga Awa Purua | GEN | Switchgear | 192 | WRK | TPM | TPM | TPM | 844794.19 | 63781.96 | 48491.19 | 3968 | 28.62 | 33268.22
WELE | WEL Networks Limited | HAM | Hamilton | OFT | Switchgear | 2782 | HAM | TPM | TPM | TPM | 44006.86 | 3322.52 | 972.55 | 992 | 100 | 5287.07
WELE | WEL Networks Limited | HAM | Hamilton | OFT | Switchgear | 2762 | HAM | TPM | TPM | TPM | 44006.86 | 3322.52 | 972.55 | 992 | 100 | 5287.07
WELE | WEL Networks Limited | HAM | Hamilton | OFT | Switchgear | 2752 | HAM | TPM | TPM | TPM | 46540.9 | 3513.84 | 1028.55 | 992 | 100 | 5534.39
WELE | WEL Networks Limited | HAM | Hamilton | OFT | Switchgear | 2742 | HAM | TPM | TPM | TPM | 44006.86 | 3322.52 | 972.55 | 992 | 100 | 5287.07
WELE | WEL Networks Limited | HAM | Hamilton | OFT | Switchgear | 2722 | HAM | TPM | TPM | TPM | 44006.86 | 3322.52 | 972.55 | 992 | 100 | 5287.07
WELE | WEL Networks Limited | HAM | Hamilton | OFT | Switchgear | 2302 | HAM | TPM | TPM | TPM | 109092.24 | 8236.46 | 2410.94 | 992 | 100 | 11639.4
WELE | WEL Networks Limited | HAM | Hamilton | OFT | Switchgear | 2292 | HAM | TPM | TPM | TPM | 109092.24 | 8236.46 | 2410.94 | 992 | 100 | 11639.4
NTRG | Ngatamariki Geothermal Limited | NAP | Nga Awa Purua | OFT | Switchgear | 142 | WRK | TPM | TPM | TPM | 844794.19 | 63781.96 | 18669.95 | 3968 | 1.05 | 907.41
NTRG | Ngatamariki Geothermal Limited | NAP | Nga Awa Purua | OFT | Switchgear | 192 | WRK | TPM | TPM | TPM | 844794.19 | 63781.96 | 18669.95 | 3968 | 1.05 | 907.41
WELE | WEL Networks Limited | HAM | Hamilton | OFT | Switchgear | 2282 | HAM | TPM | TPM | TPM | 109092.24 | 8236.46 | 2410.94 | 992 | 100 | 11639.4
WELE | WEL Networks Limited | HAM | Hamilton | OFT | Switchgear | 2272 | HAM | TPM | TPM | TPM | 109092.24 | 8236.46 | 2410.94 | 992 | 100 | 11639.4
WELE | WEL Networks Limited | HAM | Hamilton | OFT | Switchgear | 2262 | HAM | TPM | TPM | TPM | 109092.24 | 8236.46 | 2410.94 | 992 | 100 | 11639.4
WELE | WEL Networks Limited | HAM | Hamilton | OFT | Switchgear | 2252 | HAM | TPM | TPM | TPM | 109092.24 | 8236.46 | 2410.94 | 992 | 100 | 11639.4
NZAS | New Zealand Aluminium Smelter Limited | TWI | Tiwai | OFT | Switchgear | 412 | TWI | TPM | TPM | TPM | 1808400.49 | 136534.24 | 39965.65 | 6249.6 | 100 | 182749.49
NZAS | New Zealand Aluminium Smelter Limited | TWI | Tiwai | OFT | Switchgear | 432 | TWI | TPM | TPM | TPM | 1808400.49 | 136534.24 | 39965.65 | 6249.6 | 100 | 182749.49
NZAS | New Zealand Aluminium Smelter Limited | TWI | Tiwai | OFT | Switchgear | 452 | TWI | TPM | TPM | TPM | 1808400.49 | 136534.24 | 39965.65 | 6249.6 | 100 | 182749.49
NZAS | New Zealand Aluminium Smelter Limited | TWI | Tiwai | OFT | Switchgear | 482 | TWI | TPM | TPM | TPM | 1808400.49 | 136534.24 | 39965.65 | 6249.6 | 100 | 182749.49
NZAS | New Zealand Aluminium Smelter Limited | TWI | Tiwai | OFT | Switchgear | 502 | TWI | TPM | TPM | TPM | 1808400.49 | 136534.24 | 39965.65 | 6249.6 | 100 | 182749.49
NZAS | New Zealand Aluminium Smelter Limited | TWI | Tiwai | OFT | Switchgear | 522 | TWI | TPM | TPM | TPM | 1808400.49 | 136534.24 | 39965.65 | 6249.6 | 100 | 182749.49
NZAS | New Zealand Aluminium Smelter Limited | TWI | Tiwai | OFT | Switchgear | VT5 | TWI | TPM | TPM | TPM | 76691.56 | 5790.21 | 1694.88 | 0 | 100 | 7485.09
NZAS | New Zealand Aluminium Smelter Limited | TWI | Tiwai | OFT | Switchgear | VT6 | TWI | TPM | TPM | TPM | 76691.56 | 5790.21 | 1694.88 | 0 | 100 | 7485.09
NZST | New Zealand Steel Limited | GLN | Glenbrook | GEN | Switchgear | 602 | GLN | TPM | TPM | TPM | 621099.49 | 46893.01 | 35651.11 | 2976 | 5.39 | 4609.53
NZST | New Zealand Steel Limited | GLN | Glenbrook | GEN | Switchgear | 612 | GLN | TPM | TPM | TPM | 1032512.44 | 77954.69 | 59266.21 | 4960 | 4.41 | 6270.18
NZST | New Zealand Steel Limited | GLN | Glenbrook | GEN | Switchgear | 622 | GLN | TPM | TPM | TPM | 621099.49 | 46893.01 | 35651.11 | 2976 | 4.41 | 3771.44
NZST | New Zealand Steel Limited | GLN | Glenbrook | GEN | Switchgear | 632 | GLN | TPM | TPM | TPM | 1032512.44 | 77954.69 | 59266.21 | 4960 | 4.41 | 6270.18
NZST | New Zealand Steel Limited | GLN | Glenbrook | GEN | Switchgear | 642 | GLN | TPM | TPM | TPM | 621099.49 | 46893.01 | 35651.11 | 2976 | 4.41 | 3771.44
NZST | New Zealand Steel Limited | GLN | Glenbrook | GEN | Switchgear | 658 | GLN | TPM | TPM | TPM | 1027061.68 | 77543.16 | 58953.34 | 2976 | 4.41 | 6150.74
NZST | New Zealand Steel Limited | GLN | Glenbrook | GEN | Switchgear | 1442 | GLN | TPM | TPM | TPM | 48399.13 | 3654.13 | 2778.11 | 4960 | 5.39 | 614.04
NZST | New Zealand Steel Limited | GLN | Glenbrook | GEN | Switchgear | 1462 | GLN | TPM | TPM | TPM | 121596.97 | 9180.57 | 6979.67 | 4960 | 5.39 | 1138.38
NZST | New Zealand Steel Limited | GLN | Glenbrook | GEN | Switchgear | 1472 | GLN | TPM | TPM | TPM | 121596.97 | 9180.57 | 6979.67 | 4960 | 5.39 | 1138.38
NZST | New Zealand Steel Limited | GLN | Glenbrook | GEN | Switchgear | 1482 | GLN | TPM | TPM | TPM | 112256.79 | 8475.39 | 6443.54 | 2976 | 5.39 | 964.54
NZST | New Zealand Steel Limited | GLN | Glenbrook | GEN | Switchgear | 1492 | GLN | TPM | TPM | TPM | 121596.97 | 9180.57 | 6979.67 | 4960 | 5.39 | 1138.38
NZST | New Zealand Steel Limited | GLN | Glenbrook | GEN | Switchgear | 1502 | GLN | TPM | TPM | TPM | 121596.97 | 9180.57 | 6979.67 | 4960 | 5.39 | 1138.38
NZST | New Zealand Steel Limited | GLN | Glenbrook | GEN | Switchgear | 1512 | GLN | TPM | TPM | TPM | 121596.97 | 9180.57 | 6979.67 | 4960 | 5.39 | 1138.38
NZST | New Zealand Steel Limited | GLN | Glenbrook | GEN | Switchgear | 1547 | GLN | TPM | TPM | TPM | 24632.04 | 1859.72 | 1413.88 | 992 | 5.39 | 229.92
NZST | New Zealand Steel Limited | GLN | Glenbrook | GEN | Switchgear | 1557 | GLN | TPM | TPM | TPM | 24632.04 | 1859.72 | 1413.88 | 992 | 5.39 | 229.92
NZST | New Zealand Steel Limited | GLN | Glenbrook | GEN | Switchgear | 1562 | GLN | TPM | TPM | TPM | 112256.79 | 8475.39 | 6443.54 | 2976 | 4.41 | 789.17
NZST | New Zealand Steel Limited | GLN | Glenbrook | GEN | Switchgear | 1572 | GLN | TPM | TPM | TPM | 121596.97 | 9180.57 | 6979.67 | 4960 | 4.41 | 931.4
NZST | New Zealand Steel Limited | GLN | Glenbrook | GEN | Switchgear | 1587 | GLN | TPM | TPM | TPM | 0.02 | 0 | 0 | 992 | 4.41 | 43.75
NZST | New Zealand Steel Limited | GLN | Glenbrook | GEN | Switchgear | 1597 | GLN | TPM | TPM | TPM | 0.02 | 0 | 0 | 992 | 4.41 | 43.75
NZST | New Zealand Steel Limited | GLN | Glenbrook | GEN | Switchgear | 1602 | GLN | TPM | TPM | TPM | 121596.97 | 9180.57 | 6979.67 | 4960 | 5.39 | 1138.38
NZST | New Zealand Steel Limited | GLN | Glenbrook | GEN | Switchgear | 1612 | GLN | TPM | TPM | TPM | 121596.97 | 9180.57 | 6979.67 | 4960 | 5.39 | 1138.38
NZST | New Zealand Steel Limited | GLN | Glenbrook | GEN | Switchgear | 1622 | GLN | TPM | TPM | TPM | 121596.97 | 9180.57 | 6979.67 | 4960 | 5.39 | 1138.38
NZST | New Zealand Steel Limited | GLN | Glenbrook | GEN | Switchgear | 1642 | GLN | TPM | TPM | TPM | 121596.97 | 9180.57 | 6979.67 | 4960 | 5.39 | 1138.38
NZST | New Zealand Steel Limited | GLN | Glenbrook | GEN | Switchgear | 1662 | GLN | TPM | TPM | TPM | 112256.79 | 8475.39 | 6443.54 | 2976 | 4.41 | 789.17
NZST | New Zealand Steel Limited | GLN | Glenbrook | GEN | Switchgear | 1672 | GLN | TPM | TPM | TPM | 121596.97 | 9180.57 | 6979.67 | 4960 | 4.41 | 931.4
NZST | New Zealand Steel Limited | GLN | Glenbrook | GEN | Switchgear | 1682 | GLN | TPM | TPM | TPM | 121596.97 | 9180.57 | 6979.67 | 4960 | 5.39 | 1138.38
WELE | WEL Networks Limited | HAM | Hamilton | OFT | Switchgear | 2242 | HAM | TPM | TPM | TPM | 98189.9 | 7413.34 | 2170 | 992 | 100 | 10575.34
WELE | WEL Networks Limited | HAM | Hamilton | OFT | Switchgear | 2232 | HAM | TPM | TPM | TPM | 109092.24 | 8236.46 | 2410.94 | 992 | 100 | 11639.4
WELE | WEL Networks Limited | HAM | Hamilton | OFT | Switchgear | 2198 | HAM | TPM | TPM | TPM | 136332.2 | 10293.08 | 3012.94 | 992 | 100 | 14298.02
WELE | WEL Networks Limited | HAM | Hamilton | OFT | Switchgear | 2182 | HAM | TPM | TPM | TPM | 109092.24 | 8236.46 | 2410.94 | 992 | 100 | 11639.4
WELE | WEL Networks Limited | HAM | Hamilton | OFT | Switchgear | 2172 | HAM | TPM | TPM | TPM | 109092.24 | 8236.46 | 2410.94 | 992 | 100 | 11639.4
WELE | WEL Networks Limited | HAM | Hamilton | OFT | Switchgear | 2162 | HAM | TPM | TPM | TPM | 98189.9 | 7413.34 | 2170 | 992 | 100 | 10575.34
NZST | New Zealand Steel Limited | GLN | Glenbrook | GEN | Switchgear | BZP3 | GLN | TPM | TPM | TPM | 0 | 0 | 0 | 0 | 4.41 | 0
NZST | New Zealand Steel Limited | GLN | Glenbrook | GEN | Switchgear | RM1482 | GLN | TPM | TPM | TPM | 12964.75 | 978.84 | 744.18 | 0 | 5.39 | 92.87
NZST | New Zealand Steel Limited | GLN | Glenbrook | GEN | Switchgear | RM1492 | GLN | TPM | TPM | TPM | 12964.75 | 978.84 | 744.18 | 0 | 5.39 | 92.87
NZST | New Zealand Steel Limited | GLN | Glenbrook | GEN | Switchgear | RM1562 | GLN | TPM | TPM | TPM | 12964.75 | 978.84 | 744.18 | 0 | 5.39 | 92.87
NZST | New Zealand Steel Limited | GLN | Glenbrook | GEN | Switchgear | RM1572 | GLN | TPM | TPM | TPM | 12964.75 | 978.84 | 744.18 | 0 | 5.39 | 92.87
NZST | New Zealand Steel Limited | GLN | Glenbrook | GEN | Switchgear | RM1662 | GLN | TPM | TPM | TPM | 12964.75 | 978.84 | 744.18 | 0 | 5.39 | 92.87
NZST | New Zealand Steel Limited | GLN | Glenbrook | GEN | Switchgear | RM1672 | GLN | TPM | TPM | TPM | 12964.75 | 978.84 | 744.18 | 0 | 5.39 | 92.87
NZST | New Zealand Steel Limited | GLN | Glenbrook | GEN | Switchgear | RM1702 | GLN | TPM | TPM | TPM | 12964.75 | 978.84 | 744.18 | 0 | 100 | 1723.02
NZST | New Zealand Steel Limited | GLN | Glenbrook | GEN | Switchgear | VT21 | GLN | TPM | TPM | TPM | 0.02 | 0 | 0 | 0 | 4.41 | 0
NZST | New Zealand Steel Limited | GLN | Glenbrook | GEN | Switchgear | VT22 | GLN | TPM | TPM | TPM | 0.02 | 0 | 0 | 0 | 4.41 | 0
NZST | New Zealand Steel Limited | GLN | Glenbrook | OFT | Switchgear | 602 | GLN | TPM | TPM | TPM | 621099.49 | 46893.01 | 13726.3 | 2976 | 94.61 | 60167.52
NZST | New Zealand Steel Limited | GLN | Glenbrook | OFT | Switchgear | 612 | GLN | TPM | TPM | TPM | 1032512.44 | 77954.69 | 22818.52 | 4960 | 77.38 | 81816.36
NZST | New Zealand Steel Limited | GLN | Glenbrook | OFT | Switchgear | 622 | GLN | TPM | TPM | TPM | 621099.49 | 46893.01 | 13726.3 | 2976 | 77.38 | 49210.05
NZST | New Zealand Steel Limited | GLN | Glenbrook | OFT | Switchgear | 632 | GLN | TPM | TPM | TPM | 1032512.44 | 77954.69 | 22818.52 | 4960 | 77.38 | 81816.36
NZST | New Zealand Steel Limited | GLN | Glenbrook | OFT | Switchgear | 642 | GLN | TPM | TPM | TPM | 621099.49 | 46893.01 | 13726.3 | 2976 | 77.38 | 49210.05
NZST | New Zealand Steel Limited | GLN | Glenbrook | OFT | Switchgear | 658 | GLN | TPM | TPM | TPM | 1027061.68 | 77543.16 | 22698.06 | 2976 | 77.38 | 79869.48
NZST | New Zealand Steel Limited | GLN | Glenbrook | OFT | Switchgear | 1442 | GLN | TPM | TPM | TPM | 48399.13 | 3654.13 | 1069.62 | 4960 | 94.61 | 9161.8
NZST | New Zealand Steel Limited | GLN | Glenbrook | OFT | Switchgear | 1462 | GLN | TPM | TPM | TPM | 121596.97 | 9180.57 | 2687.29 | 4960 | 94.61 | 15920.84
NZST | New Zealand Steel Limited | GLN | Glenbrook | OFT | Switchgear | 1472 | GLN | TPM | TPM | TPM | 121596.97 | 9180.57 | 2687.29 | 4960 | 94.61 | 15920.84
NZST | New Zealand Steel Limited | GLN | Glenbrook | OFT | Switchgear | 1482 | GLN | TPM | TPM | TPM | 112256.79 | 8475.39 | 2480.88 | 2976 | 94.61 | 13181.32
NZST | New Zealand Steel Limited | GLN | Glenbrook | OFT | Switchgear | 1492 | GLN | TPM | TPM | TPM | 121596.97 | 9180.57 | 2687.29 | 4960 | 94.61 | 15920.84
NZST | New Zealand Steel Limited | GLN | Glenbrook | OFT | Switchgear | 1502 | GLN | TPM | TPM | TPM | 121596.97 | 9180.57 | 2687.29 | 4960 | 94.61 | 15920.84
NZST | New Zealand Steel Limited | GLN | Glenbrook | OFT | Switchgear | 1512 | GLN | TPM | TPM | TPM | 121596.97 | 9180.57 | 2687.29 | 4960 | 94.61 | 15920.84
NZST | New Zealand Steel Limited | GLN | Glenbrook | OFT | Switchgear | 1547 | GLN | TPM | TPM | TPM | 24632.04 | 1859.72 | 544.37 | 992 | 94.61 | 3213.04
NZST | New Zealand Steel Limited | GLN | Glenbrook | OFT | Switchgear | 1557 | GLN | TPM | TPM | TPM | 24632.04 | 1859.72 | 544.37 | 992 | 94.61 | 3213.04
NZST | New Zealand Steel Limited | GLN | Glenbrook | OFT | Switchgear | 1562 | GLN | TPM | TPM | TPM | 112256.79 | 8475.39 | 2480.88 | 2976 | 77.38 | 10780.79
NZST | New Zealand Steel Limited | GLN | Glenbrook | OFT | Switchgear | 1572 | GLN | TPM | TPM | TPM | 121596.97 | 9180.57 | 2687.29 | 4960 | 77.38 | 13021.4
NZST | New Zealand Steel Limited | GLN | Glenbrook | OFT | Switchgear | 1587 | GLN | TPM | TPM | TPM | 0.02 | 0 | 0 | 992 | 77.38 | 767.61
NZST | New Zealand Steel Limited | GLN | Glenbrook | OFT | Switchgear | 1597 | GLN | TPM | TPM | TPM | 0.02 | 0 | 0 | 992 | 77.38 | 767.61
NZST | New Zealand Steel Limited | GLN | Glenbrook | OFT | Switchgear | 1602 | GLN | TPM | TPM | TPM | 121596.97 | 9180.57 | 2687.29 | 4960 | 94.61 | 15920.84
NZST | New Zealand Steel Limited | GLN | Glenbrook | OFT | Switchgear | 1612 | GLN | TPM | TPM | TPM | 121596.97 | 9180.57 | 2687.29 | 4960 | 94.61 | 15920.84
NZST | New Zealand Steel Limited | GLN | Glenbrook | OFT | Switchgear | 1622 | GLN | TPM | TPM | TPM | 121596.97 | 9180.57 | 2687.29 | 4960 | 94.61 | 15920.84
NZST | New Zealand Steel Limited | GLN | Glenbrook | OFT | Switchgear | 1642 | GLN | TPM | TPM | TPM | 121596.97 | 9180.57 | 2687.29 | 4960 | 94.61 | 15920.84
NZST | New Zealand Steel Limited | GLN | Glenbrook | OFT | Switchgear | 1662 | GLN | TPM | TPM | TPM | 112256.79 | 8475.39 | 2480.88 | 2976 | 77.38 | 10780.79
NZST | New Zealand Steel Limited | GLN | Glenbrook | OFT | Switchgear | 1672 | GLN | TPM | TPM | TPM | 121596.97 | 9180.57 | 2687.29 | 4960 | 77.38 | 13021.4
NZST | New Zealand Steel Limited | GLN | Glenbrook | OFT | Switchgear | 1682 | GLN | TPM | TPM | TPM | 121596.97 | 9180.57 | 2687.29 | 4960 | 94.61 | 15920.84
WELE | WEL Networks Limited | HAM | Hamilton | OFT | Switchgear | 2152 | HAM | TPM | TPM | TPM | 109092.24 | 8236.46 | 2410.94 | 992 | 100 | 11639.4
WELE | WEL Networks Limited | HAM | Hamilton | OFT | Switchgear | 2142 | HAM | TPM | TPM | TPM | 109092.24 | 8236.46 | 2410.94 | 992 | 100 | 11639.4
WELE | WEL Networks Limited | HAM | Hamilton | OFT | Switchgear | 2132 | HAM | TPM | TPM | TPM | 109092.24 | 8236.46 | 2410.94 | 992 | 100 | 11639.4
WELE | WEL Networks Limited | HAM | Hamilton | OFT | Switchgear | 2122 | HAM | TPM | TPM | TPM | 109092.24 | 8236.46 | 2410.94 | 992 | 100 | 11639.4
WELE | WEL Networks Limited | HAM | Hamilton | OFT | Switchgear | 442 | HAM | TPM | TPM | TPM | 435724.79 | 32897.22 | 9629.52 | 1984 | 100 | 44510.74
NZST | New Zealand Steel Limited | GLN | Glenbrook | OFT | Switchgear | BZP3 | GLN | TPM | TPM | TPM | 0 | 0 | 0 | 0 | 77.38 | 0
NZST | New Zealand Steel Limited | GLN | Glenbrook | OFT | Switchgear | RM1482 | GLN | TPM | TPM | TPM | 12964.75 | 978.84 | 286.52 | 0 | 94.61 | 1197.16
NZST | New Zealand Steel Limited | GLN | Glenbrook | OFT | Switchgear | RM1492 | GLN | TPM | TPM | TPM | 12964.75 | 978.84 | 286.52 | 0 | 94.61 | 1197.16
NZST | New Zealand Steel Limited | GLN | Glenbrook | OFT | Switchgear | RM1562 | GLN | TPM | TPM | TPM | 12964.75 | 978.84 | 286.52 | 0 | 94.61 | 1197.16
NZST | New Zealand Steel Limited | GLN | Glenbrook | OFT | Switchgear | RM1572 | GLN | TPM | TPM | TPM | 12964.75 | 978.84 | 286.52 | 0 | 94.61 | 1197.16
NZST | New Zealand Steel Limited | GLN | Glenbrook | OFT | Switchgear | RM1662 | GLN | TPM | TPM | TPM | 12964.75 | 978.84 | 286.52 | 0 | 94.61 | 1197.16
NZST | New Zealand Steel Limited | GLN | Glenbrook | OFT | Switchgear | RM1672 | GLN | TPM | TPM | TPM | 12964.75 | 978.84 | 286.52 | 0 | 94.61 | 1197.16
NZST | New Zealand Steel Limited | GLN | Glenbrook | OFT | Switchgear | VT21 | GLN | TPM | TPM | TPM | 0.02 | 0 | 0 | 0 | 77.38 | 0
NZST | New Zealand Steel Limited | GLN | Glenbrook | OFT | Switchgear | VT22 | GLN | TPM | TPM | TPM | 0.02 | 0 | 0 | 0 | 77.38 | 0
WELE | WEL Networks Limited | HAM | Hamilton | OFT | Switchgear | 402 | HAM | TPM | TPM | TPM | 435724.79 | 32897.22 | 9629.52 | 1984 | 100 | 44510.74
WELE | WEL Networks Limited | HAM | Hamilton | OFT | Switchgear | 212 | HAM | TPM | TPM | TPM | 347612.99 | 26244.78 | 7682.25 | 1984 | 100 | 35911.03
ORON | Orion New Zealand Limited | ADD | Addington | OFT | Switchgear | 3 | ADD | TPM | TPM | TPM | 79756.38 | 6021.61 | 1762.62 | 892.8 | 100 | 8677.03
ORON | Orion New Zealand Limited | ADD | Addington | OFT | Switchgear | 4 | ADD | TPM | TPM | TPM | 79756.38 | 6021.61 | 1762.62 | 892.8 | 100 | 8677.03
ORON | Orion New Zealand Limited | ADD | Addington | OFT | Switchgear | 5 | ADD | TPM | TPM | TPM | 79756.38 | 6021.61 | 1762.62 | 892.8 | 100 | 8677.03
ORON | Orion New Zealand Limited | ADD | Addington | OFT | Switchgear | 6 | ADD | TPM | TPM | TPM | 79756.38 | 6021.61 | 1762.62 | 892.8 | 100 | 8677.03
ORON | Orion New Zealand Limited | ADD | Addington | OFT | Switchgear | 7 | ADD | TPM | TPM | TPM | 79756.38 | 6021.61 | 1762.62 | 892.8 | 100 | 8677.03
ORON | Orion New Zealand Limited | ADD | Addington | OFT | Switchgear | 8 | ADD | TPM | TPM | TPM | 79756.38 | 6021.61 | 1762.62 | 892.8 | 100 | 8677.03
ORON | Orion New Zealand Limited | ADD | Addington | OFT | Switchgear | 9 | ADD | TPM | TPM | TPM | 79756.38 | 6021.61 | 1762.62 | 892.8 | 100 | 8677.03
ORON | Orion New Zealand Limited | ADD | Addington | OFT | Switchgear | 10 | ADD | TPM | TPM | TPM | 79756.38 | 6021.61 | 1762.62 | 892.8 | 100 | 8677.03
ORON | Orion New Zealand Limited | ADD | Addington | OFT | Switchgear | 11 | ADD | TPM | TPM | TPM | 79756.38 | 6021.61 | 1762.62 | 892.8 | 100 | 8677.03
ORON | Orion New Zealand Limited | ADD | Addington | OFT | Switchgear | 28 | ADD | TPM | TPM | TPM | 82207.8 | 6206.69 | 1816.79 | 992 | 100 | 9015.48
ORON | Orion New Zealand Limited | ADD | Addington | OFT | Switchgear | 29 | ADD | TPM | TPM | TPM | 82207.8 | 6206.69 | 1816.79 | 992 | 100 | 9015.48
ORON | Orion New Zealand Limited | ADD | Addington | OFT | Switchgear | 30 | ADD | TPM | TPM | TPM | 82207.8 | 6206.69 | 1816.79 | 992 | 100 | 9015.48
ORON | Orion New Zealand Limited | ADD | Addington | OFT | Switchgear | 42 | ADD | TPM | TPM | TPM | 480667.43 | 36290.39 | 10622.75 | 3571.2 | 100 | 50484.34
ORON | Orion New Zealand Limited | ADD | Addington | OFT | Switchgear | 52 | ADD | TPM | TPM | TPM | 328303.66 | 24786.93 | 7255.51 | 3968 | 100 | 36010.44
ORON | Orion New Zealand Limited | ADD | Addington | OFT | Switchgear | 62 | ADD | TPM | TPM | TPM | 480667.43 | 36290.39 | 10622.75 | 3571.2 | 100 | 50484.34
ORON | Orion New Zealand Limited | ADD | Addington | OFT | Switchgear | 72 | ADD | TPM | TPM | TPM | 223974.74 | 16910.09 | 4949.84 | 1984 | 100 | 23843.93
ORON | Orion New Zealand Limited | ADD | Addington | OFT | Switchgear | 82 | ADD | TPM | TPM | TPM | 223974.74 | 16910.09 | 4949.84 | 1984 | 100 | 23843.93
ORON | Orion New Zealand Limited | ADD | Addington | OFT | Switchgear | 92 | ADD | TPM | TPM | TPM | 223974.74 | 16910.09 | 4949.84 | 1984 | 100 | 23843.93
ORON | Orion New Zealand Limited | ADD | Addington | OFT | Switchgear | 102 | ADD | TPM | TPM | TPM | 328303.66 | 24786.93 | 7255.51 | 1984 | 100 | 34026.44
ORON | Orion New Zealand Limited | ADD | Addington | OFT | Switchgear | 112 | ADD | TPM | TPM | TPM | 223974.74 | 16910.09 | 4949.84 | 1984 | 100 | 23843.93
ORON | Orion New Zealand Limited | ADD | Addington | OFT | Switchgear | 122 | ADD | TPM | TPM | TPM | 480667.43 | 36290.39 | 10622.75 | 3670.4 | 100 | 50583.54
ORON | Orion New Zealand Limited | ADD | Addington | OFT | Switchgear | 132 | ADD | TPM | TPM | TPM | 480667.43 | 36290.39 | 10622.75 | 3968 | 100 | 50881.14
ORON | Orion New Zealand Limited | ADD | Addington | OFT | Switchgear | 142 | ADD | TPM | TPM | TPM | 480667.43 | 36290.39 | 10622.75 | 3670.4 | 100 | 50583.54
ORON | Orion New Zealand Limited | ADD | Addington | OFT | Switchgear | 172 | ADD | TPM | TPM | TPM | 480667.43 | 36290.39 | 10622.75 | 3571.2 | 100 | 50484.34
ORON | Orion New Zealand Limited | ADD | Addington | OFT | Switchgear | 252 | ADD | TPM | TPM | TPM | 480667.43 | 36290.39 | 10622.75 | 3968 | 100 | 50881.14
ORON | Orion New Zealand Limited | ADD | Addington | OFT | Switchgear | 592 | ADD | TPM | TPM | TPM | 328303.66 | 24786.93 | 7255.51 | 3968 | 100 | 36010.44
ORON | Orion New Zealand Limited | ADD | Addington | OFT | Switchgear | 2642 | ADD | TPM | TPM | TPM | 73527.31 | 5551.31 | 1624.95 | 892.8 | 100 | 8069.06
ORON | Orion New Zealand Limited | ADD | Addington | OFT | Switchgear | 2662 | ADD | TPM | TPM | TPM | 73527.31 | 5551.31 | 1624.95 | 892.8 | 100 | 8069.06
ORON | Orion New Zealand Limited | ADD | Addington | OFT | Switchgear | 2672 | ADD | TPM | TPM | TPM | 77761.23 | 5870.97 | 1718.52 | 992 | 100 | 8581.49
ORON | Orion New Zealand Limited | ADD | Addington | OFT | Switchgear | 2682 | ADD | TPM | TPM | TPM | 73527.31 | 5551.31 | 1624.95 | 892.8 | 100 | 8069.06
ORON | Orion New Zealand Limited | ADD | Addington | OFT | Switchgear | 2698 | ADD | TPM | TPM | TPM | 75220.88 | 5679.18 | 1662.38 | 992 | 100 | 8333.56
ORON | Orion New Zealand Limited | ADD | Addington | OFT | Switchgear | 2702 | ADD | TPM | TPM | TPM | 73527.31 | 5551.31 | 1624.95 | 892.8 | 100 | 8069.06
ORON | Orion New Zealand Limited | ADD | Addington | OFT | Switchgear | 2722 | ADD | TPM | TPM | TPM | 73527.31 | 5551.31 | 1624.95 | 892.8 | 100 | 8069.06
ORON | Orion New Zealand Limited | ADD | Addington | OFT | Switchgear | 2742 | ADD | TPM | TPM | TPM | 73527.31 | 5551.31 | 1624.95 | 892.8 | 100 | 8069.06
ORON | Orion New Zealand Limited | ADD | Addington | OFT | Switchgear | 2762 | ADD | TPM | TPM | TPM | 73527.31 | 5551.31 | 1624.95 | 892.8 | 100 | 8069.06
ORON | Orion New Zealand Limited | ADD | Addington | OFT | Switchgear | 2782 | ADD | TPM | TPM | TPM | 73527.31 | 5551.31 | 1624.95 | 892.8 | 100 | 8069.06
ORON | Orion New Zealand Limited | ADD | Addington | OFT | Switchgear | 2798 | ADD | TPM | TPM | TPM | 75220.88 | 5679.18 | 1662.38 | 992 | 100 | 8333.56
ORON | Orion New Zealand Limited | ADD | Addington | OFT | Switchgear | 2802 | ADD | TPM | TPM | TPM | 73527.31 | 5551.31 | 1624.95 | 892.8 | 100 | 8069.06
ORON | Orion New Zealand Limited | ADD | Addington | OFT | Switchgear | 2812 | ADD | TPM | TPM | TPM | 77761.23 | 5870.97 | 1718.52 | 992 | 100 | 8581.49
ORON | Orion New Zealand Limited | ADD | Addington | OFT | Switchgear | 2822 | ADD | TPM | TPM | TPM | 73527.31 | 5551.31 | 1624.95 | 892.8 | 100 | 8069.06
ORON | Orion New Zealand Limited | ADD | Addington | OFT | Switchgear | 2842 | ADD | TPM | TPM | TPM | 73527.31 | 5551.31 | 1624.95 | 892.8 | 100 | 8069.06
ORON | Orion New Zealand Limited | ADD | Addington | OFT | Switchgear | 127-117 | ADD | TPM | TPM | TPM | 78441.05 | 5922.3 | 1733.55 | 1984 | 100 | 9639.85
ORON | Orion New Zealand Limited | ADD | Addington | OFT | Switchgear | 147-137 | ADD | TPM | TPM | TPM | 78441.05 | 5922.3 | 1733.55 | 1984 | 100 | 9639.85
ORON | Orion New Zealand Limited | ADD | Addington | OFT | Switchgear | 67-57 | ADD | TPM | TPM | TPM | 78441.05 | 5922.3 | 1733.55 | 1984 | 100 | 9639.85
ORON | Orion New Zealand Limited | ADD | Addington | OFT | Switchgear | 87-77 | ADD | TPM | TPM | TPM | 78441.05 | 5922.3 | 1733.55 | 1984 | 100 | 9639.85
ORON | Orion New Zealand Limited | ADD | Addington | OFT | Switchgear | 97-107 | ADD | TPM | TPM | TPM | 78441.05 | 5922.3 | 1733.55 | 1984 | 100 | 9639.85
ORON | Orion New Zealand Limited | ADD | Addington | OFT | Switchgear | RM122 | ADD | TPM | TPM | TPM | 44913.42 | 3390.96 | 992.59 | 0 | 100 | 4383.55
ORON | Orion New Zealand Limited | ADD | Addington | OFT | Switchgear | RM142 | ADD | TPM | TPM | TPM | 44913.42 | 3390.96 | 992.59 | 0 | 100 | 4383.55
ORON | Orion New Zealand Limited | ADD | Addington | OFT | Switchgear | RM172 | ADD | TPM | TPM | TPM | 44913.42 | 3390.96 | 992.59 | 0 | 100 | 4383.55
ORON | Orion New Zealand Limited | ADD | Addington | OFT | Switchgear | RM2672 | ADD | TPM | TPM | TPM | 31102.38 | 2348.23 | 687.36 | 0 | 100 | 3035.59
ORON | Orion New Zealand Limited | ADD | Addington | OFT | Switchgear | RM28 | ADD | TPM | TPM | TPM | 30428.83 | 2297.38 | 672.48 | 0 | 100 | 2969.86
ORON | Orion New Zealand Limited | ADD | Addington | OFT | Switchgear | RM2812 | ADD | TPM | TPM | TPM | 31102.38 | 2348.23 | 687.36 | 0 | 100 | 3035.59
ORON | Orion New Zealand Limited | ADD | Addington | OFT | Switchgear | RM29 | ADD | TPM | TPM | TPM | 30428.83 | 2297.38 | 672.48 | 0 | 100 | 2969.86
ORON | Orion New Zealand Limited | ADD | Addington | OFT | Switchgear | RM30 | ADD | TPM | TPM | TPM | 30428.83 | 2297.38 | 672.48 | 0 | 100 | 2969.86
ORON | Orion New Zealand Limited | ADD | Addington | OFT | Switchgear | RM42 | ADD | TPM | TPM | TPM | 44913.42 | 3390.96 | 992.59 | 0 | 100 | 4383.55
ORON | Orion New Zealand Limited | ADD | Addington | OFT | Switchgear | RM62 | ADD | TPM | TPM | TPM | 44913.42 | 3390.96 | 992.59 | 0 | 100 | 4383.55
ORON | Orion New Zealand Limited | ADD | Addington | OFT | Switchgear | VT124 | ADD | TPM | TPM | TPM | 16493.24 | 1245.24 | 364.5 | 0 | 100 | 1609.74
ORON | Orion New Zealand Limited | ADD | Addington | OFT | Switchgear | VT144 | ADD | TPM | TPM | TPM | 16493.24 | 1245.24 | 364.5 | 0 | 100 | 1609.74
ORON | Orion New Zealand Limited | ADD | Addington | OFT | Switchgear | VT174 | ADD | TPM | TPM | TPM | 16493.24 | 1245.24 | 364.5 | 0 | 100 | 1609.74
ORON | Orion New Zealand Limited | ADD | Addington | OFT | Switchgear | VT44 | ADD | TPM | TPM | TPM | 16493.24 | 1245.24 | 364.5 | 0 | 100 | 1609.74
ORON | Orion New Zealand Limited | ADD | Addington | OFT | Switchgear | VT64 | ADD | TPM | TPM | TPM | 16493.24 | 1245.24 | 364.5 | 0 | 100 | 1609.74
ORON | Orion New Zealand Limited | ADD | Addington | OFT | Switchgear | 152 | ISL | TPM | TPM | TPM | 667721.49 | 50412.97 | 14756.64 | 4960 | 83.97 | 58887.83
ORON | Orion New Zealand Limited | ADD | Addington | OFT | Switchgear | 172 | ISL | TPM | TPM | TPM | 667721.49 | 50412.97 | 14756.64 | 4960 | 83.97 | 58887.83
ORON | Orion New Zealand Limited | ADD | Addington | OFT | Switchgear | 192 | ISL | TPM | TPM | TPM | 667721.49 | 50412.97 | 14756.64 | 4960 | 83.97 | 58887.83
ORON | Orion New Zealand Limited | ADD | Addington | OFT | Switchgear | 202 | ISL | TPM | TPM | TPM | 667721.49 | 50412.97 | 14756.64 | 4960 | 83.97 | 58887.83
ORON | Orion New Zealand Limited | APS | Arthurs Pass | OFT | Switchgear | 112 | APS | TPM | TPM | TPM | 242260.43 | 18290.66 | 5353.96 | 1984 | 100 | 25628.62
ORON | Orion New Zealand Limited | APS | Arthurs Pass | OFT | Switchgear | 622 | APS | TPM | TPM | TPM | 49105.88 | 3707.49 | 1085.24 | 1984 | 100 | 6776.73
ORON | Orion New Zealand Limited | APS | Arthurs Pass | OFT | Switchgear | RM622 | APS | TPM | TPM | TPM | 31410.32 | 2371.48 | 694.17 | 0 | 100 | 3065.65
ORON | Orion New Zealand Limited | BRY | Bromley | OFT | Switchgear | 62 | BRY | TPM | TPM | TPM | 218613.38 | 16505.31 | 4831.36 | 1984 | 100 | 23320.67
ORON | Orion New Zealand Limited | BRY | Bromley | OFT | Switchgear | 72 | BRY | TPM | TPM | TPM | 480667.43 | 36290.39 | 10622.75 | 3769.6 | 100 | 50682.74
ORON | Orion New Zealand Limited | BRY | Bromley | OFT | Switchgear | 88 | BRY | TPM | TPM | TPM | 292029.3 | 22048.21 | 6453.85 | 2976 | 100 | 31478.06
ORON | Orion New Zealand Limited | BRY | Bromley | OFT | Switchgear | 92 | BRY | SPR | SPR | SPR | 0.04 | 0 | 0 | 0 | 100 | 0
ORON | Orion New Zealand Limited | BRY | Bromley | OFT | Switchgear | 102 | BRY | TPM | TPM | TPM | 218613.38 | 16505.31 | 4831.36 | 1984 | 100 | 23320.67
ORON | Orion New Zealand Limited | BRY | Bromley | OFT | Switchgear | 112 | BRY | TPM | TPM | TPM | 480667.43 | 36290.39 | 10622.75 | 3670.4 | 100 | 50583.54
ORON | Orion New Zealand Limited | BRY | Bromley | OFT | Switchgear | 122 | BRY | TPM | TPM | TPM | 480667.43 | 36290.39 | 10622.75 | 3769.6 | 100 | 50682.74
ORON | Orion New Zealand Limited | BRY | Bromley | OFT | Switchgear | 142 | BRY | SPR | SPR | SPR | 0.04 | 0 | 0 | 0 | 100 | 0
ORON | Orion New Zealand Limited | BRY | Bromley | OFT | Switchgear | 148 | BRY | TPM | TPM | TPM | 292029.3 | 22048.21 | 6453.85 | 2976 | 100 | 31478.06
ORON | Orion New Zealand Limited | BRY | Bromley | OFT | Switchgear | 162 | BRY | TPM | TPM | TPM | 327920.08 | 24757.97 | 7247.03 | 1984 | 100 | 33989
WELE | WEL Networks Limited | HAM | Hamilton | OFT | Switchgear | 192 | HAM | TPM | TPM | TPM | 347612.99 | 26244.78 | 7682.25 | 1984 | 100 | 35911.03
ORON | Orion New Zealand Limited | BRY | Bromley | OFT | Switchgear | 182 | BRY | TPM | TPM | TPM | 480667.43 | 36290.39 | 10622.75 | 3670.4 | 100 | 50583.54
ORON | Orion New Zealand Limited | BRY | Bromley | OFT | Switchgear | 207 | BRY | TPM | TPM | TPM | 62972.15 | 4754.4 | 1391.68 | 992 | 100 | 7138.08
ORON | Orion New Zealand Limited | BRY | Bromley | OFT | Switchgear | 407 | BRY | TPM | TPM | TPM | 19720.15 | 1488.87 | 435.82 | 992 | 100 | 2916.69
ORON | Orion New Zealand Limited | BRY | Bromley | OFT | Switchgear | 467 | BRY | TPM | TPM | TPM | 53467.95 | 4036.83 | 1181.64 | 992 | 100 | 6210.47
ORON | Orion New Zealand Limited | BRY | Bromley | OFT | Switchgear | 492 | BRY | TPM | TPM | TPM | 327920.08 | 24757.97 | 7247.03 | 1984 | 100 | 33989
ORON | Orion New Zealand Limited | BRY | Bromley | OFT | Switchgear | 532 | BRY | TPM | TPM | TPM | 327920.08 | 24757.97 | 7247.03 | 1984 | 100 | 33989
ORON | Orion New Zealand Limited | BRY | Bromley | OFT | Switchgear | 547 | BRY | TPM | TPM | TPM | 53467.95 | 4036.83 | 1181.64 | 992 | 100 | 6210.47
ORON | Orion New Zealand Limited | BRY | Bromley | OFT | Switchgear | 802 | BRY | TPM | TPM | TPM | 468690.7 | 35386.15 | 10358.06 | 1984 | 100 | 47728.21
ORON | Orion New Zealand Limited | BRY | Bromley | OFT | Switchgear | 812 | BRY | TPM | TPM | TPM | 884217.76 | 66758.44 | 19541.21 | 3968 | 100 | 90267.65
ORON | Orion New Zealand Limited | BRY | Bromley | OFT | Switchgear | 842 | BRY | TPM | TPM | TPM | 468690.7 | 35386.15 | 10358.06 | 1984 | 100 | 47728.21
ORON | Orion New Zealand Limited | BRY | Bromley | OFT | Switchgear | 867 | BRY | TPM | TPM | TPM | 32535.05 | 2456.4 | 719.02 | 992 | 100 | 4167.42
ORON | Orion New Zealand Limited | BRY | Bromley | OFT | Switchgear | 878 | BRY | TPM | TPM | TPM | 264690.62 | 19984.14 | 5849.66 | 2976 | 100 | 28809.8
ORON | Orion New Zealand Limited | BRY | Bromley | OFT | Switchgear | 892 | BRY | TPM | TPM | TPM | 884217.76 | 66758.44 | 19541.21 | 3968 | 100 | 90267.65
ORON | Orion New Zealand Limited | BRY | Bromley | OFT | Switchgear | 917 | BRY | TPM | TPM | TPM | 32535.05 | 2456.4 | 719.02 | 992 | 100 | 4167.42
WELE | WEL Networks Limited | HAM | Hamilton | GEN | Switchgear | RM2872 | HAM | TPM | TPM | TPM | 31102.38 | 2348.23 | 1785.28 | 0 | 0 | 0
ORON | Orion New Zealand Limited | BRY | Bromley | OFT | Switchgear | 2582 | BRY | TPM | TPM | TPM | 73527.31 | 5551.31 | 1624.95 | 892.8 | 100 | 8069.06
ORON | Orion New Zealand Limited | BRY | Bromley | OFT | Switchgear | 2592 | BRY | TPM | TPM | TPM | 73527.31 | 5551.31 | 1624.95 | 892.8 | 100 | 8069.06
ORON | Orion New Zealand Limited | BRY | Bromley | OFT | Switchgear | 2602 | BRY | TPM | TPM | TPM | 73527.31 | 5551.31 | 1624.95 | 892.8 | 100 | 8069.06
ORON | Orion New Zealand Limited | BRY | Bromley | OFT | Switchgear | 2612 | BRY | TPM | TPM | TPM | 73527.31 | 5551.31 | 1624.95 | 892.8 | 100 | 8069.06
ORON | Orion New Zealand Limited | BRY | Bromley | OFT | Switchgear | 2622 | BRY | TPM | TPM | TPM | 73527.31 | 5551.31 | 1624.95 | 892.8 | 100 | 8069.06
ORON | Orion New Zealand Limited | BRY | Bromley | OFT | Switchgear | 2632 | BRY | TPM | TPM | TPM | 77761.23 | 5870.97 | 1718.52 | 992 | 100 | 8581.49
ORON | Orion New Zealand Limited | BRY | Bromley | OFT | Switchgear | 2642 | BRY | TPM | TPM | TPM | 73527.31 | 5551.31 | 1624.95 | 892.8 | 100 | 8069.06
ORON | Orion New Zealand Limited | BRY | Bromley | OFT | Switchgear | 2652 | BRY | TPM | TPM | TPM | 73527.31 | 5551.31 | 1624.95 | 892.8 | 100 | 8069.06
ORON | Orion New Zealand Limited | BRY | Bromley | OFT | Switchgear | 2662 | BRY | TPM | TPM | TPM | 77761.23 | 5870.97 | 1718.52 | 992 | 100 | 8581.49
ORON | Orion New Zealand Limited | BRY | Bromley | OFT | Switchgear | 2672 | BRY | TPM | TPM | TPM | 73527.31 | 5551.31 | 1624.95 | 892.8 | 100 | 8069.06
ORON | Orion New Zealand Limited | BRY | Bromley | OFT | Switchgear | 2682 | BRY | TPM | TPM | TPM | 73527.31 | 5551.31 | 1624.95 | 892.8 | 100 | 8069.06
ORON | Orion New Zealand Limited | BRY | Bromley | OFT | Switchgear | 2698 | BRY | TPM | TPM | TPM | 114067.1 | 8612.07 | 2520.88 | 992 | 100 | 12124.95
ORON | Orion New Zealand Limited | BRY | Bromley | OFT | Switchgear | 2712 | BRY | TPM | TPM | TPM | 73527.31 | 5551.31 | 1624.95 | 892.8 | 100 | 8069.06
ORON | Orion New Zealand Limited | BRY | Bromley | OFT | Switchgear | 2722 | BRY | TPM | TPM | TPM | 73527.31 | 5551.31 | 1624.95 | 892.8 | 100 | 8069.06
ORON | Orion New Zealand Limited | BRY | Bromley | OFT | Switchgear | 2732 | BRY | TPM | TPM | TPM | 77761.23 | 5870.97 | 1718.52 | 992 | 100 | 8581.49
ORON | Orion New Zealand Limited | BRY | Bromley | OFT | Switchgear | 2742 | BRY | TPM | TPM | TPM | 73527.31 | 5551.31 | 1624.95 | 892.8 | 100 | 8069.06
ORON | Orion New Zealand Limited | BRY | Bromley | OFT | Switchgear | 2752 | BRY | TPM | TPM | TPM | 73527.31 | 5551.31 | 1624.95 | 892.8 | 100 | 8069.06
ORON | Orion New Zealand Limited | BRY | Bromley | OFT | Switchgear | 2762 | BRY | TPM | TPM | TPM | 73527.31 | 5551.31 | 1624.95 | 892.8 | 100 | 8069.06
ORON | Orion New Zealand Limited | BRY | Bromley | OFT | Switchgear | 2772 | BRY | TPM | TPM | TPM | 73527.31 | 5551.31 | 1624.95 | 892.8 | 100 | 8069.06
ORON | Orion New Zealand Limited | BRY | Bromley | OFT | Switchgear | 2782 | BRY | TPM | TPM | TPM | 73527.31 | 5551.31 | 1624.95 | 892.8 | 100 | 8069.06
ORON | Orion New Zealand Limited | BRY | Bromley | OFT | Switchgear | 2792 | BRY | TPM | TPM | TPM | 73527.31 | 5551.31 | 1624.95 | 892.8 | 100 | 8069.06
ORON | Orion New Zealand Limited | BRY | Bromley | OFT | Switchgear | 2802 | BRY | TPM | TPM | TPM | 73527.31 | 5551.31 | 1624.95 | 892.8 | 100 | 8069.06
WELE | WEL Networks Limited | HAM | Hamilton | GEN | Switchgear | RM2752 | HAM | TPM | TPM | TPM | 31102.38 | 2348.23 | 1785.28 | 0 | 0 | 0
ORON | Orion New Zealand Limited | BRY | Bromley | OFT | Switchgear | 487-517 | BRY | TPM | TPM | TPM | 35964.5 | 2715.32 | 794.82 | 1984 | 100 | 5494.14
ORON | Orion New Zealand Limited | BRY | Bromley | OFT | Switchgear | 807-817 | BRY | TPM | TPM | TPM | 56448.04 | 4261.83 | 1247.5 | 1984 | 100 | 7493.33
ORON | Orion New Zealand Limited | BRY | Bromley | OFT | Switchgear | 827-847 | BRY | TPM | TPM | TPM | 56448.04 | 4261.83 | 1247.5 | 1984 | 100 | 7493.33
ORON | Orion New Zealand Limited | BRY | Bromley | OFT | Switchgear | RM2632 | BRY | TPM | TPM | TPM | 31102.38 | 2348.23 | 687.36 | 0 | 100 | 3035.59
ORON | Orion New Zealand Limited | BRY | Bromley | OFT | Switchgear | RM2662 | BRY | TPM | TPM | TPM | 31102.38 | 2348.23 | 687.36 | 0 | 100 | 3035.59
ORON | Orion New Zealand Limited | BRY | Bromley | OFT | Switchgear | RM2732 | BRY | TPM | TPM | TPM | 31102.38 | 2348.23 | 687.36 | 0 | 100 | 3035.59
ORON | Orion New Zealand Limited | BRY | Bromley | OFT | Switchgear | RM492 | BRY | TPM | TPM | TPM | 44913.42 | 3390.96 | 992.59 | 0 | 100 | 4383.55
ORON | Orion New Zealand Limited | BRY | Bromley | OFT | Switchgear | RM532 | BRY | TPM | TPM | TPM | 44913.42 | 3390.96 | 992.59 | 0 | 100 | 4383.55
ORON | Orion New Zealand Limited | BRY | Bromley | OFT | Switchgear | VT1 | BRY | TPM | TPM | TPM | 41233.09 | 3113.1 | 911.25 | 0 | 100 | 4024.35
ORON | Orion New Zealand Limited | BRY | Bromley | OFT | Switchgear | VT2 | BRY | TPM | TPM | TPM | 41233.09 | 3113.1 | 911.25 | 0 | 100 | 4024.35
ORON | Orion New Zealand Limited | BRY | Bromley | OFT | Switchgear | VT97 | BRY | TPM | TPM | TPM | 0.01 | 0 | 0 | 0 | 100 | 0
ORON | Orion New Zealand Limited | CLH | Castle Hill | OFT | Switchgear | 152 | CLH | TPM | TPM | TPM | 72795.06 | 5496.03 | 1608.77 | 1984 | 100 | 9088.8
ORON | Orion New Zealand Limited | CLH | Castle Hill | OFT | Switchgear | 642 | CLH | TPM | TPM | TPM | 27946.95 | 2109.99 | 617.63 | 1984 | 100 | 4711.62
ORON | Orion New Zealand Limited | CLH | Castle Hill | OFT | Switchgear | 672 | CLH | TPM | TPM | TPM | 49105.88 | 3707.49 | 1085.24 | 1884.8 | 100 | 6677.53
ORON | Orion New Zealand Limited | CLH | Castle Hill | OFT | Switchgear | 692 | CLH | TPM | TPM | TPM | 49105.88 | 3707.49 | 1085.24 | 1884.8 | 100 | 6677.53
ORON | Orion New Zealand Limited | CLH | Castle Hill | OFT | Switchgear | RM642 | CLH | TPM | TPM | TPM | 31410.32 | 2371.48 | 694.17 | 0 | 100 | 3065.65
ORON | Orion New Zealand Limited | COL | Coleridge | OFT | Switchgear | 222 | COL | TPM | TPM | TPM | 331166.81 | 25003.09 | 7318.79 | 1984 | 100 | 34305.88
ORON | Orion New Zealand Limited | COL | Coleridge | OFT | Switchgear | 1022 | COL | TPM | TPM | TPM | 49105.88 | 3707.49 | 1085.24 | 1984 | 100 | 6776.73
ORON | Orion New Zealand Limited | COL | Coleridge | OFT | Switchgear | RM1022 | COL | TPM | TPM | TPM | 31410.32 | 2371.48 | 694.17 | 0 | 100 | 3065.65
ORON | Orion New Zealand Limited | HOR | Hororata | OFT | Switchgear | 52 | HOR | TPM | TPM | TPM | 480667.43 | 36290.39 | 10622.75 | 3670.4 | 100 | 50583.54
ORON | Orion New Zealand Limited | HOR | Hororata | OFT | Switchgear | 82 | HOR | TPM | TPM | TPM | 327920.08 | 24757.97 | 7247.03 | 1984 | 100 | 33989
ORON | Orion New Zealand Limited | HOR | Hororata | OFT | Switchgear | 142 | HOR | TPM | TPM | TPM | 327920.08 | 24757.97 | 7247.03 | 1984 | 100 | 33989
WELE | WEL Networks Limited | HAM | Hamilton | GEN | Switchgear | RM2242 | HAM | TPM | TPM | TPM | 31102.38 | 2348.23 | 1785.28 | 0 | 0 | 0
ORON | Orion New Zealand Limited | HOR | Hororata | OFT | Switchgear | 1202 | HOR | TPM | TPM | TPM | 126114.98 | 9521.68 | 2787.14 | 3670.4 | 100 | 15979.22
ORON | Orion New Zealand Limited | HOR | Hororata | OFT | Switchgear | 1212 | HOR | TPM | TPM | TPM | 140509.38 | 10608.46 | 3105.26 | 1984 | 100 | 15697.72
ORON | Orion New Zealand Limited | HOR | Hororata | OFT | Switchgear | 1222 | HOR | TPM | TPM | TPM | 126114.98 | 9521.68 | 2787.14 | 3670.4 | 100 | 15979.22
ORON | Orion New Zealand Limited | HOR | Hororata | OFT | Switchgear | 1242 | HOR | TPM | TPM | TPM | 126114.98 | 9521.68 | 2787.14 | 3670.4 | 100 | 15979.22
ORON | Orion New Zealand Limited | HOR | Hororata | OFT | Switchgear | 1262 | HOR | TPM | TPM | TPM | 126114.98 | 9521.68 | 2787.14 | 3670.4 | 100 | 15979.22
ORON | Orion New Zealand Limited | HOR | Hororata | OFT | Switchgear | 1272 | HOR | TPM | TPM | TPM | 140509.38 | 10608.46 | 3105.26 | 1984 | 100 | 15697.72
ORON | Orion New Zealand Limited | HOR | Hororata | OFT | Switchgear | 1217-1227 | HOR | TPM | TPM | TPM | 36306.11 | 2741.11 | 802.37 | 1984 | 100 | 5527.48
ORON | Orion New Zealand Limited | HOR | Hororata | OFT | Switchgear | 1257-1267 | HOR | TPM | TPM | TPM | 36306.11 | 2741.11 | 802.37 | 1984 | 100 | 5527.48
ORON | Orion New Zealand Limited | HOR | Hororata | OFT | Switchgear | RM1212 | HOR | TPM | TPM | TPM | 31102.38 | 2348.23 | 687.36 | 0 | 100 | 3035.59
ORON | Orion New Zealand Limited | HOR | Hororata | OFT | Switchgear | RM1272 | HOR | TPM | TPM | TPM | 31102.38 | 2348.23 | 687.36 | 0 | 100 | 3035.59
WELE | WEL Networks Limited | HAM | Hamilton | GEN | Switchgear | RM2162 | HAM | TPM | TPM | TPM | 31102.38 | 2348.23 | 1785.28 | 0 | 0 | 0
ORON | Orion New Zealand Limited | HOR | Hororata | OFT | Switchgear | RM52 | HOR | TPM | TPM | TPM | 44913.42 | 3390.96 | 992.59 | 0 | 100 | 4383.55
ORON | Orion New Zealand Limited | HOR | Hororata | OFT | Switchgear | VT154 | HOR | TPM | TPM | TPM | 20616.55 | 1556.55 | 455.63 | 0 | 100 | 2012.18
ORON | Orion New Zealand Limited | HOR | Hororata | OFT | Switchgear | VT54 | HOR | TPM | TPM | TPM | 20616.55 | 1556.55 | 455.63 | 0 | 100 | 2012.18
ORON | Orion New Zealand Limited | ISL | Islington | OFT | Switchgear | 122 | ISL | TPM | TPM | TPM | 667721.49 | 50412.97 | 14756.64 | 4761.6 | 100 | 69931.21
ORON | Orion New Zealand Limited | ISL | Islington | OFT | Switchgear | 142 | ISL | TPM | TPM | TPM | 667721.49 | 50412.97 | 14756.64 | 4761.6 | 100 | 69931.21
ORON | Orion New Zealand Limited | ISL | Islington | OFT | Switchgear | 222 | ISL | TPM | TPM | TPM | 667721.49 | 50412.97 | 14756.64 | 4662.4 | 100 | 69832.01
ORON | Orion New Zealand Limited | ISL | Islington | OFT | Switchgear | 242 | ISL | TPM | TPM | TPM | 667721.49 | 50412.97 | 14756.64 | 4662.4 | 100 | 69832.01
WELE | WEL Networks Limited | HAM | Hamilton | GEN | Switchgear | 2902 | HAM | TPM | TPM | TPM | 44006.86 | 3322.52 | 2525.99 | 992 | 0 | 0
ORON | Orion New Zealand Limited | ISL | Islington | OFT | Switchgear | 412 | ISL | TPM | TPM | TPM | 627310.49 | 47361.94 | 13863.56 | 2976 | 100 | 64201.5
ORON | Orion New Zealand Limited | ISL | Islington | OFT | Switchgear | 422 | ISL | TPM | TPM | TPM | 627310.49 | 47361.94 | 13863.56 | 2976 | 100 | 64201.5
ORON | Orion New Zealand Limited | ISL | Islington | OFT | Switchgear | 882 | ISL | TPM | TPM | TPM | 141012.74 | 10646.46 | 3116.38 | 3670.4 | 100 | 17433.24
ORON | Orion New Zealand Limited | ISL | Islington | OFT | Switchgear | 932 | ISL | TPM | TPM | TPM | 141012.74 | 10646.46 | 3116.38 | 3670.4 | 100 | 17433.24
ORON | Orion New Zealand Limited | ISL | Islington | OFT | Switchgear | 962 | ISL | TPM | TPM | TPM | 141012.74 | 10646.46 | 3116.38 | 3670.4 | 100 | 17433.24
ORON | Orion New Zealand Limited | ISL | Islington | OFT | Switchgear | 972 | ISL | TPM | TPM | TPM | 141012.74 | 10646.46 | 3116.38 | 3670.4 | 100 | 17433.24
ORON | Orion New Zealand Limited | ISL | Islington | OFT | Switchgear | 982 | ISL | TPM | TPM | TPM | 128497.63 | 9701.57 | 2839.8 | 1984 | 100 | 14525.37
WELE | WEL Networks Limited | HAM | Hamilton | GEN | Switchgear | 2882 | HAM | TPM | TPM | TPM | 44006.86 | 3322.52 | 2525.99 | 992 | 0 | 0
ORON | Orion New Zealand Limited | ISL | Islington | OFT | Switchgear | 1032 | ISL | TPM | TPM | TPM | 141012.74 | 10646.46 | 3116.38 | 3670.4 | 100 | 17433.24
ORON | Orion New Zealand Limited | ISL | Islington | OFT | Switchgear | 2058 | ISL | TPM | TPM | TPM | 57211.55 | 4319.47 | 1264.38 | 992 | 100 | 6575.85
ORON | Orion New Zealand Limited | ISL | Islington | OFT | Switchgear | 2062 | ISL | TPM | TPM | TPM | 49856.48 | 3764.16 | 1101.83 | 892.8 | 100 | 5758.79
ORON | Orion New Zealand Limited | ISL | Islington | OFT | Switchgear | 2072 | ISL | TPM | TPM | TPM | 49856.48 | 3764.16 | 1101.83 | 892.8 | 100 | 5758.79
ORON | Orion New Zealand Limited | ISL | Islington | OFT | Switchgear | 2082 | ISL | TPM | TPM | TPM | 49856.48 | 3764.16 | 1101.83 | 892.8 | 100 | 5758.79
ORON | Orion New Zealand Limited | ISL | Islington | OFT | Switchgear | 2092 | ISL | TPM | TPM | TPM | 49856.48 | 3764.16 | 1101.83 | 892.8 | 100 | 5758.79
ORON | Orion New Zealand Limited | ISL | Islington | OFT | Switchgear | 2102 | ISL | TPM | TPM | TPM | 49856.48 | 3764.16 | 1101.83 | 892.8 | 100 | 5758.79
ORON | Orion New Zealand Limited | ISL | Islington | OFT | Switchgear | 2112 | ISL | TPM | TPM | TPM | 53304.17 | 4024.46 | 1178.02 | 992 | 100 | 6194.48
ORON | Orion New Zealand Limited | ISL | Islington | OFT | Switchgear | RM122 | ISL | TPM | TPM | TPM | 44913.42 | 3390.96 | 992.59 | 0 | 100 | 4383.55
ORON | Orion New Zealand Limited | ISL | Islington | OFT | Switchgear | RM142 | ISL | TPM | TPM | TPM | 44913.42 | 3390.96 | 992.59 | 0 | 100 | 4383.55
ORON | Orion New Zealand Limited | ISL | Islington | OFT | Switchgear | RM2112 | ISL | TPM | TPM | TPM | 30069.81 | 2270.27 | 664.54 | 0 | 100 | 2934.81
ORON | Orion New Zealand Limited | ISL | Islington | OFT | Switchgear | RM222 | ISL | TPM | TPM | TPM | 44913.42 | 3390.96 | 992.59 | 0 | 100 | 4383.55
ORON | Orion New Zealand Limited | ISL | Islington | OFT | Switchgear | RM242 | ISL | TPM | TPM | TPM | 44913.42 | 3390.96 | 992.59 | 0 | 100 | 4383.55
ORON | Orion New Zealand Limited | ISL | Islington | OFT | Switchgear | RM982 | ISL | TPM | TPM | TPM | 30557.08 | 2307.06 | 675.31 | 0 | 100 | 2982.37
ORON | Orion New Zealand Limited | MLN | Middleton | OFT | Switchgear | 52 | ADD | TPM | TPM | TPM | 328303.66 | 24786.93 | 7255.51 | 3968 | 0 | 0
ORON | Orion New Zealand Limited | MLN | Middleton | OFT | Switchgear | 72 | ADD | TPM | TPM | TPM | 223974.74 | 16910.09 | 4949.84 | 1984 | 0 | 0
ORON | Orion New Zealand Limited | MLN | Middleton | OFT | Switchgear | 92 | ADD | TPM | TPM | TPM | 223974.74 | 16910.09 | 4949.84 | 1984 | 0 | 0
ORON | Orion New Zealand Limited | MLN | Middleton | OFT | Switchgear | 112 | ADD | TPM | TPM | TPM | 223974.74 | 16910.09 | 4949.84 | 1984 | 0 | 0
ORON | Orion New Zealand Limited | MLN | Middleton | OFT | Switchgear | 132 | ADD | TPM | TPM | TPM | 480667.43 | 36290.39 | 10622.75 | 3968 | 0 | 0
ORON | Orion New Zealand Limited | MLN | Middleton | OFT | Switchgear | 252 | ADD | TPM | TPM | TPM | 480667.43 | 36290.39 | 10622.75 | 3968 | 0 | 0
ORON | Orion New Zealand Limited | MLN | Middleton | OFT | Switchgear | 592 | ADD | TPM | TPM | TPM | 328303.66 | 24786.93 | 7255.51 | 3968 | 0 | 0
ORON | Orion New Zealand Limited | MLN | Middleton | OFT | Switchgear | 127-117 | ADD | TPM | TPM | TPM | 78441.05 | 5922.3 | 1733.55 | 1984 | 0 | 0
ORON | Orion New Zealand Limited | MLN | Middleton | OFT | Switchgear | 147-137 | ADD | TPM | TPM | TPM | 78441.05 | 5922.3 | 1733.55 | 1984 | 0 | 0
ORON | Orion New Zealand Limited | MLN | Middleton | OFT | Switchgear | 67-57 | ADD | TPM | TPM | TPM | 78441.05 | 5922.3 | 1733.55 | 1984 | 0 | 0
ORON | Orion New Zealand Limited | MLN | Middleton | OFT | Switchgear | 87-77 | ADD | TPM | TPM | TPM | 78441.05 | 5922.3 | 1733.55 | 1984 | 0 | 0
ORON | Orion New Zealand Limited | MLN | Middleton | OFT | Switchgear | 97-107 | ADD | TPM | TPM | TPM | 78441.05 | 5922.3 | 1733.55 | 1984 | 0 | 0
ORON | Orion New Zealand Limited | MLN | Middleton | OFT | Switchgear | VT124 | ADD | TPM | TPM | TPM | 16493.24 | 1245.24 | 364.5 | 0 | 0 | 0
ORON | Orion New Zealand Limited | MLN | Middleton | OFT | Switchgear | VT174 | ADD | TPM | TPM | TPM | 16493.24 | 1245.24 | 364.5 | 0 | 0 | 0
ORON | Orion New Zealand Limited | MLN | Middleton | OFT | Switchgear | VT44 | ADD | TPM | TPM | TPM | 16493.24 | 1245.24 | 364.5 | 0 | 0 | 0
ORON | Orion New Zealand Limited | MLN | Middleton | OFT | Switchgear | VT64 | ADD | TPM | TPM | TPM | 16493.24 | 1245.24 | 364.5 | 0 | 0 | 0
ORON | Orion New Zealand Limited | MLN | Middleton | OFT | Switchgear | 152 | ISL | TPM | TPM | TPM | 667721.49 | 50412.97 | 14756.64 | 4960 | 16.03 | 11241.78
ORON | Orion New Zealand Limited | MLN | Middleton | OFT | Switchgear | 172 | ISL | TPM | TPM | TPM | 667721.49 | 50412.97 | 14756.64 | 4960 | 16.03 | 11241.78
ORON | Orion New Zealand Limited | MLN | Middleton | OFT | Switchgear | 192 | ISL | TPM | TPM | TPM | 667721.49 | 50412.97 | 14756.64 | 4960 | 16.03 | 11241.78
ORON | Orion New Zealand Limited | MLN | Middleton | OFT | Switchgear | 202 | ISL | TPM | TPM | TPM | 667721.49 | 50412.97 | 14756.64 | 4960 | 16.03 | 11241.78
WELE | WEL Networks Limited | HAM | Hamilton | GEN | Switchgear | 2872 | HAM | TPM | TPM | TPM | 46540.9 | 3513.84 | 2671.45 | 992 | 0 | 0
WELE | WEL Networks Limited | HAM | Hamilton | GEN | Switchgear | 2862 | HAM | TPM | TPM | TPM | 44006.86 | 3322.52 | 2525.99 | 992 | 0 | 0
WELE | WEL Networks Limited | HAM | Hamilton | GEN | Switchgear | 2842 | HAM | TPM | TPM | TPM | 44006.86 | 3322.52 | 2525.99 | 992 | 0 | 0
WELE | WEL Networks Limited | HAM | Hamilton | GEN | Switchgear | 2822 | HAM | TPM | TPM | TPM | 44006.86 | 3322.52 | 2525.99 | 992 | 0 | 0
ORON | Orion New Zealand Limited | SPN | Springston | GEN | Switchgear | 92 | ISL | TPM | TPM | TPM | 667721.49 | 50412.97 | 38327.21 | 4960 | 0 | 0
ORON | Orion New Zealand Limited | SPN | Springston | GEN | Switchgear | 112 | ISL | TPM | TPM | TPM | 667721.49 | 50412.97 | 38327.21 | 4960 | 0 | 0
WELE | WEL Networks Limited | HAM | Hamilton | GEN | Switchgear | 2818 | HAM | TPM | TPM | TPM | 45020.48 | 3399.05 | 2584.18 | 992 | 0 | 0
WELE | WEL Networks Limited | HAM | Hamilton | GEN | Switchgear | 2802 | HAM | TPM | TPM | TPM | 44006.86 | 3322.52 | 2525.99 | 992 | 0 | 0
WELE | WEL Networks Limited | HAM | Hamilton | GEN | Switchgear | 2782 | HAM | TPM | TPM | TPM | 44006.86 | 3322.52 | 2525.99 | 992 | 0 | 0
WELE | WEL Networks Limited | HAM | Hamilton | GEN | Switchgear | 2762 | HAM | TPM | TPM | TPM | 44006.86 | 3322.52 | 2525.99 | 992 | 0 | 0
WELE | WEL Networks Limited | HAM | Hamilton | GEN | Switchgear | 2752 | HAM | TPM | TPM | TPM | 46540.9 | 3513.84 | 2671.45 | 992 | 0 | 0
WELE | WEL Networks Limited | HAM | Hamilton | GEN | Switchgear | 2742 | HAM | TPM | TPM | TPM | 44006.86 | 3322.52 | 2525.99 | 992 | 0 | 0
ORON | Orion New Zealand Limited | SPN | Springston | GEN | Switchgear | 1132 | SPN | TPM | TPM | TPM | 126259.37 | 9532.58 | 7247.29 | 1984 | 0 | 0
ORON | Orion New Zealand Limited | SPN | Springston | GEN | Switchgear | 1227 | SPN | TPM | TPM | TPM | 19050.37 | 1438.3 | 1093.49 | 992 | 0 | 0
ORON | Orion New Zealand Limited | SPN | Springston | GEN | Switchgear | 1232 | SPN | TPM | TPM | TPM | 126259.37 | 9532.58 | 7247.29 | 1984 | 0 | 0
ORON | Orion New Zealand Limited | SPN | Springston | GEN | Switchgear | 1147-1167 | SPN | TPM | TPM | TPM | 32624.07 | 2463.12 | 1872.62 | 1984 | 0 | 0
ORON | Orion New Zealand Limited | SPN | Springston | GEN | Switchgear | 1187-1207 | SPN | TPM | TPM | TPM | 32624.07 | 2463.12 | 1872.62 | 1984 | 0 | 0
ORON | Orion New Zealand Limited | SPN | Springston | GEN | Switchgear | RM1132 | SPN | TPM | TPM | TPM | 30527.24 | 2304.81 | 1752.26 | 0 | 0 | 0
ORON | Orion New Zealand Limited | SPN | Springston | GEN | Switchgear | RM1232 | SPN | TPM | TPM | TPM | 30527.24 | 2304.81 | 1752.26 | 0 | 0 | 0
WELE | WEL Networks Limited | HAM | Hamilton | GEN | Switchgear | 2722 | HAM | TPM | TPM | TPM | 44006.86 | 3322.52 | 2525.99 | 992 | 0 | 0
ORON | Orion New Zealand Limited | SPN | Springston | GEN | Switchgear | VT3 | SPN | TPM | TPM | TPM | 41233.09 | 3113.1 | 2366.78 | 0 | 0 | 0
WELE | WEL Networks Limited | HAM | Hamilton | GEN | Switchgear | 2302 | HAM | TPM | TPM | TPM | 109092.24 | 8236.46 | 6261.89 | 992 | 0 | 0
WELE | WEL Networks Limited | HAM | Hamilton | GEN | Switchgear | 2292 | HAM | TPM | TPM | TPM | 109092.24 | 8236.46 | 6261.89 | 992 | 0 | 0
ORON | Orion New Zealand Limited | SPN | Springston | GEN | Switchgear | VT4 | SPN | TPM | TPM | TPM | 41233.09 | 3113.1 | 2366.78 | 0 | 0 | 0
ORON | Orion New Zealand Limited | SPN | Springston | OFT | Switchgear | 92 | ISL | TPM | TPM | TPM | 667721.49 | 50412.97 | 14756.64 | 4960 | 100 | 70129.61
ORON | Orion New Zealand Limited | SPN | Springston | OFT | Switchgear | 112 | ISL | TPM | TPM | TPM | 667721.49 | 50412.97 | 14756.64 | 4960 | 100 | 70129.61
WELE | WEL Networks Limited | HAM | Hamilton | GEN | Switchgear | 2282 | HAM | TPM | TPM | TPM | 109092.24 | 8236.46 | 6261.89 | 992 | 0 | 0
WELE | WEL Networks Limited | HAM | Hamilton | GEN | Switchgear | 2272 | HAM | TPM | TPM | TPM | 109092.24 | 8236.46 | 6261.89 | 992 | 0 | 0
WELE | WEL Networks Limited | HAM | Hamilton | GEN | Switchgear | 2262 | HAM | TPM | TPM | TPM | 109092.24 | 8236.46 | 6261.89 | 992 | 0 | 0
WELE | WEL Networks Limited | HAM | Hamilton | GEN | Switchgear | 2252 | HAM | TPM | TPM | TPM | 109092.24 | 8236.46 | 6261.89 | 992 | 0 | 0
WELE | WEL Networks Limited | HAM | Hamilton | GEN | Switchgear | 2242 | HAM | TPM | TPM | TPM | 98189.9 | 7413.34 | 5636.1 | 992 | 0 | 0
WELE | WEL Networks Limited | HAM | Hamilton | GEN | Switchgear | 2232 | HAM | TPM | TPM | TPM | 109092.24 | 8236.46 | 6261.89 | 992 | 0 | 0
ORON | Orion New Zealand Limited | SPN | Springston | OFT | Switchgear | 1122 | SPN | TPM | TPM | TPM | 138556.49 | 10461.01 | 3062.1 | 3769.6 | 100 | 17292.71
ORON | Orion New Zealand Limited | SPN | Springston | OFT | Switchgear | 1132 | SPN | TPM | TPM | TPM | 126259.37 | 9532.58 | 2790.33 | 1984 | 100 | 14306.91
ORON | Orion New Zealand Limited | SPN | Springston | OFT | Switchgear | 1142 | SPN | TPM | TPM | TPM | 138556.49 | 10461.01 | 3062.1 | 3769.6 | 100 | 17292.71
ORON | Orion New Zealand Limited | SPN | Springston | OFT | Switchgear | 1162 | SPN | TPM | TPM | TPM | 138556.49 | 10461.01 | 3062.1 | 3769.6 | 100 | 17292.71
ORON | Orion New Zealand Limited | SPN | Springston | OFT | Switchgear | 1172 | SPN | TPM | TPM | TPM | 138556.49 | 10461.01 | 3062.1 | 3769.6 | 100 | 17292.71
ORON | Orion New Zealand Limited | SPN | Springston | OFT | Switchgear | 1182 | SPN | TPM | TPM | TPM | 138556.49 | 10461.01 | 3062.1 | 3769.6 | 100 | 17292.71
ORON | Orion New Zealand Limited | SPN | Springston | OFT | Switchgear | 1192 | SPN | TPM | TPM | TPM | 138556.49 | 10461.01 | 3062.1 | 3769.6 | 100 | 17292.71
ORON | Orion New Zealand Limited | SPN | Springston | OFT | Switchgear | 1202 | SPN | TPM | TPM | TPM | 138556.49 | 10461.01 | 3062.1 | 3769.6 | 100 | 17292.71
ORON | Orion New Zealand Limited | SPN | Springston | OFT | Switchgear | 1222 | SPN | TPM | TPM | TPM | 138556.49 | 10461.01 | 3062.1 | 3769.6 | 100 | 17292.71
ORON | Orion New Zealand Limited | SPN | Springston | OFT | Switchgear | 1227 | SPN | TPM | TPM | TPM | 19050.37 | 1438.3 | 421.01 | 992 | 100 | 2851.31
ORON | Orion New Zealand Limited | SPN | Springston | OFT | Switchgear | 1232 | SPN | TPM | TPM | TPM | 126259.37 | 9532.58 | 2790.33 | 1984 | 100 | 14306.91
ORON | Orion New Zealand Limited | SPN | Springston | OFT | Switchgear | 1147-1167 | SPN | TPM | TPM | TPM | 32624.07 | 2463.12 | 720.99 | 1984 | 100 | 5168.11
ORON | Orion New Zealand Limited | SPN | Springston | OFT | Switchgear | 1187-1207 | SPN | TPM | TPM | TPM | 32624.07 | 2463.12 | 720.99 | 1984 | 100 | 5168.11
ORON | Orion New Zealand Limited | SPN | Springston | OFT | Switchgear | RM1132 | SPN | TPM | TPM | TPM | 30527.24 | 2304.81 | 674.65 | 0 | 100 | 2979.46
ORON | Orion New Zealand Limited | SPN | Springston | OFT | Switchgear | RM1232 | SPN | TPM | TPM | TPM | 30527.24 | 2304.81 | 674.65 | 0 | 100 | 2979.46
WELE | WEL Networks Limited | HAM | Hamilton | GEN | Switchgear | 2198 | HAM | TPM | TPM | TPM | 136332.2 | 10293.08 | 7825.47 | 992 | 0 | 0
ORON | Orion New Zealand Limited | SPN | Springston | OFT | Switchgear | VT3 | SPN | TPM | TPM | TPM | 41233.09 | 3113.1 | 911.25 | 0 | 100 | 4024.35
WELE | WEL Networks Limited | HAM | Hamilton | GEN | Switchgear | 2182 | HAM | TPM | TPM | TPM | 109092.24 | 8236.46 | 6261.89 | 992 | 0 | 0
WELE | WEL Networks Limited | HAM | Hamilton | GEN | Switchgear | 2172 | HAM | TPM | TPM | TPM | 109092.24 | 8236.46 | 6261.89 | 992 | 0 | 0
ORON | Orion New Zealand Limited | SPN | Springston | OFT | Switchgear | VT4 | SPN | TPM | TPM | TPM | 41233.09 | 3113.1 | 911.25 | 0 | 100 | 4024.35
OTNT | Last Tango Ltd, Pylon Ltd and Southern Lines Ltd trading as OtagoNet | BAL | Balclutha | OFT | Switchgear | 62 | BAL | TPM | TPM | TPM | 662150.36 | 49992.35 | 14633.52 | 3968 | 100 | 68593.87
OTNT | Last Tango Ltd, Pylon Ltd and Southern Lines Ltd trading as OtagoNet | BAL | Balclutha | OFT | Switchgear | 72 | BAL | TPM | TPM | TPM | 451493.99 | 34087.8 | 9978.02 | 1984 | 100 | 46049.82
OTNT | Last Tango Ltd, Pylon Ltd and Southern Lines Ltd trading as OtagoNet | BAL | Balclutha | OFT | Switchgear | 82 | BAL | TPM | TPM | TPM | 662150.36 | 49992.35 | 14633.52 | 3968 | 100 | 68593.87
OTNT | Last Tango Ltd, Pylon Ltd and Southern Lines Ltd trading as OtagoNet | BAL | Balclutha | OFT | Switchgear | 92 | BAL | TPM | TPM | TPM | 451493.99 | 34087.8 | 9978.02 | 1984 | 100 | 46049.82
OTNT | Last Tango Ltd, Pylon Ltd and Southern Lines Ltd trading as OtagoNet | BAL | Balclutha | OFT | Switchgear | 212 | BAL | TPM | TPM | TPM | 139542.85 | 10535.49 | 3083.9 | 3670.4 | 100 | 17289.79
OTNT | Last Tango Ltd, Pylon Ltd and Southern Lines Ltd trading as OtagoNet | BAL | Balclutha | OFT | Switchgear | 222 | BAL | TPM | TPM | TPM | 127158.19 | 9600.44 | 2810.2 | 1984 | 100 | 14394.64
OTNT | Last Tango Ltd, Pylon Ltd and Southern Lines Ltd trading as OtagoNet | BAL | Balclutha | OFT | Switchgear | 232 | BAL | TPM | TPM | TPM | 139542.85 | 10535.49 | 3083.9 | 3670.4 | 100 | 17289.79
OTNT | Last Tango Ltd, Pylon Ltd and Southern Lines Ltd trading as OtagoNet | BAL | Balclutha | OFT | Switchgear | 242 | BAL | TPM | TPM | TPM | 139542.85 | 10535.49 | 3083.9 | 3670.4 | 100 | 17289.79
OTNT | Last Tango Ltd, Pylon Ltd and Southern Lines Ltd trading as OtagoNet | BAL | Balclutha | OFT | Switchgear | 252 | BAL | TPM | TPM | TPM | 139542.85 | 10535.49 | 3083.9 | 3670.4 | 100 | 17289.79
OTNT | Last Tango Ltd, Pylon Ltd and Southern Lines Ltd trading as OtagoNet | BAL | Balclutha | OFT | Switchgear | 262 | BAL | TPM | TPM | TPM | 139542.85 | 10535.49 | 3083.9 | 3670.4 | 100 | 17289.79
OTNT | Last Tango Ltd, Pylon Ltd and Southern Lines Ltd trading as OtagoNet | BAL | Balclutha | OFT | Switchgear | 272 | BAL | TPM | TPM | TPM | 139542.85 | 10535.49 | 3083.9 | 3670.4 | 100 | 17289.79
OTNT | Last Tango Ltd, Pylon Ltd and Southern Lines Ltd trading as OtagoNet | BAL | Balclutha | OFT | Switchgear | 282 | BAL | TPM | TPM | TPM | 154019.13 | 11628.44 | 3403.82 | 1984 | 100 | 17016.26
OTNT | Last Tango Ltd, Pylon Ltd and Southern Lines Ltd trading as OtagoNet | BAL | Balclutha | OFT | Switchgear | 292 | BAL | TPM | TPM | TPM | 139542.85 | 10535.49 | 3083.9 | 3670.4 | 100 | 17289.79
OTNT | Last Tango Ltd, Pylon Ltd and Southern Lines Ltd trading as OtagoNet | BAL | Balclutha | OFT | Switchgear | 312 | BAL | TPM | TPM | TPM | 139542.85 | 10535.49 | 3083.9 | 3670.4 | 100 | 17289.79
OTNT | Last Tango Ltd, Pylon Ltd and Southern Lines Ltd trading as OtagoNet | BAL | Balclutha | OFT | Switchgear | 247-267 | BAL | TPM | TPM | TPM | 32856.31 | 2480.65 | 726.12 | 1984 | 100 | 5190.77
OTNT | Last Tango Ltd, Pylon Ltd and Southern Lines Ltd trading as OtagoNet | BAL | Balclutha | OFT | Switchgear | 67-87 | BAL | TPM | TPM | TPM | 190224.66 | 14361.96 | 4203.96 | 1984 | 100 | 20549.92
OTNT | Last Tango Ltd, Pylon Ltd and Southern Lines Ltd trading as OtagoNet | BAL | Balclutha | OFT | Switchgear | RM222 | BAL | TPM | TPM | TPM | 17190.68 | 1297.9 | 379.91 | 0 | 100 | 1677.81
OTNT | Last Tango Ltd, Pylon Ltd and Southern Lines Ltd trading as OtagoNet | BAL | Balclutha | OFT | Switchgear | RM282 | BAL | TPM | TPM | TPM | 17190.68 | 1297.9 | 379.91 | 0 | 100 | 1677.81
OTNT | Last Tango Ltd, Pylon Ltd and Southern Lines Ltd trading as OtagoNet | BAL | Balclutha | OFT | Switchgear | VT67 | BAL | TPM | TPM | TPM | 48322.23 | 3648.33 | 1067.92 | 0 | 100 | 4716.25
OTNT | Last Tango Ltd, Pylon Ltd and Southern Lines Ltd trading as OtagoNet | NSY | Naseby | GEN | Switchgear | 212 | NSY | TPM | TPM | TPM | 468690.7 | 35386.15 | 26902.85 | 1984 | 0 | 0
OTNT | Last Tango Ltd, Pylon Ltd and Southern Lines Ltd trading as OtagoNet | NSY | Naseby | GEN | Switchgear | 242 | NSY | TPM | TPM | TPM | 468690.7 | 35386.15 | 26902.85 | 1984 | 0 | 0
OTNT | Last Tango Ltd, Pylon Ltd and Southern Lines Ltd trading as OtagoNet | NSY | Naseby | GEN | Switchgear | 1052 | NSY | TPM | TPM | TPM | 172160.09 | 12998.09 | 9881.99 | 3670.4 | 0 | 0
OTNT | Last Tango Ltd, Pylon Ltd and Southern Lines Ltd trading as OtagoNet | NSY | Naseby | GEN | Switchgear | 1062 | NSY | TPM | TPM | TPM | 156880.6 | 11844.49 | 9004.95 | 1984 | 0 | 0
OTNT | Last Tango Ltd, Pylon Ltd and Southern Lines Ltd trading as OtagoNet | NSY | Naseby | GEN | Switchgear | 1092 | NSY | TPM | TPM | TPM | 172160.09 | 12998.09 | 9881.99 | 3670.4 | 0 | 0
OTNT | Last Tango Ltd, Pylon Ltd and Southern Lines Ltd trading as OtagoNet | NSY | Naseby | GEN | Switchgear | 1102 | NSY | TPM | TPM | TPM | 156880.6 | 11844.49 | 9004.95 | 1984 | 0 | 0
OTNT | Last Tango Ltd, Pylon Ltd and Southern Lines Ltd trading as OtagoNet | NSY | Naseby | GEN | Switchgear | 1077-1097 | NSY | TPM | TPM | TPM | 40536.26 | 3060.49 | 2326.78 | 1984 | 0 | 0
OTNT | Last Tango Ltd, Pylon Ltd and Southern Lines Ltd trading as OtagoNet | NSY | Naseby | GEN | Switchgear | RM1062 | NSY | TPM | TPM | TPM | 21208.9 | 1601.27 | 1217.39 | 0 | 0 | 0
OTNT | Last Tango Ltd, Pylon Ltd and Southern Lines Ltd trading as OtagoNet | NSY | Naseby | GEN | Switchgear | RM1102 | NSY | TPM | TPM | TPM | 21208.9 | 1601.27 | 1217.39 | 0 | 0 | 0
OTNT | Last Tango Ltd, Pylon Ltd and Southern Lines Ltd trading as OtagoNet | NSY | Naseby | OFT | Switchgear | 212 | NSY | TPM | TPM | TPM | 468690.7 | 35386.15 | 10358.06 | 1984 | 100 | 47728.21
OTNT | Last Tango Ltd, Pylon Ltd and Southern Lines Ltd trading as OtagoNet | NSY | Naseby | OFT | Switchgear | 242 | NSY | TPM | TPM | TPM | 468690.7 | 35386.15 | 10358.06 | 1984 | 100 | 47728.21
OTNT | Last Tango Ltd, Pylon Ltd and Southern Lines Ltd trading as OtagoNet | NSY | Naseby | OFT | Switchgear | 1052 | NSY | TPM | TPM | TPM | 172160.09 | 12998.09 | 3804.74 | 3670.4 | 100 | 20473.23
OTNT | Last Tango Ltd, Pylon Ltd and Southern Lines Ltd trading as OtagoNet | NSY | Naseby | OFT | Switchgear | 1062 | NSY | TPM | TPM | TPM | 156880.6 | 11844.49 | 3467.06 | 1984 | 100 | 17295.55
OTNT | Last Tango Ltd, Pylon Ltd and Southern Lines Ltd trading as OtagoNet | NSY | Naseby | OFT | Switchgear | 1092 | NSY | TPM | TPM | TPM | 172160.09 | 12998.09 | 3804.74 | 3670.4 | 100 | 20473.23
OTNT | Last Tango Ltd, Pylon Ltd and Southern Lines Ltd trading as OtagoNet | NSY | Naseby | OFT | Switchgear | 1102 | NSY | TPM | TPM | TPM | 156880.6 | 11844.49 | 3467.06 | 1984 | 100 | 17295.55
OTNT | Last Tango Ltd, Pylon Ltd and Southern Lines Ltd trading as OtagoNet | NSY | Naseby | OFT | Switchgear | 1077-1097 | NSY | TPM | TPM | TPM | 40536.26 | 3060.49 | 895.85 | 1984 | 100 | 5940.34
OTNT | Last Tango Ltd, Pylon Ltd and Southern Lines Ltd trading as OtagoNet | NSY | Naseby | OFT | Switchgear | RM1062 | NSY | TPM | TPM | TPM | 21208.9 | 1601.27 | 468.72 | 0 | 100 | 2069.99
OTNT | Last Tango Ltd, Pylon Ltd and Southern Lines Ltd trading as OtagoNet | NSY | Naseby | OFT | Switchgear | RM1102 | NSY | TPM | TPM | TPM | 21208.9 | 1601.27 | 468.72 | 0 | 100 | 2069.99
OTNT | Last Tango Ltd, Pylon Ltd and Southern Lines Ltd trading as OtagoNet | PAL | Palmerston | OFT | Switchgear | 532 | HWB | TPM | TPM | TPM | 216566.06 | 16350.74 | 4786.11 | 3968 | 100 | 25104.85
OTNT | Last Tango Ltd, Pylon Ltd and Southern Lines Ltd trading as OtagoNet | PAL | Palmerston | OFT | Switchgear | 572 | HWB | TPM | TPM | TPM | 216566.06 | 16350.74 | 4786.11 | 3968 | 100 | 25104.85
OTNT | Last Tango Ltd, Pylon Ltd and Southern Lines Ltd trading as OtagoNet | PAL | Palmerston | OFT | Switchgear | 72 | PAL | TPM | TPM | TPM | 119606.34 | 9030.28 | 2643.3 | 1984 | 100 | 13657.58
OTNT | Last Tango Ltd, Pylon Ltd and Southern Lines Ltd trading as OtagoNet | PAL | Palmerston | OFT | Switchgear | 212 | PAL | TPM | TPM | TPM | 220517.92 | 16649.1 | 4873.45 | 3769.6 | 100 | 25292.15
OTNT | Last Tango Ltd, Pylon Ltd and Southern Lines Ltd trading as OtagoNet | PAL | Palmerston | OFT | Switchgear | 222 | PAL | TPM | TPM | TPM | 264603.08 | 19977.53 | 5847.73 | 1984 | 100 | 27809.26
OTNT | Last Tango Ltd, Pylon Ltd and Southern Lines Ltd trading as OtagoNet | PAL | Palmerston | OFT | Switchgear | 232 | PAL | TPM | TPM | TPM | 201043.93 | 15178.82 | 4443.07 | 3769.6 | 100 | 23391.49
OTNT | Last Tango Ltd, Pylon Ltd and Southern Lines Ltd trading as OtagoNet | PAL | Palmerston | OFT | Switchgear | 242 | PAL | TPM | TPM | TPM | 201043.93 | 15178.82 | 4443.07 | 3769.6 | 100 | 23391.49
OTNT | Last Tango Ltd, Pylon Ltd and Southern Lines Ltd trading as OtagoNet | PAL | Palmerston | OFT | Switchgear | 87-67 | PAL | TPM | TPM | TPM | 37214.97 | 2809.73 | 822.45 | 1984 | 100 | 5616.18
OTNT | Last Tango Ltd, Pylon Ltd and Southern Lines Ltd trading as OtagoNet | PAL | Palmerston | OFT | Switchgear | LTB1 | PAL | TPM | TPM | TPM | 0.03 | 0 | 0 | 992 | 100 | 992
OTNT | Last Tango Ltd, Pylon Ltd and Southern Lines Ltd trading as OtagoNet | PAL | Palmerston | OFT | Switchgear | LTB2 | PAL | TPM | TPM | TPM | 0.03 | 0 | 0 | 992 | 100 | 992
OTNT | Last Tango Ltd, Pylon Ltd and Southern Lines Ltd trading as OtagoNet | PAL | Palmerston | OFT | Switchgear | RM222 | PAL | TPM | TPM | TPM | 31683.14 | 2392.08 | 700.2 | 0 | 100 | 3092.28
PANP | Pan Pac Forest Products Limited | WHI | Whirinaki | GEN | Switchgear | 12 | WHI | TPM | TPM | TPM | 102155.16 | 7712.71 | 5863.71 | 992 | 0 | 0
PANP | Pan Pac Forest Products Limited | WHI | Whirinaki | GEN | Switchgear | 13 | WHI | TPM | TPM | TPM | 102155.16 | 7712.71 | 5863.71 | 992 | 0 | 0
PANP | Pan Pac Forest Products Limited | WHI | Whirinaki | GEN | Switchgear | 14 | WHI | TPM | TPM | TPM | 102155.16 | 7712.71 | 5863.71 | 992 | 0 | 0
PANP | Pan Pac Forest Products Limited | WHI | Whirinaki | GEN | Switchgear | 22 | WHI | TPM | TPM | TPM | 147721.36 | 11152.96 | 8479.21 | 992 | 0 | 0
PANP | Pan Pac Forest Products Limited | WHI | Whirinaki | GEN | Switchgear | 23 | WHI | TPM | TPM | TPM | 147721.36 | 11152.96 | 8479.21 | 992 | 0 | 0
PANP | Pan Pac Forest Products Limited | WHI | Whirinaki | GEN | Switchgear | 24 | WHI | TPM | TPM | TPM | 147721.36 | 11152.96 | 8479.21 | 992 | 0 | 0
PANP | Pan Pac Forest Products Limited | WHI | Whirinaki | GEN | Switchgear | 25 | WHI | TPM | TPM | TPM | 147721.36 | 11152.96 | 8479.21 | 992 | 0 | 0
PANP | Pan Pac Forest Products Limited | WHI | Whirinaki | GEN | Switchgear | 31 | WHI | LSA | LSA | LSA | 0.02 | 0 | 0 | 0 | 0 | 0
PANP | Pan Pac Forest Products Limited | WHI | Whirinaki | GEN | Switchgear | 32 | WHI | LSA | LSA | LSA | 0.02 | 0 | 0 | 0 | 0 | 0
PANP | Pan Pac Forest Products Limited | WHI | Whirinaki | GEN | Switchgear | 522 | WHI | TPM | TPM | TPM | 473331.21 | 35736.51 | 27169.21 | 1984 | 0 | 0
PANP | Pan Pac Forest Products Limited | WHI | Whirinaki | GEN | Switchgear | 542 | WHI | TPM | TPM | TPM | 473331.21 | 35736.51 | 27169.21 | 1984 | 0 | 0
PANP | Pan Pac Forest Products Limited | WHI | Whirinaki | GEN | Switchgear | 562 | WHI | TPM | TPM | TPM | 473331.21 | 35736.51 | 27169.21 | 1984 | 0 | 0
PANP | Pan Pac Forest Products Limited | WHI | Whirinaki | GEN | Switchgear | 2802 | WHI | TPM | TPM | TPM | 102155.16 | 7712.71 | 5863.71 | 992 | 0 | 0
PANP | Pan Pac Forest Products Limited | WHI | Whirinaki | GEN | Switchgear | 2822 | WHI | TPM | TPM | TPM | 102155.16 | 7712.71 | 5863.71 | 992 | 0 | 0
PANP | Pan Pac Forest Products Limited | WHI | Whirinaki | GEN | Switchgear | 2832 | WHI | TPM | TPM | TPM | 102155.16 | 7712.71 | 5863.71 | 992 | 0 | 0
PANP | Pan Pac Forest Products Limited | WHI | Whirinaki | GEN | Switchgear | 2842 | WHI | TPM | TPM | TPM | 102155.16 | 7712.71 | 5863.71 | 992 | 0 | 0
PANP | Pan Pac Forest Products Limited | WHI | Whirinaki | GEN | Switchgear | 2852 | WHI | TPM | TPM | TPM | 155603.16 | 11748.04 | 8931.62 | 992 | 0 | 0
PANP | Pan Pac Forest Products Limited | WHI | Whirinaki | GEN | Switchgear | 2862 | WHI | TPM | TPM | TPM | 129905.36 | 9807.85 | 7456.57 | 992 | 0 | 0
PANP | Pan Pac Forest Products Limited | WHI | Whirinaki | GEN | Switchgear | 2872 | WHI | TPM | TPM | TPM | 129905.36 | 9807.85 | 7456.57 | 992 | 0 | 0
PANP | Pan Pac Forest Products Limited | WHI | Whirinaki | GEN | Switchgear | RM23 | WHI | TPM | TPM | TPM | 31410.32 | 2371.48 | 1802.95 | 0 | 0 | 0
PANP | Pan Pac Forest Products Limited | WHI | Whirinaki | GEN | Switchgear | RM24 | WHI | TPM | TPM | TPM | 31410.32 | 2371.48 | 1802.95 | 0 | 0 | 0
PANP | Pan Pac Forest Products Limited | WHI | Whirinaki | GEN | Switchgear | RM2852 | WHI | TPM | TPM | TPM | 31410.32 | 2371.48 | 1802.95 | 0 | 0 | 0
PANP | Pan Pac Forest Products Limited | WHI | Whirinaki | GEN | Switchgear | RM2862 | WHI | TPM | TPM | TPM | 31410.32 | 2371.48 | 1802.95 | 0 | 0 | 0
PANP | Pan Pac Forest Products Limited | WHI | Whirinaki | GEN | Switchgear | RM31 | WHI | TPM | TPM | TPM | 31410.32 | 2371.48 | 1802.95 | 0 | 0 | 0
PANP | Pan Pac Forest Products Limited | WHI | Whirinaki | GEN | Switchgear | RM32 | WHI | TPM | TPM | TPM | 31410.32 | 2371.48 | 1802.95 | 0 | 0 | 0
PANP | Pan Pac Forest Products Limited | WHI | Whirinaki | OFT | Switchgear | 12 | WHI | TPM | TPM | TPM | 102155.16 | 7712.71 | 2257.63 | 992 | 100 | 10962.34
PANP | Pan Pac Forest Products Limited | WHI | Whirinaki | OFT | Switchgear | 13 | WHI | TPM | TPM | TPM | 102155.16 | 7712.71 | 2257.63 | 992 | 100 | 10962.34
PANP | Pan Pac Forest Products Limited | WHI | Whirinaki | OFT | Switchgear | 14 | WHI | TPM | TPM | TPM | 102155.16 | 7712.71 | 2257.63 | 992 | 100 | 10962.34
PANP | Pan Pac Forest Products Limited | WHI | Whirinaki | OFT | Switchgear | 22 | WHI | TPM | TPM | TPM | 147721.36 | 11152.96 | 3264.64 | 992 | 100 | 15409.6
PANP | Pan Pac Forest Products Limited | WHI | Whirinaki | OFT | Switchgear | 23 | WHI | TPM | TPM | TPM | 147721.36 | 11152.96 | 3264.64 | 992 | 100 | 15409.6
PANP | Pan Pac Forest Products Limited | WHI | Whirinaki | OFT | Switchgear | 24 | WHI | TPM | TPM | TPM | 147721.36 | 11152.96 | 3264.64 | 992 | 100 | 15409.6
PANP | Pan Pac Forest Products Limited | WHI | Whirinaki | OFT | Switchgear | 25 | WHI | TPM | TPM | TPM | 147721.36 | 11152.96 | 3264.64 | 992 | 100 | 15409.6
PANP | Pan Pac Forest Products Limited | WHI | Whirinaki | OFT | Switchgear | 31 | WHI | LSA | LSA | LSA | 0.02 | 0 | 0 | 0 | 100 | 0
PANP | Pan Pac Forest Products Limited | WHI | Whirinaki | OFT | Switchgear | 32 | WHI | LSA | LSA | LSA | 0.02 | 0 | 0 | 0 | 100 | 0
PANP | Pan Pac Forest Products Limited | WHI | Whirinaki | OFT | Switchgear | 522 | WHI | TPM | TPM | TPM | 473331.21 | 35736.51 | 10460.62 | 1984 | 100 | 48181.13
PANP | Pan Pac Forest Products Limited | WHI | Whirinaki | OFT | Switchgear | 542 | WHI | TPM | TPM | TPM | 473331.21 | 35736.51 | 10460.62 | 1984 | 100 | 48181.13
PANP | Pan Pac Forest Products Limited | WHI | Whirinaki | OFT | Switchgear | 562 | WHI | TPM | TPM | TPM | 473331.21 | 35736.51 | 10460.62 | 1984 | 100 | 48181.13
PANP | Pan Pac Forest Products Limited | WHI | Whirinaki | OFT | Switchgear | 2802 | WHI | TPM | TPM | TPM | 102155.16 | 7712.71 | 2257.63 | 992 | 100 | 10962.34
PANP | Pan Pac Forest Products Limited | WHI | Whirinaki | OFT | Switchgear | 2822 | WHI | TPM | TPM | TPM | 102155.16 | 7712.71 | 2257.63 | 992 | 100 | 10962.34
PANP | Pan Pac Forest Products Limited | WHI | Whirinaki | OFT | Switchgear | 2832 | WHI | TPM | TPM | TPM | 102155.16 | 7712.71 | 2257.63 | 992 | 100 | 10962.34
PANP | Pan Pac Forest Products Limited | WHI | Whirinaki | OFT | Switchgear | 2842 | WHI | TPM | TPM | TPM | 102155.16 | 7712.71 | 2257.63 | 992 | 100 | 10962.34
PANP | Pan Pac Forest Products Limited | WHI | Whirinaki | OFT | Switchgear | 2852 | WHI | TPM | TPM | TPM | 155603.16 | 11748.04 | 3438.83 | 992 | 100 | 16178.87
PANP | Pan Pac Forest Products Limited | WHI | Whirinaki | OFT | Switchgear | 2862 | WHI | TPM | TPM | TPM | 129905.36 | 9807.85 | 2870.91 | 992 | 100 | 13670.76
PANP | Pan Pac Forest Products Limited | WHI | Whirinaki | OFT | Switchgear | 2872 | WHI | TPM | TPM | TPM | 129905.36 | 9807.85 | 2870.91 | 992 | 100 | 13670.76
PANP | Pan Pac Forest Products Limited | WHI | Whirinaki | OFT | Switchgear | RM23 | WHI | TPM | TPM | TPM | 31410.32 | 2371.48 | 694.17 | 0 | 100 | 3065.65
PANP | Pan Pac Forest Products Limited | WHI | Whirinaki | OFT | Switchgear | RM24 | WHI | TPM | TPM | TPM | 31410.32 | 2371.48 | 694.17 | 0 | 100 | 3065.65
PANP | Pan Pac Forest Products Limited | WHI | Whirinaki | OFT | Switchgear | RM2852 | WHI | TPM | TPM | TPM | 31410.32 | 2371.48 | 694.17 | 0 | 100 | 3065.65
PANP | Pan Pac Forest Products Limited | WHI | Whirinaki | OFT | Switchgear | RM2862 | WHI | TPM | TPM | TPM | 31410.32 | 2371.48 | 694.17 | 0 | 100 | 3065.65
PANP | Pan Pac Forest Products Limited | WHI | Whirinaki | OFT | Switchgear | RM31 | WHI | TPM | TPM | TPM | 31410.32 | 2371.48 | 694.17 | 0 | 100 | 3065.65
PANP | Pan Pac Forest Products Limited | WHI | Whirinaki | OFT | Switchgear | RM32 | WHI | TPM | TPM | TPM | 31410.32 | 2371.48 | 694.17 | 0 | 100 | 3065.65
WELE | WEL Networks Limited | HAM | Hamilton | GEN | Switchgear | 2162 | HAM | TPM | TPM | TPM | 98189.9 | 7413.34 | 5636.1 | 992 | 0 | 0
WELE | WEL Networks Limited | HAM | Hamilton | GEN | Switchgear | 2152 | HAM | TPM | TPM | TPM | 109092.24 | 8236.46 | 6261.89 | 992 | 0 | 0
WELE | WEL Networks Limited | HAM | Hamilton | GEN | Switchgear | 2142 | HAM | TPM | TPM | TPM | 109092.24 | 8236.46 | 6261.89 | 992 | 0 | 0
WELE | WEL Networks Limited | HAM | Hamilton | GEN | Switchgear | 2132 | HAM | TPM | TPM | TPM | 109092.24 | 8236.46 | 6261.89 | 992 | 0 | 0
POCO | Powerco Limited | BRK | Brunswick | OFT | Switchgear | 592 | BRK | TPM | TPM | TPM | 0 | 0 | 0 | 0 | 100 | 0
POCO | Powerco Limited | BRK | Brunswick | OFT | Switchgear | 1092 | BRK | TPM | TPM | TPM | 168521.63 | 12723.38 | 3724.33 | 3968 | 100 | 20415.71
POCO | Powerco Limited | BRK | Brunswick | OFT | Switchgear | 1102 | BRK | TPM | TPM | TPM | 153565.05 | 11594.16 | 3393.79 | 1984 | 100 | 16971.95
POCO | Powerco Limited | BRK | Brunswick | OFT | Switchgear | 1112 | BRK | TPM | TPM | TPM | 168521.63 | 12723.38 | 3724.33 | 3968 | 100 | 20415.71
POCO | Powerco Limited | BRK | Brunswick | OFT | Switchgear | RM1102 | BRK | TPM | TPM | TPM | 31176.93 | 2353.86 | 689.01 | 0 | 100 | 3042.87
POCO | Powerco Limited | BPE | Bunnythorpe | GEN | Switchgear | 532 | BPE | TPM | TPM | TPM | 636081.93 | 48024.19 | 36511.1 | 2976 | 3.56 | 3115.4
POCO | Powerco Limited | BPE | Bunnythorpe | GEN | Switchgear | 552 | BPE | TPM | TPM | TPM | 636081.93 | 48024.19 | 36511.1 | 2976 | 3.56 | 3115.4
POCO | Powerco Limited | BPE | Bunnythorpe | GEN | Switchgear | 1022 | BPE | TPM | TPM | TPM | 84021.97 | 6343.66 | 4822.86 | 992 | 3.56 | 432.84
POCO | Powerco Limited | BPE | Bunnythorpe | GEN | Switchgear | 1042 | BPE | TPM | TPM | TPM | 239044.95 | 18047.89 | 13721.18 | 1984 | 3.56 | 1201.61
POCO | Powerco Limited | BPE | Bunnythorpe | GEN | Switchgear | 1062 | BPE | TPM | TPM | TPM | 84021.97 | 6343.66 | 4822.86 | 992 | 3.56 | 432.84
POCO | Powerco Limited | BPE | Bunnythorpe | GEN | Switchgear | 1067 | BPE | TPM | TPM | TPM | 24045.2 | 1815.41 | 1380.19 | 992 | 3.56 | 149.08
POCO | Powerco Limited | BPE | Bunnythorpe | GEN | Switchgear | 1072 | BPE | TPM | TPM | TPM | 84021.97 | 6343.66 | 4822.86 | 992 | 3.56 | 432.84
POCO | Powerco Limited | BPE | Bunnythorpe | GEN | Switchgear | 1082 | BPE | TPM | TPM | TPM | 84021.97 | 6343.66 | 4822.86 | 992 | 3.56 | 432.84
POCO | Powerco Limited | BPE | Bunnythorpe | GEN | Switchgear | 1087 | BPE | TPM | TPM | TPM | 24045.2 | 1815.41 | 1380.19 | 992 | 3.56 | 149.08
POCO | Powerco Limited | BPE | Bunnythorpe | GEN | Switchgear | 1092 | BPE | TPM | TPM | TPM | 84021.97 | 6343.66 | 4822.86 | 992 | 3.56 | 432.84
POCO | Powerco Limited | BPE | Bunnythorpe | GEN | Switchgear | 1102 | BPE | TPM | TPM | TPM | 239044.95 | 18047.89 | 13721.18 | 1984 | 3.56 | 1201.61
POCO | Powerco Limited | BPE | Bunnythorpe | GEN | Switchgear | 1107 | BPE | TPM | TPM | TPM | 24045.2 | 1815.41 | 1380.19 | 992 | 3.56 | 149.08
POCO | Powerco Limited | BPE | Bunnythorpe | GEN | Switchgear | 1122 | BPE | TPM | TPM | TPM | 84021.97 | 6343.66 | 4822.86 | 992 | 3.56 | 432.84
POCO | Powerco Limited | BPE | Bunnythorpe | GEN | Switchgear | 1132 | BPE | TPM | TPM | TPM | 84021.97 | 6343.66 | 4822.86 | 992 | 3.56 | 432.84
POCO | Powerco Limited | BPE | Bunnythorpe | GEN | Switchgear | RM1042 | BPE | TPM | TPM | TPM | 32316.8 | 2439.92 | 1854.98 | 0 | 3.56 | 152.9
POCO | Powerco Limited | BPE | Bunnythorpe | GEN | Switchgear | RM1102 | BPE | TPM | TPM | TPM | 32316.8 | 2439.92 | 1854.98 | 0 | 3.56 | 152.9
POCO | Powerco Limited | BPE | Bunnythorpe | OFT | Switchgear | 532 | BPE | TPM | TPM | TPM | 636081.93 | 48024.19 | 14057.41 | 2976 | 96.44 | 62741.55
POCO | Powerco Limited | BPE | Bunnythorpe | OFT | Switchgear | 552 | BPE | TPM | TPM | TPM | 636081.93 | 48024.19 | 14057.41 | 2976 | 96.44 | 62741.55
POCO | Powerco Limited | BPE | Bunnythorpe | OFT | Switchgear | 1022 | BPE | TPM | TPM | TPM | 84021.97 | 6343.66 | 1856.89 | 992 | 96.44 | 8865.3
POCO | Powerco Limited | BPE | Bunnythorpe | OFT | Switchgear | 1042 | BPE | TPM | TPM | TPM | 239044.95 | 18047.89 | 5282.89 | 1984 | 96.44 | 24413.57
POCO | Powerco Limited | BPE | Bunnythorpe | OFT | Switchgear | 1062 | BPE | TPM | TPM | TPM | 84021.97 | 6343.66 | 1856.89 | 992 | 96.44 | 8865.3
POCO | Powerco Limited | BPE | Bunnythorpe | OFT | Switchgear | 1067 | BPE | TPM | TPM | TPM | 24045.2 | 1815.41 | 531.4 | 992 | 96.44 | 3219.95
POCO | Powerco Limited | BPE | Bunnythorpe | OFT | Switchgear | 1072 | BPE | TPM | TPM | TPM | 84021.97 | 6343.66 | 1856.89 | 992 | 96.44 | 8865.3
POCO | Powerco Limited | BPE | Bunnythorpe | OFT | Switchgear | 1082 | BPE | TPM | TPM | TPM | 84021.97 | 6343.66 | 1856.89 | 992 | 96.44 | 8865.3
POCO | Powerco Limited | BPE | Bunnythorpe | OFT | Switchgear | 1087 | BPE | TPM | TPM | TPM | 24045.2 | 1815.41 | 531.4 | 992 | 96.44 | 3219.95
POCO | Powerco Limited | BPE | Bunnythorpe | OFT | Switchgear | 1092 | BPE | TPM | TPM | TPM | 84021.97 | 6343.66 | 1856.89 | 992 | 96.44 | 8865.3
POCO | Powerco Limited | BPE | Bunnythorpe | OFT | Switchgear | 1102 | BPE | TPM | TPM | TPM | 239044.95 | 18047.89 | 5282.89 | 1984 | 96.44 | 24413.57
POCO | Powerco Limited | BPE | Bunnythorpe | OFT | Switchgear | 1107 | BPE | TPM | TPM | TPM | 24045.2 | 1815.41 | 531.4 | 992 | 96.44 | 3219.95
POCO | Powerco Limited | BPE | Bunnythorpe | OFT | Switchgear | 1122 | BPE | TPM | TPM | TPM | 84021.97 | 6343.66 | 1856.89 | 992 | 96.44 | 8865.3
POCO | Powerco Limited | BPE | Bunnythorpe | OFT | Switchgear | 1132 | BPE | TPM | TPM | TPM | 84021.97 | 6343.66 | 1856.89 | 992 | 96.44 | 8865.3
POCO | Powerco Limited | BPE | Bunnythorpe | OFT | Switchgear | RM1042 | BPE | TPM | TPM | TPM | 32316.8 | 2439.92 | 714.2 | 0 | 96.44 | 3041.83
POCO | Powerco Limited | BPE | Bunnythorpe | OFT | Switchgear | RM1102 | BPE | TPM | TPM | TPM | 32316.8 | 2439.92 | 714.2 | 0 | 96.44 | 3041.83
POCO | Powerco Limited | CST | Carrington | OFT | Switchgear | 92 | CST | TPM | TPM | TPM | 344086.71 | 25978.55 | 7604.32 | 1984 | 100 | 35566.87
POCO | Powerco Limited | CST | Carrington | OFT | Switchgear | 152 | CST | TPM | TPM | TPM | 344086.71 | 25978.55 | 7604.32 | 1984 | 100 | 35566.87
POCO | Powerco Limited | CST | Carrington | OFT | Switchgear | 998 | CST | TPM | TPM | TPM | 206363.64 | 15580.45 | 4560.64 | 2976 | 100 | 23117.09
POCO | Powerco Limited | CST | Carrington | OFT | Switchgear | 1002 | CST | TPM | TPM | TPM | 162740.35 | 12286.9 | 3596.56 | 1984 | 100 | 17867.46
POCO | Powerco Limited | CST | Carrington | OFT | Switchgear | 1012 | CST | TPM | TPM | TPM | 259755.06 | 19611.51 | 5740.59 | 3968 | 100 | 29320.1
POCO | Powerco Limited | CST | Carrington | OFT | Switchgear | 1022 | CST | TPM | TPM | TPM | 179417.25 | 13546 | 3965.12 | 3968 | 100 | 21479.12
POCO | Powerco Limited | CST | Carrington | OFT | Switchgear | 1032 | CST | TPM | TPM | TPM | 179417.25 | 13546 | 3965.12 | 3968 | 100 | 21479.12
POCO | Powerco Limited | CST | Carrington | OFT | Switchgear | 1042 | CST | TPM | TPM | TPM | 179417.25 | 13546 | 3965.12 | 3968 | 100 | 21479.12
POCO | Powerco Limited | CST | Carrington | OFT | Switchgear | 1052 | CST | TPM | TPM | TPM | 179417.25 | 13546 | 3965.12 | 3968 | 100 | 21479.12
POCO | Powerco Limited | CST | Carrington | OFT | Switchgear | 1062 | CST | TPM | TPM | TPM | 162740.35 | 12286.9 | 3596.56 | 1984 | 100 | 17867.46
POCO | Powerco Limited | CST | Carrington | OFT | Switchgear | 1072 | CST | TPM | TPM | TPM | 259755.06 | 19611.51 | 5740.59 | 3968 | 100 | 29320.1
POCO | Powerco Limited | CST | Carrington | OFT | Switchgear | RM1002 | CST | TPM | TPM | TPM | 22102.92 | 1668.77 | 488.47 | 0 | 100 | 2157.24
POCO | Powerco Limited | CST | Carrington | OFT | Switchgear | RM1062 | CST | TPM | TPM | TPM | 22102.92 | 1668.77 | 488.47 | 0 | 100 | 2157.24
POCO | Powerco Limited | GYT | Greytown | GEN | Switchgear | 62 | GYT | TPM | TPM | TPM | 347493.52 | 26235.76 | 19946.13 | 1984 | 21.66 | 10432.73
POCO | Powerco Limited | GYT | Greytown | GEN | Switchgear | 82 | GYT | TPM | TPM | TPM | 347493.52 | 26235.76 | 19946.13 | 1984 | 21.66 | 10432.73
POCO | Powerco Limited | GYT | Greytown | GEN | Switchgear | 1312 | GYT | TPM | TPM | TPM | 160660.25 | 12129.85 | 9221.9 | 3968 | 21.66 | 5484.26
POCO | Powerco Limited | GYT | Greytown | GEN | Switchgear | 1322 | GYT | TPM | TPM | TPM | 146401.39 | 11053.3 | 8403.44 | 1984 | 21.66 | 4644.06
POCO | Powerco Limited | GYT | Greytown | GEN | Switchgear | 1327 | GYT | TPM | TPM | TPM | 22089.46 | 1667.75 | 1267.94 | 992 | 21.66 | 850.74
POCO | Powerco Limited | GYT | Greytown | GEN | Switchgear | 1332 | GYT | TPM | TPM | TPM | 160660.25 | 12129.85 | 9221.9 | 3968 | 21.66 | 5484.26
POCO | Powerco Limited | GYT | Greytown | GEN | Switchgear | 1352 | GYT | TPM | TPM | TPM | 160660.25 | 12129.85 | 9221.9 | 3968 | 21.66 | 5484.26
POCO | Powerco Limited | GYT | Greytown | GEN | Switchgear | 1362 | GYT | TPM | TPM | TPM | 146401.39 | 11053.3 | 8403.44 | 1984 | 21.66 | 4644.06
POCO | Powerco Limited | GYT | Greytown | GEN | Switchgear | 1367 | GYT | TPM | TPM | TPM | 22089.46 | 1667.75 | 1267.94 | 992 | 21.66 | 850.74
POCO | Powerco Limited | GYT | Greytown | GEN | Switchgear | RM1322 | GYT | TPM | TPM | TPM | 31081.41 | 2346.65 | 1784.07 | 0 | 21.66 | 894.71
POCO | Powerco Limited | GYT | Greytown | GEN | Switchgear | RM1362 | GYT | TPM | TPM | TPM | 31081.41 | 2346.65 | 1784.07 | 0 | 21.66 | 894.71
POCO | Powerco Limited | GYT | Greytown | OFT | Switchgear | 62 | GYT | TPM | TPM | TPM | 347493.52 | 26235.76 | 7679.61 | 1984 | 78.34 | 28123.57
POCO | Powerco Limited | GYT | Greytown | OFT | Switchgear | 82 | GYT | TPM | TPM | TPM | 347493.52 | 26235.76 | 7679.61 | 1984 | 78.34 | 28123.57
POCO | Powerco Limited | GYT | Greytown | OFT | Switchgear | 1312 | GYT | TPM | TPM | TPM | 160660.25 | 12129.85 | 3550.59 | 3968 | 78.34 | 15392.59
POCO | Powerco Limited | GYT | Greytown | OFT | Switchgear | 1322 | GYT | TPM | TPM | TPM | 146401.39 | 11053.3 | 3235.47 | 1984 | 78.34 | 12748.09
POCO | Powerco Limited | GYT | Greytown | OFT | Switchgear | 1327 | GYT | TPM | TPM | TPM | 22089.46 | 1667.75 | 488.18 | 992 | 78.34 | 2466.09
POCO | Powerco Limited | GYT | Greytown | OFT | Switchgear | 1332 | GYT | TPM | TPM | TPM | 160660.25 | 12129.85 | 3550.59 | 3968 | 78.34 | 15392.59
POCO | Powerco Limited | GYT | Greytown | OFT | Switchgear | 1352 | GYT | TPM | TPM | TPM | 160660.25 | 12129.85 | 3550.59 | 3968 | 78.34 | 15392.59
POCO | Powerco Limited | GYT | Greytown | OFT | Switchgear | 1362 | GYT | TPM | TPM | TPM | 146401.39 | 11053.3 | 3235.47 | 1984 | 78.34 | 12748.09
POCO | Powerco Limited | GYT | Greytown | OFT | Switchgear | 1367 | GYT | TPM | TPM | TPM | 22089.46 | 1667.75 | 488.18 | 992 | 78.34 | 2466.09
POCO | Powerco Limited | GYT | Greytown | OFT | Switchgear | RM1322 | GYT | TPM | TPM | TPM | 31081.41 | 2346.65 | 686.9 | 0 | 78.34 | 2376.48
POCO | Powerco Limited | GYT | Greytown | OFT | Switchgear | RM1362 | GYT | TPM | TPM | TPM | 31081.41 | 2346.65 | 686.9 | 0 | 78.34 | 2376.48
POCO | Powerco Limited | HWA | Hawera | GEN | Switchgear | 92 | HWA | TPM | TPM | TPM | 344086.71 | 25978.55 | 19750.58 | 1984 | 49.8 | 23761.14
POCO | Powerco Limited | HWA | Hawera | GEN | Switchgear | 112 | HWA | TPM | TPM | TPM | 344086.71 | 25978.55 | 19750.58 | 1984 | 49.8 | 23761.14
POCO | Powerco Limited | HWA | Hawera | GEN | Switchgear | 322 | HWA | TPM | TPM | TPM | 133878 | 10107.79 | 7684.6 | 1984 | 49.8 | 9848.64
POCO | Powerco Limited | HWA | Hawera | GEN | Switchgear | 332 | HWA | TPM | TPM | TPM | 146917.14 | 11092.24 | 8433.04 | 3968 | 49.8 | 11699.65
POCO | Powerco Limited | HWA | Hawera | GEN | Switchgear | 342 | HWA | TPM | TPM | TPM | 146917.14 | 11092.24 | 8433.04 | 3968 | 49.8 | 11699.65
POCO | Powerco Limited | HWA | Hawera | GEN | Switchgear | 352 | HWA | TPM | TPM | TPM | 146917.14 | 11092.24 | 8433.04 | 3968 | 49.8 | 11699.65
POCO | Powerco Limited | HWA | Hawera | GEN | Switchgear | 372 | HWA | TPM | TPM | TPM | 146917.14 | 11092.24 | 8433.04 | 3968 | 49.8 | 11699.65
POCO | Powerco Limited | HWA | Hawera | GEN | Switchgear | 377 | HWA | TPM | TPM | TPM | 0.02 | 0 | 0 | 992 | 49.8 | 494.02
POCO | Powerco Limited | HWA | Hawera | GEN | Switchgear | 382 | HWA | TPM | TPM | TPM | 133878 | 10107.79 | 7684.6 | 1984 | 49.8 | 9848.64
POCO | Powerco Limited | HWA | Hawera | GEN | Switchgear | 392 | HWA | TPM | TPM | TPM | 146917.14 | 11092.24 | 8433.04 | 3968 | 49.8 | 11699.65
POCO | Powerco Limited | HWA | Hawera | GEN | Switchgear | 402 | HWA | TPM | TPM | TPM | 146917.14 | 11092.24 | 8433.04 | 3968 | 49.8 | 11699.65
POCO | Powerco Limited | HWA | Hawera | GEN | Switchgear | 412 | HWA | TPM | TPM | TPM | 146917.14 | 11092.24 | 8433.04 | 3968 | 49.8 | 11699.65
POCO | Powerco Limited | HWA | Hawera | GEN | Switchgear | 357-367 | HWA | TPM | TPM | TPM | 0.02 | 0 | 0 | 1984 | 49.8 | 988.03
POCO | Powerco Limited | HWA | Hawera | GEN | Switchgear | RM322 | HWA | TPM | TPM | TPM | 18099.14 | 1366.49 | 1038.89 | 0 | 49.8 | 1197.88
POCO | Powerco Limited | HWA | Hawera | GEN | Switchgear | RM382 | HWA | TPM | TPM | TPM | 18099.14 | 1366.49 | 1038.89 | 0 | 49.8 | 1197.88
POCO | Powerco Limited | HWA | Hawera | OFT | Switchgear | 92 | HWA | TPM | TPM | TPM | 344086.71 | 25978.55 | 7604.32 | 1984 | 50.2 | 17854.57
POCO | Powerco Limited | HWA | Hawera | OFT | Switchgear | 112 | HWA | TPM | TPM | TPM | 344086.71 | 25978.55 | 7604.32 | 1984 | 50.2 | 17854.57
POCO | Powerco Limited | HWA | Hawera | OFT | Switchgear | 322 | HWA | TPM | TPM | TPM | 133878 | 10107.79 | 2958.7 | 1984 | 50.2 | 7555.35
POCO | Powerco Limited | HWA | Hawera | OFT | Switchgear | 332 | HWA | TPM | TPM | TPM | 146917.14 | 11092.24 | 3246.87 | 3968 | 50.2 | 9190.17
POCO | Powerco Limited | HWA | Hawera | OFT | Switchgear | 342 | HWA | TPM | TPM | TPM | 146917.14 | 11092.24 | 3246.87 | 3968 | 50.2 | 9190.17
POCO | Powerco Limited | HWA | Hawera | OFT | Switchgear | 352 | HWA | TPM | TPM | TPM | 146917.14 | 11092.24 | 3246.87 | 3968 | 50.2 | 9190.17
POCO | Powerco Limited | HWA | Hawera | OFT | Switchgear | 372 | HWA | TPM | TPM | TPM | 146917.14 | 11092.24 | 3246.87 | 3968 | 50.2 | 9190.17
POCO | Powerco Limited | HWA | Hawera | OFT | Switchgear | 377 | HWA | TPM | TPM | TPM | 0.02 | 0 | 0 | 992 | 50.2 | 497.98
POCO | Powerco Limited | HWA | Hawera | OFT | Switchgear | 382 | HWA | TPM | TPM | TPM | 133878 | 10107.79 | 2958.7 | 1984 | 50.2 | 7555.35
POCO | Powerco Limited | HWA | Hawera | OFT | Switchgear | 392 | HWA | TPM | TPM | TPM | 146917.14 | 11092.24 | 3246.87 | 3968 | 50.2 | 9190.17
POCO | Powerco Limited | HWA | Hawera | OFT | Switchgear | 402 | HWA | TPM | TPM | TPM | 146917.14 | 11092.24 | 3246.87 | 3968 | 50.2 | 9190.17
POCO | Powerco Limited | HWA | Hawera | OFT | Switchgear | 412 | HWA | TPM | TPM | TPM | 146917.14 | 11092.24 | 3246.87 | 3968 | 50.2 | 9190.17
POCO | Powerco Limited | HWA | Hawera | OFT | Switchgear | 357-367 | HWA | TPM | TPM | TPM | 0.02 | 0 | 0 | 1984 | 50.2 | 995.97
POCO | Powerco Limited | HWA | Hawera | OFT | Switchgear | RM322 | HWA | TPM | TPM | TPM | 18099.14 | 1366.49 | 399.99 | 0 | 50.2 | 886.77
POCO | Powerco Limited | HWA | Hawera | OFT | Switchgear | RM382 | HWA | TPM | TPM | TPM | 18099.14 | 1366.49 | 399.99 | 0 | 50.2 | 886.77
POCO | Powerco Limited | HIN | Hinuera | OFT | Switchgear | LTB1 | CBG | TPM | TPM | TPM | 311322.25 | 23504.83 | 6880.22 | 992 | 22.06 | 6921.78
POCO | Powerco Limited | HIN | Hinuera | OFT | Switchgear | LTB2 | CBG | TPM | TPM | TPM | 268770.3 | 20292.16 | 5939.82 | 992 | 26.45 | 7200.74
POCO | Powerco Limited | HIN | Hinuera | OFT | Switchgear | LTB3 | CBG | TPM | TPM | TPM | 311322.25 | 23504.83 | 6880.22 | 992 | 22.06 | 6921.78
POCO | Powerco Limited | HIN | Hinuera | OFT | Switchgear | LTB4 | CBG | TPM | TPM | TPM | 268770.3 | 20292.16 | 5939.82 | 992 | 26.45 | 7200.74
POCO | Powerco Limited | HIN | Hinuera | OFT | Switchgear | 112 | HAM | TPM | TPM | TPM | 509800.94 | 38489.97 | 11266.6 | 3968 | 22.06 | 11851.64
POCO | Powerco Limited | HIN | Hinuera | OFT | Switchgear | 132 | HAM | TPM | TPM | TPM | 509800.94 | 38489.97 | 11266.6 | 3968 | 22.06 | 11851.64
POCO | Powerco Limited | HIN | Hinuera | OFT | Switchgear | 42 | HIN | TPM | TPM | TPM | 344086.71 | 25978.55 | 7604.32 | 1984 | 100 | 35566.87
POCO | Powerco Limited | HIN | Hinuera | OFT | Switchgear | 62 | HIN | TPM | TPM | TPM | 344086.71 | 25978.55 | 7604.32 | 3968 | 100 | 37550.87
POCO | Powerco Limited | HIN | Hinuera | OFT | Switchgear | 212 | HIN | TPM | TPM | TPM | 133151.85 | 10052.96 | 2942.66 | 3968 | 100 | 16963.62
POCO | Powerco Limited | HIN | Hinuera | OFT | Switchgear | 232 | HIN | TPM | TPM | TPM | 133151.85 | 10052.96 | 2942.66 | 3968 | 100 | 16963.62
POCO | Powerco Limited | HIN | Hinuera | OFT | Switchgear | 242 | HIN | TPM | TPM | TPM | 133151.85 | 10052.96 | 2942.66 | 3968 | 100 | 16963.62
POCO | Powerco Limited | HIN | Hinuera | OFT | Switchgear | 282 | HIN | TPM | TPM | TPM | 133151.85 | 10052.96 | 2942.66 | 3968 | 100 | 16963.62
POCO | Powerco Limited | HIN | Hinuera | OFT | Switchgear | 302 | HIN | TPM | TPM | TPM | 133151.85 | 10052.96 | 2942.66 | 3968 | 100 | 16963.62
POCO | Powerco Limited | HIN | Hinuera | OFT | Switchgear | 237-227 | HIN | TPM | TPM | TPM | 31351.5 | 2367.04 | 692.87 | 1984 | 100 | 5043.91
POCO | Powerco Limited | HIN | Hinuera | OFT | Switchgear | LTB1 | HIN | TPM | TPM | TPM | 268770.3 | 20292.16 | 5939.82 | 992 | 100 | 27223.98
POCO | Powerco Limited | HIN | Hinuera | OFT | Switchgear | RM212 | HIN | TPM | TPM | TPM | 31999.97 | 2416 | 707.2 | 0 | 100 | 3123.2
POCO | Powerco Limited | HIN | Hinuera | OFT | Switchgear | RM232 | HIN | TPM | TPM | TPM | 30461.56 | 2299.85 | 673.2 | 0 | 100 | 2973.05
POCO | Powerco Limited | HIN | Hinuera | OFT | Switchgear | VT62 | HIN | TPM | TPM | TPM | 48805.45 | 3684.81 | 1078.6 | 0 | 100 | 4763.41
POCO | Powerco Limited | HIN | Hinuera | OFT | Switchgear | 72 | KPO | TPM | TPM | TPM | 504629.39 | 38099.52 | 11152.31 | 3968 | 26.45 | 14076.65
POCO | Powerco Limited | HIN | Hinuera | OFT | Switchgear | 92 | KPO | TPM | TPM | TPM | 504629.39 | 38099.52 | 11152.31 | 3968 | 26.45 | 14076.65
POCO | Powerco Limited | HIN | Hinuera | OFT | Switchgear | 102 | KPO | TPM | TPM | TPM | 504629.39 | 38099.52 | 11152.31 | 3968 | 100 | 53219.83
POCO | Powerco Limited | HIN | Hinuera | OFT | Switchgear | VT1 | KPO | TPM | TPM | TPM | 48805.45 | 3684.81 | 1078.6 | 0 | 26.45 | 1259.92
POCO | Powerco Limited | HIN | Hinuera | OFT | Switchgear | VT2 | KPO | TPM | TPM | TPM | 48805.45 | 3684.81 | 1078.6 | 0 | 26.45 | 1259.92
POCO | Powerco Limited | HUI | Huirangi | GEN | Switchgear | 822 | HUI | TPM | TPM | TPM | 344086.71 | 25978.55 | 19750.58 | 1984 | 37.85 | 18059.42
POCO | Powerco Limited | HUI | Huirangi | GEN | Switchgear | 862 | HUI | TPM | TPM | TPM | 344086.71 | 25978.55 | 19750.58 | 1984 | 37.85 | 18059.42
POCO | Powerco Limited | HUI | Huirangi | GEN | Switchgear | 1262 | HUI | TPM | TPM | TPM | 138390 | 10448.44 | 7943.59 | 3968 | 37.85 | 8463.27
POCO | Powerco Limited | HUI | Huirangi | GEN | Switchgear | 1272 | HUI | TPM | TPM | TPM | 126107.66 | 9521.13 | 7238.58 | 1984 | 37.85 | 7094.49
POCO | Powerco Limited | HUI | Huirangi | GEN | Switchgear | 1282 | HUI | TPM | TPM | TPM | 138390 | 10448.44 | 7943.59 | 3968 | 37.85 | 8463.27
POCO | Powerco Limited | HUI | Huirangi | GEN | Switchgear | 1292 | HUI | TPM | TPM | TPM | 138390 | 10448.44 | 7943.59 | 3968 | 37.85 | 8463.27
POCO | Powerco Limited | HUI | Huirangi | GEN | Switchgear | 1308 | HUI | TPM | TPM | TPM | 109944.59 | 8300.82 | 6310.82 | 2976 | 37.85 | 6656.92
POCO | Powerco Limited | HUI | Huirangi | GEN | Switchgear | 1342 | HUI | TPM | TPM | TPM | 138390 | 10448.44 | 7943.59 | 3968 | 37.85 | 8463.27
POCO | Powerco Limited | HUI | Huirangi | GEN | Switchgear | 1352 | HUI | TPM | TPM | TPM | 126107.66 | 9521.13 | 7238.58 | 1984 | 37.85 | 7094.49
POCO | Powerco Limited | HUI | Huirangi | GEN | Switchgear | 1372 | HUI | TPM | TPM | TPM | 138390 | 10448.44 | 7943.59 | 3968 | 37.85 | 8463.27
POCO | Powerco Limited | HUI | Huirangi | GEN | Switchgear | RM1272 | HUI | TPM | TPM | TPM | 30525.21 | 2304.65 | 1752.15 | 0 | 37.85 | 1535.5
POCO | Powerco Limited | HUI | Huirangi | GEN | Switchgear | RM1352 | HUI | TPM | TPM | TPM | 30525.21 | 2304.65 | 1752.15 | 0 | 37.85 | 1535.5
POCO | Powerco Limited | HUI | Huirangi | OFT | Switchgear | 822 | HUI | TPM | TPM | TPM | 344086.71 | 25978.55 | 7604.32 | 1984 | 62.15 | 22104.81
POCO | Powerco Limited | HUI | Huirangi | OFT | Switchgear | 862 | HUI | TPM | TPM | TPM | 344086.71 | 25978.55 | 7604.32 | 1984 | 62.15 | 22104.81
POCO | Powerco Limited | HUI | Huirangi | OFT | Switchgear | 1262 | HUI | TPM | TPM | TPM | 138390 | 10448.44 | 3058.42 | 3968 | 62.15 | 10860.63
POCO | Powerco Limited | HUI | Huirangi | OFT | Switchgear | 1272 | HUI | TPM | TPM | TPM | 126107.66 | 9521.13 | 2786.98 | 1984 | 62.15 | 8882.55
POCO | Powerco Limited | HUI | Huirangi | OFT | Switchgear | 1282 | HUI | TPM | TPM | TPM | 138390 | 10448.44 | 3058.42 | 3968 | 62.15 | 10860.63
POCO | Powerco Limited | HUI | Huirangi | OFT | Switchgear | 1292 | HUI | TPM | TPM | TPM | 138390 | 10448.44 | 3058.42 | 3968 | 62.15 | 10860.63
POCO | Powerco Limited | HUI | Huirangi | OFT | Switchgear | 1308 | HUI | TPM | TPM | TPM | 109944.59 | 8300.82 | 2429.78 | 2976 | 62.15 | 8518.65
POCO | Powerco Limited | HUI | Huirangi | OFT | Switchgear | 1342 | HUI | TPM | TPM | TPM | 138390 | 10448.44 | 3058.42 | 3968 | 62.15 | 10860.63
POCO | Powerco Limited | HUI | Huirangi | OFT | Switchgear | 1352 | HUI | TPM | TPM | TPM | 126107.66 | 9521.13 | 2786.98 | 1984 | 62.15 | 8882.55
POCO | Powerco Limited | HUI | Huirangi | OFT | Switchgear | 1372 | HUI | TPM | TPM | TPM | 138390 | 10448.44 | 3058.42 | 3968 | 62.15 | 10860.63
POCO | Powerco Limited | HUI | Huirangi | OFT | Switchgear | RM1272 | HUI | TPM | TPM | TPM | 30525.21 | 2304.65 | 674.61 | 0 | 62.15 | 1851.61
POCO | Powerco Limited | HUI | Huirangi | OFT | Switchgear | RM1352 | HUI | TPM | TPM | TPM | 30525.21 | 2304.65 | 674.61 | 0 | 62.15 | 1851.61
WELE | WEL Networks Limited | HAM | Hamilton | GEN | Switchgear | 2122 | HAM | TPM | TPM | TPM | 109092.24 | 8236.46 | 6261.89 | 992 | 0 | 0
WELE | WEL Networks Limited | HAM | Hamilton | GEN | Switchgear | 442 | HAM | TPM | TPM | TPM | 435724.79 | 32897.22 | 25010.6 | 1984 | 0 | 0
WELE | WEL Networks Limited | HAM | Hamilton | GEN | Switchgear | 402 | HAM | TPM | TPM | TPM | 435724.79 | 32897.22 | 25010.6 | 1984 | 0 | 0
WELE | WEL Networks Limited | HAM | Hamilton | GEN | Switchgear | 212 | HAM | TPM | TPM | TPM | 347612.99 | 26244.78 | 19952.99 | 1984 | 0 | 0
WELE | WEL Networks Limited | HAM | Hamilton | GEN | Switchgear | 192 | HAM | TPM | TPM | TPM | 347612.99 | 26244.78 | 19952.99 | 1984 | 0 | 0
POCO | Powerco Limited | KIN | Kinleith | GEN | Switchgear | 1 | KIN | TPM | TPM | TPM | 73527.31 | 5551.31 | 4220.47 | 992 | 0 | 0
POCO | Powerco Limited | KIN | Kinleith | GEN | Switchgear | 2 | KIN | TPM | TPM | TPM | 73527.31 | 5551.31 | 4220.47 | 992 | 0 | 0
POCO | Powerco Limited | KIN | Kinleith | GEN | Switchgear | 3 | KIN | TPM | TPM | TPM | 73527.31 | 5551.31 | 4220.47 | 992 | 0 | 0
POCO | Powerco Limited | KIN | Kinleith | GEN | Switchgear | 4 | KIN | TPM | TPM | TPM | 73527.31 | 5551.31 | 4220.47 | 992 | 0 | 0
POCO | Powerco Limited | KIN | Kinleith | GEN | Switchgear | 5 | KIN | TPM | TPM | TPM | 73527.31 | 5551.31 | 4220.47 | 992 | 0 | 0
POCO | Powerco Limited | KIN | Kinleith | GEN | Switchgear | 6 | KIN | TPM | TPM | TPM | 73527.31 | 5551.31 | 4220.47 | 992 | 0 | 0
POCO | Powerco Limited | KIN | Kinleith | GEN | Switchgear | 7 | KIN | TPM | TPM | TPM | 73527.31 | 5551.31 | 4220.47 | 992 | 0 | 0
POCO | Powerco Limited | KIN | Kinleith | GEN | Switchgear | 8 | KIN | TPM | TPM | TPM | 73527.31 | 5551.31 | 4220.47 | 992 | 0 | 0
POCO | Powerco Limited | KIN | Kinleith | GEN | Switchgear | 9 | KIN | TPM | TPM | TPM | 73527.31 | 5551.31 | 4220.47 | 992 | 0 | 0
POCO | Powerco Limited | KIN | Kinleith | GEN | Switchgear | 10 | KIN | TPM | TPM | TPM | 73527.31 | 5551.31 | 4220.47 | 992 | 0 | 0
POCO | Powerco Limited | KIN | Kinleith | GEN | Switchgear | 11 | KIN | TPM | TPM | TPM | 73527.31 | 5551.31 | 4220.47 | 992 | 0 | 0
POCO | Powerco Limited | KIN | Kinleith | GEN | Switchgear | 13 | KIN | TPM | TPM | TPM | 73527.31 | 5551.31 | 4220.47 | 992 | 0 | 0
POCO | Powerco Limited | KIN | Kinleith | GEN | Switchgear | 14 | KIN | TPM | TPM | TPM | 73527.31 | 5551.31 | 4220.47 | 992 | 0 | 0
POCO | Powerco Limited | KIN | Kinleith | GEN | Switchgear | 15 | KIN | TPM | TPM | TPM | 73527.31 | 5551.31 | 4220.47 | 992 | 0 | 0
POCO | Powerco Limited | KIN | Kinleith | GEN | Switchgear | 16 | KIN | TPM | TPM | TPM | 73527.31 | 5551.31 | 4220.47 | 992 | 0 | 0
POCO | Powerco Limited | KIN | Kinleith | GEN | Switchgear | 17 | KIN | TPM | TPM | TPM | 73527.31 | 5551.31 | 4220.47 | 992 | 0 | 0
POCO | Powerco Limited | KIN | Kinleith | GEN | Switchgear | 18 | KIN | TPM | TPM | TPM | 73527.31 | 5551.31 | 4220.47 | 992 | 0 | 0
POCO | Powerco Limited | KIN | Kinleith | GEN | Switchgear | 19 | KIN | TPM | TPM | TPM | 73527.31 | 5551.31 | 4220.47 | 992 | 0 | 0
POCO | Powerco Limited | KIN | Kinleith | GEN | Switchgear | 21 | KIN | TPM | TPM | TPM | 73527.31 | 5551.31 | 4220.47 | 992 | 0 | 0
POCO | Powerco Limited | KIN | Kinleith | GEN | Switchgear | 22 | KIN | TPM | TPM | TPM | 73527.31 | 5551.31 | 4220.47 | 992 | 0 | 0
POCO | Powerco Limited | KIN | Kinleith | GEN | Switchgear | 23 | KIN | TPM | TPM | TPM | 73527.31 | 5551.31 | 4220.47 | 992 | 0 | 0
POCO | Powerco Limited | KIN | Kinleith | GEN | Switchgear | 24 | KIN | TPM | TPM | TPM | 73527.31 | 5551.31 | 4220.47 | 992 | 0 | 0
POCO | Powerco Limited | KIN | Kinleith | GEN | Switchgear | 25 | KIN | TPM | TPM | TPM | 73527.31 | 5551.31 | 4220.47 | 992 | 0 | 0
POCO | Powerco Limited | KIN | Kinleith | GEN | Switchgear | 26 | KIN | TPM | TPM | TPM | 73527.31 | 5551.31 | 4220.47 | 992 | 0 | 0
POCO | Powerco Limited | KIN | Kinleith | GEN | Switchgear | 27 | KIN | TPM | TPM | TPM | 73527.31 | 5551.31 | 4220.47 | 992 | 0 | 0
POCO | Powerco Limited | KIN | Kinleith | GEN | Switchgear | 28 | KIN | TPM | TPM | TPM | 73527.31 | 5551.31 | 4220.47 | 992 | 0 | 0
POCO | Powerco Limited | KIN | Kinleith | GEN | Switchgear | 29 | KIN | TPM | TPM | TPM | 73527.31 | 5551.31 | 4220.47 | 992 | 0 | 0
POCO | Powerco Limited | KIN | Kinleith | GEN | Switchgear | 30 | KIN | TPM | TPM | TPM | 73527.31 | 5551.31 | 4220.47 | 992 | 0 | 0
POCO | Powerco Limited | KIN | Kinleith | GEN | Switchgear | 31 | KIN | TPM | TPM | TPM | 73527.31 | 5551.31 | 4220.47 | 992 | 0 | 0
POCO | Powerco Limited | KIN | Kinleith | GEN | Switchgear | 32 | KIN | TPM | TPM | TPM | 73527.31 | 5551.31 | 4220.47 | 992 | 0 | 0
POCO | Powerco Limited | KIN | Kinleith | GEN | Switchgear | 71 | KIN | TPM | TPM | TPM | 77761.23 | 5870.97 | 4463.49 | 992 | 0 | 0
POCO | Powerco Limited | KIN | Kinleith | GEN | Switchgear | 72 | KIN | TPM | TPM | TPM | 75220.88 | 5679.18 | 4317.68 | 992 | 0 | 0
POCO | Powerco Limited | KIN | Kinleith | GEN | Switchgear | 73 | KIN | TPM | TPM | TPM | 75220.88 | 5679.18 | 4317.68 | 992 | 0 | 0
POCO | Powerco Limited | KIN | Kinleith | GEN | Switchgear | 74 | KIN | TPM | TPM | TPM | 77761.23 | 5870.97 | 4463.49 | 992 | 0 | 0
POCO | Powerco Limited | KIN | Kinleith | GEN | Switchgear | 75 | KIN | TPM | TPM | TPM | 75220.88 | 5679.18 | 4317.68 | 992 | 0 | 0
POCO | Powerco Limited | KIN | Kinleith | GEN | Switchgear | 76 | KIN | TPM | TPM | TPM | 75220.88 | 5679.18 | 4317.68 | 992 | 0 | 0
POCO | Powerco Limited | KIN | Kinleith | GEN | Switchgear | 77 | KIN | TPM | TPM | TPM | 30722.98 | 2319.58 | 1763.5 | 992 | 0 | 0
POCO | Powerco Limited | KIN | Kinleith | GEN | Switchgear | 78 | KIN | TPM | TPM | TPM | 30722.98 | 2319.58 | 1763.5 | 992 | 0 | 0
POCO | Powerco Limited | KIN | Kinleith | GEN | Switchgear | 79 | KIN | TPM | TPM | TPM | 75220.88 | 5679.18 | 4317.68 | 992 | 0 | 0
POCO | Powerco Limited | KIN | Kinleith | GEN | Switchgear | 80 | KIN | TPM | TPM | TPM | 75220.88 | 5679.18 | 4317.68 | 992 | 0 | 0
POCO | Powerco Limited | KIN | Kinleith | GEN | Switchgear | 81 | KIN | SPR | SPR | SPR | 0.02 | 0 | 0 | 0 | 0 | 0
POCO | Powerco Limited | KIN | Kinleith | GEN | Switchgear | 312 | KIN | TPM | TPM | TPM | 344086.71 | 25978.55 | 19750.58 | 1984 | 0 | 0
POCO | Powerco Limited | KIN | Kinleith | GEN | Switchgear | 332 | KIN | TPM | TPM | TPM | 344086.71 | 25978.55 | 19750.58 | 1984 | 0 | 0
POCO | Powerco Limited | KIN | Kinleith | GEN | Switchgear | 362 | KIN | TPM | TPM | TPM | 344086.71 | 25978.55 | 19750.58 | 1984 | 0 | 0
POCO | Powerco Limited | KIN | Kinleith | GEN | Switchgear | 382 | KIN | TPM | TPM | TPM | 344086.71 | 25978.55 | 19750.58 | 1984 | 0 | 0
POCO | Powerco Limited | KIN | Kinleith | GEN | Switchgear | 2202 | KIN | TPM | TPM | TPM | 91839.02 | 6933.85 | 5271.56 | 992 | 0 | 0
POCO | Powerco Limited | KIN | Kinleith | GEN | Switchgear | 2212 | KIN | TPM | TPM | TPM | 91839.02 | 6933.85 | 5271.56 | 992 | 0 | 0
POCO | Powerco Limited | KIN | Kinleith | GEN | Switchgear | 2222 | KIN | TPM | TPM | TPM | 98189.9 | 7413.34 | 5636.1 | 992 | 0 | 0
POCO | Powerco Limited | KIN | Kinleith | GEN | Switchgear | 2242 | KIN | TPM | TPM | TPM | 91839.02 | 6933.85 | 5271.56 | 992 | 0 | 0
POCO | Powerco Limited | KIN | Kinleith | GEN | Switchgear | RM2202 | KIN | TPM | TPM | TPM | 31102.38 | 2348.23 | 1785.28 | 0 | 0 | 0
POCO | Powerco Limited | KIN | Kinleith | GEN | Switchgear | RM2222 | KIN | TPM | TPM | TPM | 31102.38 | 2348.23 | 1785.28 | 0 | 0 | 0
POCO | Powerco Limited | KIN | Kinleith | GEN | Switchgear | RM71 | KIN | TPM | TPM | TPM | 31102.38 | 2348.23 | 1785.28 | 0 | 0 | 0
POCO | Powerco Limited | KIN | Kinleith | GEN | Switchgear | RM74 | KIN | TPM | TPM | TPM | 31102.38 | 2348.23 | 1785.28 | 0 | 0 | 0
POCO | Powerco Limited | KIN | Kinleith | GEN | Switchgear | RM77 | KIN | TPM | TPM | TPM | 8157.64 | 615.9 | 468.25 | 0 | 0 | 0
POCO | Powerco Limited | KIN | Kinleith | GEN | Switchgear | RM78 | KIN | TPM | TPM | TPM | 8157.64 | 615.9 | 468.25 | 0 | 0 | 0
POCO | Powerco Limited | KIN | Kinleith | GEN | Switchgear | RM81 | KIN | SPR | SPR | SPR | 0 | 0 | 0 | 0 | 0 | 0
POCO | Powerco Limited | KIN | Kinleith | OFT | Switchgear | 1 | KIN | TPM | TPM | TPM | 73527.31 | 5551.31 | 1624.95 | 992 | 100 | 8168.26
POCO | Powerco Limited | KIN | Kinleith | OFT | Switchgear | 2 | KIN | TPM | TPM | TPM | 73527.31 | 5551.31 | 1624.95 | 992 | 100 | 8168.26
POCO | Powerco Limited | KIN | Kinleith | OFT | Switchgear | 3 | KIN | TPM | TPM | TPM | 73527.31 | 5551.31 | 1624.95 | 992 | 100 | 8168.26
POCO | Powerco Limited | KIN | Kinleith | OFT | Switchgear | 4 | KIN | TPM | TPM | TPM | 73527.31 | 5551.31 | 1624.95 | 992 | 100 | 8168.26
POCO | Powerco Limited | KIN | Kinleith | OFT | Switchgear | 5 | KIN | TPM | TPM | TPM | 73527.31 | 5551.31 | 1624.95 | 992 | 100 | 8168.26
POCO | Powerco Limited | KIN | Kinleith | OFT | Switchgear | 6 | KIN | TPM | TPM | TPM | 73527.31 | 5551.31 | 1624.95 | 992 | 100 | 8168.26
POCO | Powerco Limited | KIN | Kinleith | OFT | Switchgear | 7 | KIN | TPM | TPM | TPM | 73527.31 | 5551.31 | 1624.95 | 992 | 100 | 8168.26
POCO | Powerco Limited | KIN | Kinleith | OFT | Switchgear | 8 | KIN | TPM | TPM | TPM | 73527.31 | 5551.31 | 1624.95 | 992 | 100 | 8168.26
POCO | Powerco Limited | KIN | Kinleith | OFT | Switchgear | 9 | KIN | TPM | TPM | TPM | 73527.31 | 5551.31 | 1624.95 | 992 | 100 | 8168.26
POCO | Powerco Limited | KIN | Kinleith | OFT | Switchgear | 10 | KIN | TPM | TPM | TPM | 73527.31 | 5551.31 | 1624.95 | 992 | 100 | 8168.26
POCO | Powerco Limited | KIN | Kinleith | OFT | Switchgear | 11 | KIN | TPM | TPM | TPM | 73527.31 | 5551.31 | 1624.95 | 992 | 100 | 8168.26
POCO | Powerco Limited | KIN | Kinleith | OFT | Switchgear | 13 | KIN | TPM | TPM | TPM | 73527.31 | 5551.31 | 1624.95 | 992 | 100 | 8168.26
POCO | Powerco Limited | KIN | Kinleith | OFT | Switchgear | 14 | KIN | TPM | TPM | TPM | 73527.31 | 5551.31 | 1624.95 | 992 | 100 | 8168.26
POCO | Powerco Limited | KIN | Kinleith | OFT | Switchgear | 15 | KIN | TPM | TPM | TPM | 73527.31 | 5551.31 | 1624.95 | 992 | 100 | 8168.26
POCO | Powerco Limited | KIN | Kinleith | OFT | Switchgear | 16 | KIN | TPM | TPM | TPM | 73527.31 | 5551.31 | 1624.95 | 992 | 100 | 8168.26
POCO | Powerco Limited | KIN | Kinleith | OFT | Switchgear | 17 | KIN | TPM | TPM | TPM | 73527.31 | 5551.31 | 1624.95 | 992 | 100 | 8168.26
POCO | Powerco Limited | KIN | Kinleith | OFT | Switchgear | 18 | KIN | TPM | TPM | TPM | 73527.31 | 5551.31 | 1624.95 | 992 | 100 | 8168.26
POCO | Powerco Limited | KIN | Kinleith | OFT | Switchgear | 19 | KIN | TPM | TPM | TPM | 73527.31 | 5551.31 | 1624.95 | 992 | 100 | 8168.26
POCO | Powerco Limited | KIN | Kinleith | OFT | Switchgear | 21 | KIN | TPM | TPM | TPM | 73527.31 | 5551.31 | 1624.95 | 992 | 100 | 8168.26
POCO | Powerco Limited | KIN | Kinleith | OFT | Switchgear | 22 | KIN | TPM | TPM | TPM | 73527.31 | 5551.31 | 1624.95 | 992 | 100 | 8168.26
POCO | Powerco Limited | KIN | Kinleith | OFT | Switchgear | 23 | KIN | TPM | TPM | TPM | 73527.31 | 5551.31 | 1624.95 | 992 | 100 | 8168.26
POCO | Powerco Limited | KIN | Kinleith | OFT | Switchgear | 24 | KIN | TPM | TPM | TPM | 73527.31 | 5551.31 | 1624.95 | 992 | 100 | 8168.26
POCO | Powerco Limited | KIN | Kinleith | OFT | Switchgear | 25 | KIN | TPM | TPM | TPM | 73527.31 | 5551.31 | 1624.95 | 992 | 100 | 8168.26
POCO | Powerco Limited | KIN | Kinleith | OFT | Switchgear | 26 | KIN | TPM | TPM | TPM | 73527.31 | 5551.31 | 1624.95 | 992 | 100 | 8168.26
POCO | Powerco Limited | KIN | Kinleith | OFT | Switchgear | 27 | KIN | TPM | TPM | TPM | 73527.31 | 5551.31 | 1624.95 | 992 | 100 | 8168.26
POCO | Powerco Limited | KIN | Kinleith | OFT | Switchgear | 28 | KIN | TPM | TPM | TPM | 73527.31 | 5551.31 | 1624.95 | 992 | 100 | 8168.26
POCO | Powerco Limited | KIN | Kinleith | OFT | Switchgear | 29 | KIN | TPM | TPM | TPM | 73527.31 | 5551.31 | 1624.95 | 992 | 100 | 8168.26
POCO | Powerco Limited | KIN | Kinleith | OFT | Switchgear | 30 | KIN | TPM | TPM | TPM | 73527.31 | 5551.31 | 1624.95 | 992 | 100 | 8168.26
POCO | Powerco Limited | KIN | Kinleith | OFT | Switchgear | 31 | KIN | TPM | TPM | TPM | 73527.31 | 5551.31 | 1624.95 | 992 | 100 | 8168.26
POCO | Powerco Limited | KIN | Kinleith | OFT | Switchgear | 32 | KIN | TPM | TPM | TPM | 73527.31 | 5551.31 | 1624.95 | 992 | 100 | 8168.26
POCO | Powerco Limited | KIN | Kinleith | OFT | Switchgear | 71 | KIN | TPM | TPM | TPM | 77761.23 | 5870.97 | 1718.52 | 992 | 100 | 8581.49
POCO | Powerco Limited | KIN | Kinleith | OFT | Switchgear | 72 | KIN | TPM | TPM | TPM | 75220.88 | 5679.18 | 1662.38 | 992 | 100 | 8333.56
POCO | Powerco Limited | KIN | Kinleith | OFT | Switchgear | 73 | KIN | TPM | TPM | TPM | 75220.88 | 5679.18 | 1662.38 | 992 | 100 | 8333.56
POCO | Powerco Limited | KIN | Kinleith | OFT | Switchgear | 74 | KIN | TPM | TPM | TPM | 77761.23 | 5870.97 | 1718.52 | 992 | 100 | 8581.49
POCO | Powerco Limited | KIN | Kinleith | OFT | Switchgear | 75 | KIN | TPM | TPM | TPM | 75220.88 | 5679.18 | 1662.38 | 992 | 100 | 8333.56
POCO | Powerco Limited | KIN | Kinleith | OFT | Switchgear | 76 | KIN | TPM | TPM | TPM | 75220.88 | 5679.18 | 1662.38 | 992 | 100 | 8333.56
POCO | Powerco Limited | KIN | Kinleith | OFT | Switchgear | 77 | KIN | TPM | TPM | TPM | 30722.98 | 2319.58 | 678.98 | 992 | 100 | 3990.56
POCO | Powerco Limited | KIN | Kinleith | OFT | Switchgear | 78 | KIN | TPM | TPM | TPM | 30722.98 | 2319.58 | 678.98 | 992 | 100 | 3990.56
POCO | Powerco Limited | KIN | Kinleith | OFT | Switchgear | 79 | KIN | TPM | TPM | TPM | 75220.88 | 5679.18 | 1662.38 | 992 | 100 | 8333.56
POCO | Powerco Limited | KIN | Kinleith | OFT | Switchgear | 80 | KIN | TPM | TPM | TPM | 75220.88 | 5679.18 | 1662.38 | 992 | 100 | 8333.56
POCO | Powerco Limited | KIN | Kinleith | OFT | Switchgear | 81 | KIN | SPR | SPR | SPR | 0.02 | 0 | 0 | 0 | 100 | 0
POCO | Powerco Limited | KIN | Kinleith | OFT | Switchgear | 312 | KIN | TPM | TPM | TPM | 344086.71 | 25978.55 | 7604.32 | 1984 | 65.8 | 23403
POCO | Powerco Limited | KIN | Kinleith | OFT | Switchgear | 332 | KIN | TPM | TPM | TPM | 344086.71 | 25978.55 | 7604.32 | 1984 | 100 | 35566.87
POCO | Powerco Limited | KIN | Kinleith | OFT | Switchgear | 362 | KIN | TPM | TPM | TPM | 344086.71 | 25978.55 | 7604.32 | 1984 | 100 | 35566.87
POCO | Powerco Limited | KIN | Kinleith | OFT | Switchgear | 382 | KIN | TPM | TPM | TPM | 344086.71 | 25978.55 | 7604.32 | 1984 | 100 | 35566.87
POCO | Powerco Limited | KIN | Kinleith | OFT | Switchgear | 2202 | KIN | TPM | TPM | TPM | 91839.02 | 6933.85 | 2029.64 | 992 | 100 | 9955.49
POCO | Powerco Limited | KIN | Kinleith | OFT | Switchgear | 2212 | KIN | TPM | TPM | TPM | 91839.02 | 6933.85 | 2029.64 | 992 | 100 | 9955.49
POCO | Powerco Limited | KIN | Kinleith | OFT | Switchgear | 2222 | KIN | TPM | TPM | TPM | 98189.9 | 7413.34 | 2170 | 992 | 65.8 | 6958.57
POCO | Powerco Limited | KIN | Kinleith | OFT | Switchgear | 2242 | KIN | TPM | TPM | TPM | 91839.02 | 6933.85 | 2029.64 | 992 | 100 | 9955.49
POCO | Powerco Limited | KIN | Kinleith | OFT | Switchgear | RM2202 | KIN | TPM | TPM | TPM | 31102.38 | 2348.23 | 687.36 | 0 | 100 | 3035.59
POCO | Powerco Limited | KIN | Kinleith | OFT | Switchgear | RM2222 | KIN | TPM | TPM | TPM | 31102.38 | 2348.23 | 687.36 | 0 | 65.8 | 1997.42
POCO | Powerco Limited | KIN | Kinleith | OFT | Switchgear | RM71 | KIN | TPM | TPM | TPM | 31102.38 | 2348.23 | 687.36 | 0 | 100 | 3035.59
POCO | Powerco Limited | KIN | Kinleith | OFT | Switchgear | RM74 | KIN | TPM | TPM | TPM | 31102.38 | 2348.23 | 687.36 | 0 | 100 | 3035.59
POCO | Powerco Limited | KIN | Kinleith | OFT | Switchgear | RM77 | KIN | TPM | TPM | TPM | 8157.64 | 615.9 | 180.28 | 0 | 100 | 796.18
POCO | Powerco Limited | KIN | Kinleith | OFT | Switchgear | RM78 | KIN | TPM | TPM | TPM | 8157.64 | 615.9 | 180.28 | 0 | 100 | 796.18
POCO | Powerco Limited | KIN | Kinleith | OFT | Switchgear | RM81 | KIN | SPR | SPR | SPR | 0 | 0 | 0 | 0 | 100 | 0
POCO | Powerco Limited | KPU | Kopu | OFT | Switchgear | 182 | HAM | TPM | TPM | TPM | 509800.94 | 38489.97 | 11266.6 | 3968 | 33.21 | 17841.93
POCO | Powerco Limited | KPU | Kopu | OFT | Switchgear | 202 | HAM | TPM | TPM | TPM | 509800.94 | 38489.97 | 11266.6 | 3968 | 33.21 | 17841.93
POCO | Powerco Limited | KPU | Kopu | OFT | Switchgear | 342 | KPU | TPM | TPM | TPM | 344086.71 | 25978.55 | 7604.32 | 1984 | 100 | 35566.87
POCO | Powerco Limited | KPU | Kopu | OFT | Switchgear | 362 | KPU | TPM | TPM | TPM | 344086.71 | 25978.55 | 7604.32 | 1984 | 100 | 35566.87
POCO | Powerco Limited | KPU | Kopu | OFT | Switchgear | 1052 | KPU | TPM | TPM | TPM | 551471.52 | 41636.1 | 12187.52 | 3968 | 100 | 57791.62
POCO | Powerco Limited | KPU | Kopu | OFT | Switchgear | 1062 | KPU | TPM | TPM | TPM | 376223.92 | 28404.91 | 8314.55 | 1984 | 100 | 38703.46
POCO | Powerco Limited | KPU | Kopu | OFT | Switchgear | 1072 | KPU | TPM | TPM | TPM | 551471.52 | 41636.1 | 12187.52 | 3968 | 100 | 57791.62
POCO | Powerco Limited | KPU | Kopu | OFT | Switchgear | 1077 | KPU | TPM | TPM | TPM | 131762.19 | 9948.05 | 2911.94 | 992 | 100 | 13851.99
POCO | Powerco Limited | KPU | Kopu | OFT | Switchgear | 1092 | KPU | TPM | TPM | TPM | 551471.52 | 41636.1 | 12187.52 | 3968 | 100 | 57791.62
POCO | Powerco Limited | KPU | Kopu | OFT | Switchgear | 1102 | KPU | TPM | TPM | TPM | 551471.52 | 41636.1 | 12187.52 | 3968 | 100 | 57791.62
POCO | Powerco Limited | KPU | Kopu | OFT | Switchgear | 1107 | KPU | TPM | TPM | TPM | 72248.18 | 5454.74 | 1596.68 | 992 | 100 | 8043.42
POCO | Powerco Limited | KPU | Kopu | OFT | Switchgear | 1122 | KPU | TPM | TPM | TPM | 376223.92 | 28404.91 | 8314.55 | 1984 | 100 | 38703.46
POCO | Powerco Limited | KPU | Kopu | OFT | Switchgear | 1132 | KPU | TPM | TPM | TPM | 551471.52 | 41636.1 | 12187.52 | 3968 | 100 | 57791.62
POCO | Powerco Limited | KPU | Kopu | OFT | Switchgear | 1087-1097 | KPU | TPM | TPM | TPM | 131762.19 | 9948.05 | 2911.94 | 1984 | 100 | 14843.99
POCO | Powerco Limited | KPU | Kopu | OFT | Switchgear | 357-367 | KPU | TPM | TPM | TPM | 107061.02 | 8083.11 | 2366.05 | 1984 | 100 | 12433.16
POCO | Powerco Limited | KPU | Kopu | OFT | Switchgear | LTB1 | KPU | TPM | TPM | TPM | 268770.3 | 20292.16 | 5939.82 | 992 | 100 | 27223.98
POCO | Powerco Limited | KPU | Kopu | OFT | Switchgear | LTB2 | KPU | TPM | TPM | TPM | 268770.3 | 20292.16 | 5939.82 | 992 | 100 | 27223.98
POCO | Powerco Limited | KPU | Kopu | OFT | Switchgear | RM1062 | KPU | TPM | TPM | TPM | 47280.57 | 3569.68 | 1044.9 | 0 | 100 | 4614.58
POCO | Powerco Limited | KPU | Kopu | OFT | Switchgear | RM1122 | KPU | TPM | TPM | TPM | 47280.57 | 3569.68 | 1044.9 | 0 | 100 | 4614.58
POCO | Powerco Limited | KPU | Kopu | OFT | Switchgear | VT10 | KPU | TPM | TPM | TPM | 48805.45 | 3684.81 | 1078.6 | 0 | 100 | 4763.41
POCO | Powerco Limited | KPU | Kopu | OFT | Switchgear | VT11 | KPU | TPM | TPM | TPM | 48805.45 | 3684.81 | 1078.6 | 0 | 100 | 4763.41
POCO | Powerco Limited | KPU | Kopu | OFT | Switchgear | VT3 | KPU | TPM | TPM | TPM | 47306.88 | 3571.67 | 1045.48 | 0 | 100 | 4617.15
POCO | Powerco Limited | KPU | Kopu | OFT | Switchgear | VT4 | KPU | TPM | TPM | TPM | 41233.09 | 3113.1 | 911.25 | 0 | 100 | 4024.35
POCO | Powerco Limited | KPU | Kopu | OFT | Switchgear | 62 | WHU | TPM | TPM | TPM | 504629.39 | 38099.52 | 11152.31 | 3968 | 56.11 | 29861.65
POCO | Powerco Limited | KPU | Kopu | OFT | Switchgear | 82 | WHU | TPM | TPM | TPM | 504629.39 | 38099.52 | 11152.31 | 3968 | 33.21 | 17674.31
POCO | Powerco Limited | KPU | Kopu | OFT | Switchgear | 102 | WHU | TPM | TPM | TPM | 504629.39 | 38099.52 | 11152.31 | 3968 | 56.11 | 29861.65
POCO | Powerco Limited | KPU | Kopu | OFT | Switchgear | 122 | WHU | TPM | TPM | TPM | 504629.39 | 38099.52 | 11152.31 | 3968 | 33.21 | 17674.31
POCO | Powerco Limited | KPU | Kopu | OFT | Switchgear | 107-87 | WHU | TPM | TPM | TPM | 53530.52 | 4041.55 | 1183.02 | 1984 | 33.21 | 2393.97
POCO | Powerco Limited | KPU | Kopu | OFT | Switchgear | 147-127 | WHU | TPM | TPM | TPM | 106166.61 | 8015.58 | 2346.28 | 1984 | 33.21 | 4100.06
POCO | Powerco Limited | KPU | Kopu | OFT | Switchgear | 502 | WKO | TPM | TPM | TPM | 504629.39 | 38099.52 | 11152.31 | 3968 | 100 | 53219.83
POCO | Powerco Limited | KPU | Kopu | OFT | Switchgear | 512 | WKO | TPM | TPM | TPM | 504629.39 | 38099.52 | 11152.31 | 3968 | 56.11 | 29861.65
POCO | Powerco Limited | KPU | Kopu | OFT | Switchgear | 552 | WKO | TPM | TPM | TPM | 504629.39 | 38099.52 | 11152.31 | 3968 | 56.11 | 29861.65
POCO | Powerco Limited | KPU | Kopu | OFT | Switchgear | 562 | WKO | TPM | TPM | TPM | 504629.39 | 38099.52 | 11152.31 | 3968 | 100 | 53219.83
POCO | Powerco Limited | KPU | Kopu | OFT | Switchgear | 537-547 | WKO | TPM | TPM | TPM | 107061.02 | 8083.11 | 2366.05 | 1984 | 56.11 | 6976.25
POCO | Powerco Limited | LTN | Linton | GEN | Switchgear | 222 | LTN | TPM | TPM | TPM | 208155.93 | 15715.77 | 11948.15 | 3968 | 22.98 | 7269.02
POCO | Powerco Limited | LTN | Linton | GEN | Switchgear | 242 | LTN | TPM | TPM | TPM | 892972.4 | 67419.42 | 51256.62 | 3968 | 22.98 | 28183.6
POCO | Powerco Limited | LTN | Linton | GEN | Switchgear | 1162 | LTN | TPM | TPM | TPM | 84021.97 | 6343.66 | 4822.86 | 992 | 22.98 | 2794.03
POCO | Powerco Limited | LTN | Linton | GEN | Switchgear | 1172 | LTN | TPM | TPM | TPM | 239044.95 | 18047.89 | 13721.18 | 1984 | 22.98 | 7756.46
POCO | Powerco Limited | LTN | Linton | GEN | Switchgear | 1177 | LTN | TPM | TPM | TPM | 0.02 | 0 | 0 | 992 | 22.98 | 227.96
POCO | Powerco Limited | LTN | Linton | GEN | Switchgear | 1182 | LTN | TPM | TPM | TPM | 84021.97 | 6343.66 | 4822.86 | 992 | 22.98 | 2794.03
POCO | Powerco Limited | LTN | Linton | GEN | Switchgear | 1202 | LTN | TPM | TPM | TPM | 84021.97 | 6343.66 | 4822.86 | 992 | 22.98 | 2794.03
POCO | Powerco Limited | LTN | Linton | GEN | Switchgear | 1222 | LTN | TPM | TPM | TPM | 84021.97 | 6343.66 | 4822.86 | 992 | 22.98 | 2794.03
POCO | Powerco Limited | LTN | Linton | GEN | Switchgear | 1232 | LTN | TPM | TPM | TPM | 239044.95 | 18047.89 | 13721.18 | 1984 | 22.98 | 7756.46
POCO | Powerco Limited | LTN | Linton | GEN | Switchgear | 1237 | LTN | TPM | TPM | TPM | 0.02 | 0 | 0 | 992 | 22.98 | 227.96
POCO | Powerco Limited | LTN | Linton | GEN | Switchgear | 1197-1217 | LTN | TPM | TPM | TPM | 0.02 | 0 | 0 | 1984 | 22.98 | 455.92
POCO | Powerco Limited | LTN | Linton | GEN | Switchgear | RM1172 | LTN | TPM | TPM | TPM | 32316.8 | 2439.92 | 1854.98 | 0 | 22.98 | 986.97
POCO | Powerco Limited | LTN | Linton | GEN | Switchgear | RM1232 | LTN | TPM | TPM | TPM | 32316.8 | 2439.92 | 1854.98 | 0 | 22.98 | 986.97
POCO | Powerco Limited | LTN | Linton | OFT | Switchgear | 222 | LTN | TPM | TPM | TPM | 208155.93 | 15715.77 | 4600.25 | 3968 | 77.02 | 18703.55
POCO | Powerco Limited | LTN | Linton | OFT | Switchgear | 242 | LTN | TPM | TPM | TPM | 892972.4 | 67419.42 | 19734.69 | 3968 | 77.02 | 70182.25
POCO | Powerco Limited | LTN | Linton | OFT | Switchgear | 1162 | LTN | TPM | TPM | TPM | 84021.97 | 6343.66 | 1856.89 | 992 | 77.02 | 7080.1
POCO | Powerco Limited | LTN | Linton | OFT | Switchgear | 1172 | LTN | TPM | TPM | TPM | 239044.95 | 18047.89 | 5282.89 | 1984 | 77.02 | 19497.44
POCO | Powerco Limited | LTN | Linton | OFT | Switchgear | 1177 | LTN | TPM | TPM | TPM | 0.02 | 0 | 0 | 992 | 77.02 | 764.04
POCO | Powerco Limited | LTN | Linton | OFT | Switchgear | 1182 | LTN | TPM | TPM | TPM | 84021.97 | 6343.66 | 1856.89 | 992 | 77.02 | 7080.1
POCO | Powerco Limited | LTN | Linton | OFT | Switchgear | 1202 | LTN | TPM | TPM | TPM | 84021.97 | 6343.66 | 1856.89 | 992 | 77.02 | 7080.1
POCO | Powerco Limited | LTN | Linton | OFT | Switchgear | 1222 | LTN | TPM | TPM | TPM | 84021.97 | 6343.66 | 1856.89 | 992 | 77.02 | 7080.1
POCO | Powerco Limited | LTN | Linton | OFT | Switchgear | 1232 | LTN | TPM | TPM | TPM | 239044.95 | 18047.89 | 5282.89 | 1984 | 77.02 | 19497.44
POCO | Powerco Limited | LTN | Linton | OFT | Switchgear | 1237 | LTN | TPM | TPM | TPM | 0.02 | 0 | 0 | 992 | 77.02 | 764.04
POCO | Powerco Limited | LTN | Linton | OFT | Switchgear | 1197-1217 | LTN | TPM | TPM | TPM | 0.02 | 0 | 0 | 1984 | 77.02 | 1528.08
POCO | Powerco Limited | LTN | Linton | OFT | Switchgear | RM1172 | LTN | TPM | TPM | TPM | 32316.8 | 2439.92 | 714.2 | 0 | 77.02 | 2429.3
POCO | Powerco Limited | LTN | Linton | OFT | Switchgear | RM1232 | LTN | TPM | TPM | TPM | 32316.8 | 2439.92 | 714.2 | 0 | 77.02 | 2429.3
POCO | Powerco Limited | MGM | Mangamaire | OFT | Switchgear | 142 | MGM | TPM | TPM | TPM | 347493.52 | 26235.76 | 7679.61 | 1984 | 100 | 35899.37
POCO | Powerco Limited | MGM | Mangamaire | OFT | Switchgear | 162 | MGM | TPM | TPM | TPM | 347493.52 | 26235.76 | 7679.61 | 1984 | 100 | 35899.37
POCO | Powerco Limited | MGM | Mangamaire | OFT | Switchgear | 1272 | MGM | TPM | TPM | TPM | 137020.7 | 10345.06 | 3028.16 | 3968 | 100 | 17341.22
POCO | Powerco Limited | MGM | Mangamaire | OFT | Switchgear | 1282 | MGM | TPM | TPM | TPM | 124859.88 | 9426.92 | 2759.4 | 1984 | 100 | 14170.32
POCO | Powerco Limited | MGM | Mangamaire | OFT | Switchgear | 1287 | MGM | TPM | TPM | TPM | 18839.21 | 1422.36 | 416.35 | 992 | 100 | 2830.71
POCO | Powerco Limited | MGM | Mangamaire | OFT | Switchgear | 1292 | MGM | TPM | TPM | TPM | 137020.7 | 10345.06 | 3028.16 | 3968 | 100 | 17341.22
POCO | Powerco Limited | MGM | Mangamaire | OFT | Switchgear | 1332 | MGM | TPM | TPM | TPM | 137020.7 | 10345.06 | 3028.16 | 3968 | 100 | 17341.22
POCO | Powerco Limited | MGM | Mangamaire | OFT | Switchgear | 1347 | MGM | TPM | TPM | TPM | 18839.21 | 1422.36 | 416.35 | 992 | 100 | 2830.71
POCO | Powerco Limited | MGM | Mangamaire | OFT | Switchgear | 1352 | MGM | TPM | TPM | TPM | 63015.13 | 4757.64 | 1392.63 | 992 | 100 | 7142.27
POCO | Powerco Limited | MGM | Mangamaire | OFT | Switchgear | 1362 | MGM | TPM | TPM | TPM | 124859.88 | 9426.92 | 2759.4 | 1984 | 100 | 14170.32
POCO | Powerco Limited | MGM | Mangamaire | OFT | Switchgear | 1307-1337 | MGM | TPM | TPM | TPM | 32262.45 | 2435.81 | 713 | 1984 | 100 | 5132.81
POCO | Powerco Limited | MGM | Mangamaire | OFT | Switchgear | RM1282 | MGM | TPM | TPM | TPM | 16879.97 | 1274.44 | 373.05 | 0 | 100 | 1647.49
POCO | Powerco Limited | MGM | Mangamaire | OFT | Switchgear | RM1362 | MGM | TPM | TPM | TPM | 16879.97 | 1274.44 | 373.05 | 0 | 100 | 1647.49
POCO | Powerco Limited | MTN | Marton | OFT | Switchgear | 82 | MTN | TPM | TPM | TPM | 268968.24 | 20307.1 | 5944.2 | 1984 | 100 | 28235.3
POCO | Powerco Limited | MTN | Marton | OFT | Switchgear | 1082 | MTN | TPM | TPM | TPM | 143039.78 | 10799.5 | 3161.18 | 1984 | 100 | 15944.68
POCO | Powerco Limited | MTN | Marton | OFT | Switchgear | 1112 | MTN | TPM | TPM | TPM | 156971.24 | 11851.33 | 3469.06 | 3968 | 100 | 19288.39
POCO | Powerco Limited | MTN | Marton | OFT | Switchgear | 1122 | MTN | TPM | TPM | TPM | 143039.78 | 10799.5 | 3161.18 | 1984 | 100 | 15944.68
POCO | Powerco Limited | MTN | Marton | OFT | Switchgear | 1132 | MTN | TPM | TPM | TPM | 156971.24 | 11851.33 | 3469.06 | 3968 | 100 | 19288.39
POCO | Powerco Limited | MTN | Marton | OFT | Switchgear | 1087-1107 | MTN | TPM | TPM | TPM | 36959.94 | 2790.48 | 816.81 | 1984 | 100 | 5591.29
POCO | Powerco Limited | MTN | Marton | OFT | Switchgear | RM1082 | MTN | TPM | TPM | TPM | 19337.73 | 1460 | 427.36 | 0 | 100 | 1887.36
POCO | Powerco Limited | MTN | Marton | OFT | Switchgear | RM1122 | MTN | TPM | TPM | TPM | 19337.73 | 1460 | 427.36 | 0 | 100 | 1887.36
POCO | Powerco Limited | MST | Masterton | OFT | Switchgear | 52 | MST | TPM | TPM | TPM | 347493.52 | 26235.76 | 7679.61 | 1984 | 100 | 35899.37
POCO | Powerco Limited | MST | Masterton | OFT | Switchgear | 62 | MST | TPM | TPM | TPM | 347493.52 | 26235.76 | 7679.61 | 1984 | 100 | 35899.37
POCO | Powerco Limited | MST | Masterton | OFT | Switchgear | 202 | MST | TPM | TPM | TPM | 149405.22 | 11280.09 | 3301.86 | 3968 | 100 | 18549.95
POCO | Powerco Limited | MST | Masterton | OFT | Switchgear | 222 | MST | TPM | TPM | TPM | 149405.22 | 11280.09 | 3301.86 | 3968 | 100 | 18549.95
POCO | Powerco Limited | MST | Masterton | OFT | Switchgear | 232 | MST | TPM | TPM | TPM | 136145.26 | 10278.97 | 3008.81 | 1984 | 100 | 15271.78
POCO | Powerco Limited | MST | Masterton | OFT | Switchgear | 242 | MST | TPM | TPM | TPM | 149405.22 | 11280.09 | 3301.86 | 3968 | 100 | 18549.95
POCO | Powerco Limited | MST | Masterton | OFT | Switchgear | 262 | MST | TPM | TPM | TPM | 149405.22 | 11280.09 | 3301.86 | 3968 | 100 | 18549.95
POCO | Powerco Limited | MST | Masterton | OFT | Switchgear | 282 | MST | TPM | TPM | TPM | 149405.22 | 11280.09 | 3301.86 | 3968 | 100 | 18549.95
POCO | Powerco Limited | MST | Masterton | OFT | Switchgear | 292 | MST | TPM | TPM | TPM | 136145.26 | 10278.97 | 3008.81 | 1984 | 100 | 15271.78
POCO | Powerco Limited | MST | Masterton | OFT | Switchgear | 312 | MST | TPM | TPM | TPM | 149405.22 | 11280.09 | 3301.86 | 3968 | 100 | 18549.95
POCO | Powerco Limited | MST | Masterton | OFT | Switchgear | 247-267 | MST | TPM | TPM | TPM | 35178.48 | 2655.98 | 777.44 | 1984 | 100 | 5417.42
POCO | Powerco Limited | MST | Masterton | OFT | Switchgear | RM232 | MST | TPM | TPM | TPM | 30944.64 | 2336.32 | 683.88 | 0 | 100 | 3020.2
POCO | Powerco Limited | MST | Masterton | OFT | Switchgear | RM292 | MST | TPM | TPM | TPM | 30944.64 | 2336.32 | 683.88 | 0 | 100 | 3020.2
POCO | Powerco Limited | MTR | Mataroa | OFT | Switchgear | 1062 | MTR | TPM | TPM | TPM | 239044.95 | 18047.89 | 5282.89 | 1984 | 100 | 25314.78
POCO | Powerco Limited | MTR | Mataroa | OFT | Switchgear | 1072 | MTR | TPM | TPM | TPM | 171960.39 | 12983.01 | 3800.32 | 3968 | 100 | 20751.33
POCO | Powerco Limited | MTR | Mataroa | OFT | Switchgear | 1092 | MTR | TPM | TPM | TPM | 171960.39 | 12983.01 | 3800.32 | 3968 | 100 | 20751.33
POCO | Powerco Limited | MTR | Mataroa | OFT | Switchgear | 1112 | MTR | TPM | TPM | TPM | 171960.39 | 12983.01 | 3800.32 | 3968 | 100 | 20751.33
POCO | Powerco Limited | MTR | Mataroa | OFT | Switchgear | 1117-1097 | MTR | TPM | TPM | TPM | 0.02 | 0 | 0 | 1984 | 100 | 1984
POCO | Powerco Limited | MTR | Mataroa | OFT | Switchgear | RM1062 | MTR | TPM | TPM | TPM | 32316.8 | 2439.92 | 714.2 | 0 | 100 | 3154.12
POCO | Powerco Limited | MTR | Mataroa | OFT | Switchgear | TRC2 | MTR | TPM | TPM | TPM | 152904.84 | 11544.32 | 3379.2 | 0 | 100 | 14923.52
POCO | Powerco Limited | MTM | Mt Maunganui | OFT | Switchgear | 42 | MTM | TPM | TPM | TPM | 344086.71 | 25978.55 | 7604.32 | 1984 | 100 | 35566.87
POCO | Powerco Limited | NPL | New Plymouth | OFT | Switchgear | 62 | NPL | TPM | TPM | TPM | 344086.71 | 25978.55 | 7604.32 | 1984 | 94.85 | 33735.18
POCO | Powerco Limited | NPL | New Plymouth | OFT | Switchgear | 92 | NPL | TPM | TPM | TPM | 344086.71 | 25978.55 | 7604.32 | 1984 | 94.85 | 33735.18
POCO | Powerco Limited | NPL | New Plymouth | OFT | Switchgear | 1042 | NPL | TPM | TPM | TPM | 147893.45 | 11165.96 | 3268.45 | 3968 | 100 | 18402.41
POCO | Powerco Limited | NPL | New Plymouth | OFT | Switchgear | 1052 | NPL | TPM | TPM | TPM | 134767.66 | 10174.96 | 2978.37 | 1984 | 94.85 | 14357.76
POCO | Powerco Limited | NPL | New Plymouth | OFT | Switchgear | 1057 | NPL | TPM | TPM | TPM | 41214.54 | 3111.7 | 910.84 | 992 | 94.85 | 4756.29
POCO | Powerco Limited | NPL | New Plymouth | OFT | Switchgear | 1082 | NPL | TPM | TPM | TPM | 134767.66 | 10174.96 | 2978.37 | 1984 | 94.85 | 14357.76
POCO | Powerco Limited | NPL | New Plymouth | OFT | Switchgear | 1087 | NPL | TPM | TPM | TPM | 41214.54 | 3111.7 | 910.84 | 992 | 94.85 | 4756.29
POCO | Powerco Limited | NPL | New Plymouth | OFT | Switchgear | 1092 | NPL | TPM | TPM | TPM | 147893.45 | 11165.96 | 3268.45 | 3968 | 100 | 18402.41
POCO | Powerco Limited | NPL | New Plymouth | OFT | Switchgear | 1067-1077 | NPL | TPM | TPM | TPM | 60955.97 | 4602.18 | 1347.13 | 1984 | 94.85 | 7524.74
POCO | Powerco Limited | NPL | New Plymouth | OFT | Switchgear | RM1042 | NPL | TPM | TPM | TPM | 18219.41 | 1375.57 | 402.65 | 0 | 100 | 1778.22
POCO | Powerco Limited | NPL | New Plymouth | OFT | Switchgear | RM1092 | NPL | TPM | TPM | TPM | 18219.41 | 1375.57 | 402.65 | 0 | 100 | 1778.22
POCO | Powerco Limited | OKN | Ohakune | OFT | Switchgear | 39 | OKN | TPM | TPM | TPM | 78531.14 | 5929.1 | 1735.54 | 1984 | 100 | 9648.64
POCO | Powerco Limited | OKN | Ohakune | OFT | Switchgear | RM39 | OKN | TPM | TPM | TPM | 0 | 0 | 0 | 0 | 100 | 0
POCO | Powerco Limited | OKN | Ohakune | OFT | Switchgear | TRC1 | OKN | TPM | TPM | TPM | 40349.23 | 3046.37 | 891.72 | 0 | 23.23 | 914.82
POCO | Powerco Limited | OPK | Opunake | GEN | Switchgear | 999 | KPA | LSA | LSA | LSA | 0 | 0 | 0 | 0 | 0 | 0
POCO | Powerco Limited | OPK | Opunake | OFT | Switchgear | 999 | KPA | LSA | LSA | LSA | 0 | 0 | 0 | 0 | 0 | 0
POCO | Powerco Limited | OPK | Opunake | OFT | Switchgear | 52 | OPK | TPM | TPM | TPM | 426873.98 | 32228.99 | 9433.91 | 3968 | 100 | 45630.9
POCO | Powerco Limited | OPK | Opunake | OFT | Switchgear | 72 | OPK | TPM | TPM | TPM | 426873.98 | 32228.99 | 9433.91 | 3968 | 100 | 45630.9
POCO | Powerco Limited | OPK | Opunake | OFT | Switchgear | 1102 | OPK | TPM | TPM | TPM | 149332.76 | 11274.62 | 3300.25 | 3968 | 100 | 18542.87
POCO | Powerco Limited | OPK | Opunake | OFT | Switchgear | 1112 | OPK | TPM | TPM | TPM | 136079.23 | 10273.98 | 3007.35 | 1984 | 100 | 15265.33
POCO | Powerco Limited | OPK | Opunake | OFT | Switchgear | 1122 | OPK | TPM | TPM | TPM | 149332.76 | 11274.62 | 3300.25 | 3968 | 100 | 18542.87
POCO | Powerco Limited | OPK | Opunake | OFT | Switchgear | 1127 | OPK | TPM | TPM | TPM | 35161.42 | 2654.69 | 777.07 | 992 | 100 | 4423.76
POCO | Powerco Limited | OPK | Opunake | OFT | Switchgear | 1142 | OPK | TPM | TPM | TPM | 149332.76 | 11274.62 | 3300.25 | 3968 | 100 | 18542.87
POCO | Powerco Limited | OPK | Opunake | OFT | Switchgear | 1172 | OPK | TPM | TPM | TPM | 136079.23 | 10273.98 | 3007.35 | 1984 | 100 | 15265.33
POCO | Powerco Limited | OPK | Opunake | OFT | Switchgear | 1137-1147 | OPK | TPM | TPM | TPM | 35161.42 | 2654.69 | 777.07 | 1984 | 100 | 5415.76
POCO | Powerco Limited | OPK | Opunake | OFT | Switchgear | 67-77 | OPK | TPM | TPM | TPM | 0.02 | 0 | 0 | 1984 | 100 | 1984
POCO | Powerco Limited | OPK | Opunake | OFT | Switchgear | RM1112 | OPK | TPM | TPM | TPM | 18396.73 | 1388.95 | 406.57 | 0 | 100 | 1795.52
POCO | Powerco Limited | OPK | Opunake | OFT | Switchgear | RM1172 | OPK | TPM | TPM | TPM | 18396.73 | 1388.95 | 406.57 | 0 | 100 | 1795.52
POCO | Powerco Limited | OPK | Opunake | OFT | Switchgear | VT3 | OPK | TPM | TPM | TPM | 48805.45 | 3684.81 | 1078.6 | 0 | 100 | 4763.41
POCO | Powerco Limited | OPK | Opunake | OFT | Switchgear | VT4 | OPK | TPM | TPM | TPM | 48805.45 | 3684.81 | 1078.6 | 0 | 100 | 4763.41
POCO | Powerco Limited | OPK | Opunake | OFT | Switchgear | 102 | SFD | TPM | TPM | TPM | 504629.39 | 38099.52 | 11152.31 | 3968 | 33.68 | 17924.44
POCO | Powerco Limited | OPK | Opunake | OFT | Switchgear | 162 | SFD | TPM | TPM | TPM | 504629.39 | 38099.52 | 11152.31 | 3968 | 100 | 53219.83
POCO | Powerco Limited | SFD | Stratford | OFT | Switchgear | 72 | SFD | TPM | TPM | TPM | 344086.71 | 25978.55 | 7604.32 | 1984 | 100 | 35566.87
POCO | Powerco Limited | SFD | Stratford | OFT | Switchgear | 192 | SFD | TPM | TPM | TPM | 344086.71 | 25978.55 | 7604.32 | 1984 | 100 | 35566.87
POCO | Powerco Limited | SFD | Stratford | OFT | Switchgear | 2742 | SFD | TPM | TPM | TPM | 91839.02 | 6933.85 | 2029.64 | 992 | 100 | 9955.49
POCO | Powerco Limited | SFD | Stratford | OFT | Switchgear | 2762 | SFD | TPM | TPM | TPM | 91839.02 | 6933.85 | 2029.64 | 992 | 100 | 9955.49
POCO | Powerco Limited | SFD | Stratford | OFT | Switchgear | 2772 | SFD | TPM | TPM | TPM | 98189.9 | 7413.34 | 2170 | 992 | 100 | 10575.34
POCO | Powerco Limited | SFD | Stratford | OFT | Switchgear | 2782 | SFD | TPM | TPM | TPM | 91839.02 | 6933.85 | 2029.64 | 992 | 100 | 9955.49
POCO | Powerco Limited | SFD | Stratford | OFT | Switchgear | 2808 | SFD | TPM | TPM | TPM | 105387.56 | 7956.76 | 2329.07 | 992 | 100 | 11277.83
POCO | Powerco Limited | SFD | Stratford | OFT | Switchgear | 2822 | SFD | TPM | TPM | TPM | 91839.02 | 6933.85 | 2029.64 | 992 | 100 | 9955.49
POCO | Powerco Limited | SFD | Stratford | OFT | Switchgear | 2832 | SFD | TPM | TPM | TPM | 98189.9 | 7413.34 | 2170 | 992 | 100 | 10575.34
POCO | Powerco Limited | SFD | Stratford | OFT | Switchgear | 2842 | SFD | TPM | TPM | TPM | 91839.02 | 6933.85 | 2029.64 | 992 | 100 | 9955.49
POCO | Powerco Limited | SFD | Stratford | OFT | Switchgear | 2862 | SFD | TPM | TPM | TPM | 91839.02 | 6933.85 | 2029.64 | 992 | 100 | 9955.49
POCO | Powerco Limited | SFD | Stratford | OFT | Switchgear | RM2772 | SFD | TPM | TPM | TPM | 31102.38 | 2348.23 | 687.36 | 0 | 100 | 3035.59
POCO | Powerco Limited | SFD | Stratford | OFT | Switchgear | RM2832 | SFD | TPM | TPM | TPM | 31102.38 | 2348.23 | 687.36 | 0 | 100 | 3035.59
POCO | Powerco Limited | TGA | Tauranga | GEN | Switchgear | 212 | TGA | TPM | TPM | TPM | 504629.39 | 38099.52 | 28965.73 | 3968 | 9.99 | 7096.22
POCO | Powerco Limited | TGA | Tauranga | GEN | Switchgear | 242 | TGA | TPM | TPM | TPM | 504629.39 | 38099.52 | 28965.73 | 3968 | 9.99 | 7096.22
WATA | Network Waitaki Limited | WTK | Waitaki | OFT | Switchgear | RM1002 | WTK | TPM | TPM | TPM | 31999.97 | 2416 | 707.2 | 0 | 100 | 3123.2
POCO | Powerco Limited | TGA | Tauranga | GEN | Switchgear | 272 | TGA | TPM | TPM | TPM | 344086.71 | 25978.55 | 19750.58 | 1984 | 9.99 | 4766.54
POCO | Powerco Limited | TGA | Tauranga | GEN | Switchgear | 282 | TGA | TPM | TPM | TPM | 344086.71 | 25978.55 | 19750.58 | 1984 | 9.99 | 4766.54
POCO | Powerco Limited | TGA | Tauranga | GEN | Switchgear | 292 | TGA | TPM | TPM | TPM | 344086.71 | 25978.55 | 19750.58 | 1984 | 9.99 | 4766.54
WATA | Network Waitaki Limited | WTK | Waitaki | OFT | Switchgear | 1002 | WTK | TPM | TPM | TPM | 236701.37 | 17870.95 | 5231.1 | 1984 | 100 | 25086.05
POCO | Powerco Limited | TGA | Tauranga | GEN | Switchgear | 1202 | TGA | TPM | TPM | TPM | 83198.22 | 6281.47 | 4775.58 | 992 | 9.99 | 1203.7
POCO | Powerco Limited | TGA | Tauranga | GEN | Switchgear | 1212 | TGA | TPM | TPM | TPM | 236701.37 | 17870.95 | 13586.66 | 1984 | 9.99 | 3340.82
POCO | Powerco Limited | TGA | Tauranga | GEN | Switchgear | 1222 | TGA | TPM | TPM | TPM | 83198.22 | 6281.47 | 4775.58 | 992 | 9.99 | 1203.7
POCO | Powerco Limited | TGA | Tauranga | GEN | Switchgear | 1242 | TGA | TPM | TPM | TPM | 83198.22 | 6281.47 | 4775.58 | 992 | 9.99 | 1203.7
POCO | Powerco Limited | TGA | Tauranga | GEN | Switchgear | 1197-1217 | TGA | TPM | TPM | TPM | 61158.97 | 4617.5 | 3510.52 | 1984 | 9.99 | 1010.19
POCO | Powerco Limited | TGA | Tauranga | GEN | Switchgear | 227-217 | TGA | TPM | TPM | TPM | 35687.01 | 2694.37 | 2048.43 | 1984 | 9.99 | 672.01
POCO | Powerco Limited | TGA | Tauranga | GEN | Switchgear | 247-237 | TGA | TPM | TPM | TPM | 35687.01 | 2694.37 | 2048.43 | 1984 | 9.99 | 672.01
POCO | Powerco Limited | TGA | Tauranga | GEN | Switchgear | 277-287 | TGA | TPM | TPM | TPM | 35687.01 | 2694.37 | 2048.43 | 1984 | 9.99 | 672.01
POCO | Powerco Limited | TGA | Tauranga | GEN | Switchgear | RM1162 | TGA | TPM | TPM | TPM | 31999.97 | 2416 | 1836.8 | 0 | 9.99 | 424.85
POCO | Powerco Limited | TGA | Tauranga | GEN | Switchgear | RM1212 | TGA | TPM | TPM | TPM | 31999.97 | 2416 | 1836.8 | 0 | 9.99 | 424.85
POCO | Powerco Limited | TGA | Tauranga | GEN | Switchgear | VT1 | TGA | TPM | TPM | TPM | 48805.45 | 3684.81 | 2801.43 | 0 | 9.99 | 647.98
POCO | Powerco Limited | TGA | Tauranga | GEN | Switchgear | VT2 | TGA | TPM | TPM | TPM | 48805.45 | 3684.81 | 2801.43 | 0 | 9.99 | 647.98
POCO | Powerco Limited | TGA | Tauranga | OFT | Switchgear | 11 | TGA | TPM | TPM | TPM | 0.02 | 0 | 0 | 992 | 100 | 992
POCO | Powerco Limited | TGA | Tauranga | OFT | Switchgear | 12 | TGA | LSA | LSA | LSA | 0.02 | 0 | 0 | 0 | 100 | 0
POCO | Powerco Limited | TGA | Tauranga | OFT | Switchgear | 13 | TGA | TPM | TPM | TPM | 73527.31 | 5551.31 | 1624.95 | 992 | 100 | 8168.26
POCO | Powerco Limited | TGA | Tauranga | OFT | Switchgear | 14 | TGA | TPM | TPM | TPM | 73527.31 | 5551.31 | 1624.95 | 992 | 100 | 8168.26
POCO | Powerco Limited | TGA | Tauranga | OFT | Switchgear | 15 | TGA | TPM | TPM | TPM | 73527.31 | 5551.31 | 1624.95 | 992 | 100 | 8168.26
POCO | Powerco Limited | TGA | Tauranga | OFT | Switchgear | 16 | TGA | TPM | TPM | TPM | 73527.31 | 5551.31 | 1624.95 | 992 | 100 | 8168.26
POCO | Powerco Limited | TGA | Tauranga | OFT | Switchgear | 17 | TGA | TPM | TPM | TPM | 73527.31 | 5551.31 | 1624.95 | 992 | 100 | 8168.26
POCO | Powerco Limited | TGA | Tauranga | OFT | Switchgear | 18 | TGA | TPM | TPM | TPM | 73527.31 | 5551.31 | 1624.95 | 992 | 100 | 8168.26
POCO | Powerco Limited | TGA | Tauranga | OFT | Switchgear | 19 | TGA | TPM | TPM | TPM | 73527.31 | 5551.31 | 1624.95 | 992 | 100 | 8168.26
POCO | Powerco Limited | TGA | Tauranga | OFT | Switchgear | 20 | TGA | TPM | TPM | TPM | 73527.31 | 5551.31 | 1624.95 | 992 | 100 | 8168.26
POCO | Powerco Limited | TGA | Tauranga | OFT | Switchgear | 21 | TGA | TPM | TPM | TPM | 0.02 | 0 | 0 | 992 | 100 | 992
POCO | Powerco Limited | TGA | Tauranga | OFT | Switchgear | 37 | TGA | TPM | TPM | TPM | 77761.23 | 5870.97 | 1718.52 | 992 | 100 | 8581.49
POCO | Powerco Limited | TGA | Tauranga | OFT | Switchgear | 38 | TGA | TPM | TPM | TPM | 75220.88 | 5679.18 | 1662.38 | 992 | 100 | 8333.56
POCO | Powerco Limited | TGA | Tauranga | OFT | Switchgear | 39 | TGA | TPM | TPM | TPM | 77761.23 | 5870.97 | 1718.52 | 992 | 100 | 8581.49
POCO | Powerco Limited | TGA | Tauranga | OFT | Switchgear | 212 | TGA | TPM | TPM | TPM | 504629.39 | 38099.52 | 11152.31 | 3968 | 90.01 | 47903.17
POCO | Powerco Limited | TGA | Tauranga | OFT | Switchgear | 242 | TGA | TPM | TPM | TPM | 504629.39 | 38099.52 | 11152.31 | 3968 | 90.01 | 47903.17
WATA | Network Waitaki Limited | WTK | Waitaki | OFT | Switchgear | 462 | WTK | TPM | TPM | TPM | 468690.7 | 35386.15 | 10358.06 | 1984 | 4.02 | 1918.67
POCO | Powerco Limited | TGA | Tauranga | OFT | Switchgear | 272 | TGA | TPM | TPM | TPM | 344086.71 | 25978.55 | 7604.32 | 1984 | 90.01 | 32013.74
POCO | Powerco Limited | TGA | Tauranga | OFT | Switchgear | 282 | TGA | TPM | TPM | TPM | 344086.71 | 25978.55 | 7604.32 | 1984 | 90.01 | 32013.74
POCO | Powerco Limited | TGA | Tauranga | OFT | Switchgear | 292 | TGA | TPM | TPM | TPM | 344086.71 | 25978.55 | 7604.32 | 1984 | 90.01 | 32013.74
WATA | Network Waitaki Limited | WTK | Waitaki | OFT | Switchgear | 422 | WTK | TPM | TPM | TPM | 468690.7 | 35386.15 | 10358.06 | 1984 | 4.02 | 1918.67
POCO | Powerco Limited | TGA | Tauranga | OFT | Switchgear | 1192 | TGA | TPM | TPM | TPM | 83198.22 | 6281.47 | 1838.68 | 992 | 100 | 9112.15
POCO | Powerco Limited | TGA | Tauranga | OFT | Switchgear | 1202 | TGA | TPM | TPM | TPM | 83198.22 | 6281.47 | 1838.68 | 992 | 90.01 | 8201.85
POCO | Powerco Limited | TGA | Tauranga | OFT | Switchgear | 1212 | TGA | TPM | TPM | TPM | 236701.37 | 17870.95 | 5231.1 | 1984 | 90.01 | 22579.95
POCO | Powerco Limited | TGA | Tauranga | OFT | Switchgear | 1222 | TGA | TPM | TPM | TPM | 83198.22 | 6281.47 | 1838.68 | 992 | 90.01 | 8201.85
POCO | Powerco Limited | TGA | Tauranga | OFT | Switchgear | 1232 | TGA | TPM | TPM | TPM | 83198.22 | 6281.47 | 1838.68 | 992 | 100 | 9112.15
POCO | Powerco Limited | TGA | Tauranga | OFT | Switchgear | 1242 | TGA | TPM | TPM | TPM | 83198.22 | 6281.47 | 1838.68 | 992 | 90.01 | 8201.85
POCO | Powerco Limited | TGA | Tauranga | OFT | Switchgear | 1197-1217 | TGA | TPM | TPM | TPM | 61158.97 | 4617.5 | 1351.61 | 1984 | 90.01 | 7158.59
POCO | Powerco Limited | TGA | Tauranga | OFT | Switchgear | 227-217 | TGA | TPM | TPM | TPM | 35687.01 | 2694.37 | 788.68 | 1984 | 90.01 | 4920.89
POCO | Powerco Limited | TGA | Tauranga | OFT | Switchgear | 247-237 | TGA | TPM | TPM | TPM | 35687.01 | 2694.37 | 788.68 | 1984 | 90.01 | 4920.89
POCO | Powerco Limited | TGA | Tauranga | OFT | Switchgear | 277-287 | TGA | TPM | TPM | TPM | 35687.01 | 2694.37 | 788.68 | 1984 | 90.01 | 4920.89
POCO | Powerco Limited | TGA | Tauranga | OFT | Switchgear | RM1162 | TGA | TPM | TPM | TPM | 31999.97 | 2416 | 707.2 | 0 | 90.01 | 2811.19
POCO | Powerco Limited | TGA | Tauranga | OFT | Switchgear | RM1212 | TGA | TPM | TPM | TPM | 31999.97 | 2416 | 707.2 | 0 | 90.01 | 2811.19
POCO | Powerco Limited | TGA | Tauranga | OFT | Switchgear | RM37 | TGA | TPM | TPM | TPM | 31102.38 | 2348.23 | 687.36 | 0 | 100 | 3035.59
POCO | Powerco Limited | TGA | Tauranga | OFT | Switchgear | RM39 | TGA | TPM | TPM | TPM | 31102.38 | 2348.23 | 687.36 | 0 | 100 | 3035.59
POCO | Powerco Limited | TGA | Tauranga | OFT | Switchgear | VT1 | TGA | TPM | TPM | TPM | 48805.45 | 3684.81 | 1078.6 | 0 | 90.01 | 4287.55
POCO | Powerco Limited | TGA | Tauranga | OFT | Switchgear | VT2 | TGA | TPM | TPM | TPM | 48805.45 | 3684.81 | 1078.6 | 0 | 90.01 | 4287.55
WATA | Network Waitaki Limited | WTK | Waitaki | OFT | Switchgear | 28 | WTK | TPM | TPM | TPM | 154077.64 | 11632.86 | 3405.12 | 992 | 100 | 16029.98
POCO | Powerco Limited | TMI | Te Matai | OFT | Switchgear | 142 | TMI | TPM | TPM | TPM | 344086.71 | 25978.55 | 7604.32 | 1984 | 100 | 35566.87
WATA | Network Waitaki Limited | WTK | Waitaki | OFT | Switchgear | 18 | WTK | TPM | TPM | TPM | 154077.64 | 11632.86 | 3405.12 | 992 | 100 | 16029.98
POCO | Powerco Limited | TMI | Te Matai | OFT | Switchgear | 1082 | TMI | TPM | TPM | TPM | 83198.22 | 6281.47 | 1838.68 | 992 | 100 | 9112.15
POCO | Powerco Limited | TMI | Te Matai | OFT | Switchgear | 1102 | TMI | TPM | TPM | TPM | 83198.22 | 6281.47 | 1838.68 | 992 | 100 | 9112.15
POCO | Powerco Limited | TMI | Te Matai | OFT | Switchgear | 1112 | TMI | TPM | TPM | TPM | 236701.37 | 17870.95 | 5231.1 | 1984 | 100 | 25086.05
POCO | Powerco Limited | TMI | Te Matai | OFT | Switchgear | 1122 | TMI | TPM | TPM | TPM | 83198.22 | 6281.47 | 1838.68 | 992 | 100 | 9112.15
POCO | Powerco Limited | TMI | Te Matai | OFT | Switchgear | 1097-1107 | TMI | TPM | TPM | TPM | 0.02 | 0 | 0 | 1984 | 100 | 1984
WATA | Network Waitaki Limited | WTK | Waitaki | GEN | Switchgear | RM1002 | WTK | TPM | TPM | TPM | 31999.97 | 2416 | 1836.8 | 0 | 0 | 0
POCO | Powerco Limited | TMI | Te Matai | OFT | Switchgear | RM1112 | TMI | TPM | TPM | TPM | 31999.97 | 2416 | 707.2 | 0 | 100 | 3123.2
POCO | Powerco Limited | WHU | Waihou | OFT | Switchgear | 182 | HAM | TPM | TPM | TPM | 509800.94 | 38489.97 | 11266.6 | 3968 | 40.82 | 21930.37
POCO | Powerco Limited | WHU | Waihou | OFT | Switchgear | 202 | HAM | TPM | TPM | TPM | 509800.94 | 38489.97 | 11266.6 | 3968 | 40.82 | 21930.37
POCO | Powerco Limited | WHU | Waihou | OFT | Switchgear | 82 | WHU | TPM | TPM | TPM | 504629.39 | 38099.52 | 11152.31 | 3968 | 40.82 | 21724.33
POCO | Powerco Limited | WHU | Waihou | OFT | Switchgear | 92 | WHU | TPM | TPM | TPM | 177204.75 | 13378.96 | 3916.22 | 1984 | 100 | 19279.18
POCO | Powerco Limited | WHU | Waihou | OFT | Switchgear | 112 | WHU | TPM | TPM | TPM | 177204.75 | 13378.96 | 3916.22 | 1984 | 100 | 19279.18
POCO | Powerco Limited | WHU | Waihou | OFT | Switchgear | 122 | WHU | TPM | TPM | TPM | 504629.39 | 38099.52 | 11152.31 | 3968 | 40.82 | 21724.33
POCO | Powerco Limited | WHU | Waihou | OFT | Switchgear | 132 | WHU | TPM | TPM | TPM | 239246.92 | 18063.14 | 5287.36 | 1984 | 100 | 25334.5
POCO | Powerco Limited | WHU | Waihou | OFT | Switchgear | 282 | WHU | TPM | TPM | TPM | 121901.27 | 9203.55 | 2694.02 | 1984 | 100 | 13881.57
POCO | Powerco Limited | WHU | Waihou | OFT | Switchgear | 302 | WHU | TPM | TPM | TPM | 121901.27 | 9203.55 | 2694.02 | 1984 | 100 | 13881.57
POCO | Powerco Limited | WHU | Waihou | OFT | Switchgear | 312 | WHU | TPM | TPM | TPM | 159088.13 | 12011.15 | 3515.85 | 3968 | 100 | 19495
POCO | Powerco Limited | WHU | Waihou | OFT | Switchgear | 332 | WHU | TPM | TPM | TPM | 159088.13 | 12011.15 | 3515.85 | 3968 | 100 | 19495
POCO | Powerco Limited | WHU | Waihou | OFT | Switchgear | 352 | WHU | TPM | TPM | TPM | 159088.13 | 12011.15 | 3515.85 | 3968 | 100 | 19495
POCO | Powerco Limited | WHU | Waihou | OFT | Switchgear | 372 | WHU | TPM | TPM | TPM | 159088.13 | 12011.15 | 3515.85 | 3968 | 100 | 19495
POCO | Powerco Limited | WHU | Waihou | OFT | Switchgear | 382 | WHU | TPM | TPM | TPM | 121901.27 | 9203.55 | 2694.02 | 1984 | 100 | 13881.57
POCO | Powerco Limited | WHU | Waihou | OFT | Switchgear | 392 | WHU | TPM | TPM | TPM | 159088.13 | 12011.15 | 3515.85 | 3968 | 100 | 19495
POCO | Powerco Limited | WHU | Waihou | OFT | Switchgear | 402 | WHU | TPM | TPM | TPM | 159088.13 | 12011.15 | 3515.85 | 3968 | 100 | 19495
POCO | Powerco Limited | WHU | Waihou | OFT | Switchgear | 107-87 | WHU | TPM | TPM | TPM | 53530.52 | 4041.55 | 1183.02 | 1984 | 40.82 | 2942.54
POCO | Powerco Limited | WHU | Waihou | OFT | Switchgear | 147-127 | WHU | TPM | TPM | TPM | 106166.61 | 8015.58 | 2346.28 | 1984 | 40.82 | 5039.58
POCO | Powerco Limited | WHU | Waihou | OFT | Switchgear | 337-317 | WHU | TPM | TPM | TPM | 37458.38 | 2828.11 | 827.83 | 1984 | 100 | 5639.94
POCO | Powerco Limited | WHU | Waihou | OFT | Switchgear | 377-357 | WHU | TPM | TPM | TPM | 37458.38 | 2828.11 | 827.83 | 1984 | 100 | 5639.94
POCO | Powerco Limited | WHU | Waihou | OFT | Switchgear | RM282 | WHU | TPM | TPM | TPM | 30469.12 | 2300.42 | 673.37 | 0 | 100 | 2973.79
POCO | Powerco Limited | WHU | Waihou | OFT | Switchgear | RM302 | WHU | TPM | TPM | TPM | 30469.12 | 2300.42 | 673.37 | 0 | 100 | 2973.79
POCO | Powerco Limited | WHU | Waihou | OFT | Switchgear | RM382 | WHU | TPM | TPM | TPM | 30469.12 | 2300.42 | 673.37 | 0 | 100 | 2973.79
POCO | Powerco Limited | WHU | Waihou | OFT | Switchgear | VT147 | WHU | TPM | TPM | TPM | 48805.45 | 3684.81 | 1078.6 | 0 | 100 | 4763.41
POCO | Powerco Limited | WHU | Waihou | OFT | Switchgear | VT87 | WHU | TPM | TPM | TPM | 48805.45 | 3684.81 | 1078.6 | 0 | 100 | 4763.41
POCO | Powerco Limited | WKO | Waikino | OFT | Switchgear | 182 | HAM | TPM | TPM | TPM | 509800.94 | 38489.97 | 11266.6 | 3968 | 25.97 | 13952.27
POCO | Powerco Limited | WKO | Waikino | OFT | Switchgear | 202 | HAM | TPM | TPM | TPM | 509800.94 | 38489.97 | 11266.6 | 3968 | 25.97 | 13952.27
POCO | Powerco Limited | WKO | Waikino | OFT | Switchgear | 62 | WHU | TPM | TPM | TPM | 504629.39 | 38099.52 | 11152.31 | 3968 | 43.89 | 23358.18
POCO | Powerco Limited | WKO | Waikino | OFT | Switchgear | 82 | WHU | TPM | TPM | TPM | 504629.39 | 38099.52 | 11152.31 | 3968 | 25.97 | 13821.19
POCO | Powerco Limited | WKO | Waikino | OFT | Switchgear | 102 | WHU | TPM | TPM | TPM | 504629.39 | 38099.52 | 11152.31 | 3968 | 43.89 | 23358.18
POCO | Powerco Limited | WKO | Waikino | OFT | Switchgear | 122 | WHU | TPM | TPM | TPM | 504629.39 | 38099.52 | 11152.31 | 3968 | 25.97 | 13821.19
POCO | Powerco Limited | WKO | Waikino | OFT | Switchgear | 107-87 | WHU | TPM | TPM | TPM | 53530.52 | 4041.55 | 1183.02 | 1984 | 25.97 | 1872.07
POCO | Powerco Limited | WKO | Waikino | OFT | Switchgear | 147-127 | WHU | TPM | TPM | TPM | 106166.61 | 8015.58 | 2346.28 | 1984 | 25.97 | 3206.22
POCO | Powerco Limited | WKO | Waikino | OFT | Switchgear | 242 | WKO | TPM | TPM | TPM | 152537.76 | 11516.6 | 3371.08 | 3968 | 100 | 18855.68
POCO | Powerco Limited | WKO | Waikino | OFT | Switchgear | 262 | WKO | TPM | TPM | TPM | 152537.76 | 11516.6 | 3371.08 | 3968 | 100 | 18855.68
POCO | Powerco Limited | WKO | Waikino | OFT | Switchgear | 272 | WKO | TPM | TPM | TPM | 138999.78 | 10494.48 | 3071.9 | 1984 | 100 | 15550.38
POCO | Powerco Limited | WKO | Waikino | OFT | Switchgear | 282 | WKO | TPM | TPM | TPM | 152537.76 | 11516.6 | 3371.08 | 3968 | 100 | 18855.68
POCO | Powerco Limited | WKO | Waikino | OFT | Switchgear | 292 | WKO | TPM | TPM | TPM | 138999.78 | 10494.48 | 3071.9 | 1984 | 100 | 15550.38
POCO | Powerco Limited | WKO | Waikino | OFT | Switchgear | 302 | WKO | TPM | TPM | TPM | 152537.76 | 11516.6 | 3371.08 | 3968 | 100 | 18855.68
POCO | Powerco Limited | WKO | Waikino | OFT | Switchgear | 312 | WKO | TPM | TPM | TPM | 152537.76 | 11516.6 | 3371.08 | 3968 | 100 | 18855.68
POCO | Powerco Limited | WKO | Waikino | OFT | Switchgear | 512 | WKO | TPM | TPM | TPM | 504629.39 | 38099.52 | 11152.31 | 3968 | 43.89 | 23358.18
POCO | Powerco Limited | WKO | Waikino | OFT | Switchgear | 522 | WKO | TPM | TPM | TPM | 344086.71 | 25978.55 | 7604.32 | 1984 | 100 | 35566.87
POCO | Powerco Limited | WKO | Waikino | OFT | Switchgear | 542 | WKO | TPM | TPM | TPM | 344086.71 | 25978.55 | 7604.32 | 1984 | 100 | 35566.87
POCO | Powerco Limited | WKO | Waikino | OFT | Switchgear | 552 | WKO | TPM | TPM | TPM | 504629.39 | 38099.52 | 11152.31 | 3968 | 43.89 | 23358.18
POCO | Powerco Limited | WKO | Waikino | OFT | Switchgear | 267-287 | WKO | TPM | TPM | TPM | 35916.06 | 2711.66 | 793.74 | 1984 | 100 | 5489.4
POCO | Powerco Limited | WKO | Waikino | OFT | Switchgear | 537-547 | WKO | TPM | TPM | TPM | 107061.02 | 8083.11 | 2366.05 | 1984 | 43.89 | 5456.91
POCO | Powerco Limited | WKO | Waikino | OFT | Switchgear | RM272 | WKO | TPM | TPM | TPM | 30697.13 | 2317.63 | 678.41 | 0 | 100 | 2996.04
POCO | Powerco Limited | WKO | Waikino | OFT | Switchgear | RM292 | WKO | TPM | TPM | TPM | 30697.13 | 2317.63 | 678.41 | 0 | 100 | 2996.04
POCO | Powerco Limited | WKO | Waikino | OFT | Switchgear | VT1 | WKO | TPM | TPM | TPM | 48805.45 | 3684.81 | 1078.6 | 0 | 100 | 4763.41
POCO | Powerco Limited | WKO | Waikino | OFT | Switchgear | VT2 | WKO | TPM | TPM | TPM | 48805.45 | 3684.81 | 1078.6 | 0 | 100 | 4763.41
POCO | Powerco Limited | WGN | Wanganui | OFT | Switchgear | 72 | WGN | TPM | TPM | TPM | 347493.52 | 26235.76 | 7679.61 | 1984 | 100 | 35899.37
POCO | Powerco Limited | WGN | Wanganui | OFT | Switchgear | 82 | WGN | TPM | TPM | TPM | 347493.52 | 26235.76 | 7679.61 | 1984 | 100 | 35899.37
POCO | Powerco Limited | WGN | Wanganui | OFT | Switchgear | 2032 | WGN | TPM | TPM | TPM | 92748.31 | 7002.5 | 2049.74 | 992 | 100 | 10044.24
POCO | Powerco Limited | WGN | Wanganui | OFT | Switchgear | 2042 | WGN | TPM | TPM | TPM | 92748.31 | 7002.5 | 2049.74 | 992 | 100 | 10044.24
POCO | Powerco Limited | WGN | Wanganui | OFT | Switchgear | 2052 | WGN | TPM | TPM | TPM | 99162.07 | 7486.74 | 2191.48 | 992 | 100 | 10670.22
POCO | Powerco Limited | WGN | Wanganui | OFT | Switchgear | 2068 | WGN | TPM | TPM | TPM | 106431 | 8035.54 | 2352.13 | 992 | 100 | 11379.67
POCO | Powerco Limited | WGN | Wanganui | OFT | Switchgear | 2072 | WGN | TPM | TPM | TPM | 99162.07 | 7486.74 | 2191.48 | 992 | 100 | 10670.22
POCO | Powerco Limited | WGN | Wanganui | OFT | Switchgear | 2082 | WGN | TPM | TPM | TPM | 92748.31 | 7002.5 | 2049.74 | 992 | 100 | 10044.24
POCO | Powerco Limited | WGN | Wanganui | OFT | Switchgear | 2092 | WGN | TPM | TPM | TPM | 92748.31 | 7002.5 | 2049.74 | 992 | 100 | 10044.24
POCO | Powerco Limited | WGN | Wanganui | OFT | Switchgear | RM2052 | WGN | TPM | TPM | TPM | 31410.32 | 2371.48 | 694.17 | 0 | 100 | 3065.65
POCO | Powerco Limited | WGN | Wanganui | OFT | Switchgear | RM2072 | WGN | TPM | TPM | TPM | 31410.32 | 2371.48 | 694.17 | 0 | 100 | 3065.65
POCO | Powerco Limited | WVY | Waverley | OFT | Switchgear | 42 | WVY | TPM | TPM | TPM | 257636.88 | 19451.58 | 5693.78 | 3968 | 100 | 29113.36
POCO | Powerco Limited | WVY | Waverley | OFT | Switchgear | 242 | WVY | TPM | TPM | TPM | 48624.45 | 3671.15 | 1074.6 | 1984 | 100 | 6729.75
POCO | Powerco Limited | WVY | Waverley | OFT | Switchgear | 262 | WVY | TPM | TPM | TPM | 48624.45 | 3671.15 | 1074.6 | 1984 | 100 | 6729.75
POCO | Powerco Limited | WVY | Waverley | OFT | Switchgear | 282 | WVY | TPM | TPM | TPM | 48624.45 | 3671.15 | 1074.6 | 1984 | 100 | 6729.75
POCO | Powerco Limited | WVY | Waverley | OFT | Switchgear | 302 | WVY | TPM | TPM | TPM | 99754.33 | 7531.45 | 2204.57 | 1984 | 100 | 11720.02
POCO | Powerco Limited | WVY | Waverley | OFT | Switchgear | 267-247 | WVY | TPM | TPM | TPM | 0.02 | 0 | 0 | 1984 | 100 | 1984
POCO | Powerco Limited | WVY | Waverley | OFT | Switchgear | RM302 | WVY | TPM | TPM | TPM | 31102.38 | 2348.23 | 687.36 | 0 | 100 | 3035.59
WATA | Network Waitaki Limited | WTK | Waitaki | GEN | Switchgear | 1002 | WTK | TPM | TPM | TPM | 236701.37 | 17870.95 | 13586.66 | 1984 | 0 | 0
WATA | Network Waitaki Limited | WTK | Waitaki | GEN | Switchgear | 462 | WTK | TPM | TPM | TPM | 468690.7 | 35386.15 | 26902.85 | 1984 | 0 | 0
WATA | Network Waitaki Limited | WTK | Waitaki | GEN | Switchgear | 422 | WTK | TPM | TPM | TPM | 468690.7 | 35386.15 | 26902.85 | 1984 | 0 | 0
WATA | Network Waitaki Limited | WTK | Waitaki | GEN | Switchgear | 28 | WTK | TPM | TPM | TPM | 154077.64 | 11632.86 | 8844.06 | 992 | 0 | 0
WATA | Network Waitaki Limited | WTK | Waitaki | GEN | Switchgear | 18 | WTK | TPM | TPM | TPM | 154077.64 | 11632.86 | 8844.06 | 992 | 0 | 0
WATA | Network Waitaki Limited | TWZ | Twizel | OFT | Switchgear | RM6372 | TWZ | TPM | TPM | TPM | 30946.23 | 2336.44 | 683.91 | 0 | 100 | 3020.35
WATA | Network Waitaki Limited | TWZ | Twizel | OFT | Switchgear | 6327-6347 | TWZ | TPM | TPM | TPM | 35209.17 | 2658.29 | 778.12 | 1984 | 37.31 | 2022.35
WATA | Network Waitaki Limited | TWZ | Twizel | OFT | Switchgear | 6382 | TWZ | TPM | TPM | TPM | 136264.03 | 10287.93 | 3011.44 | 1984 | 37.31 | 5702.23
WATA | Network Waitaki Limited | TWZ | Twizel | OFT | Switchgear | 6372 | TWZ | TPM | TPM | TPM | 149535.56 | 11289.93 | 3304.74 | 3968 | 100 | 18562.67
WATA | Network Waitaki Limited | TWZ | Twizel | OFT | Switchgear | 6302 | TWZ | TPM | TPM | TPM | 136264.03 | 10287.93 | 3011.44 | 1984 | 37.31 | 5702.23
WATA | Network Waitaki Limited | TWZ | Twizel | OFT | Switchgear | 2522 | TWZ | TPM | TPM | TPM | 633521.49 | 47830.87 | 14000.82 | 2976 | 37.31 | 24179.75
WATA | Network Waitaki Limited | TWZ | Twizel | OFT | Switchgear | 2492 | TWZ | TPM | TPM | TPM | 633521.49 | 47830.87 | 14000.82 | 2976 | 37.31 | 24179.75
WATA | Network Waitaki Limited | OAM | Oamaru | OFT | Switchgear | VT4 | OAM | TPM | TPM | TPM | 48805.45 | 3684.81 | 1078.6 | 0 | 100 | 4763.41
WATA | Network Waitaki Limited | OAM | Oamaru | OFT | Switchgear | VT3 | OAM | TPM | TPM | TPM | 48805.45 | 3684.81 | 1078.6 | 0 | 100 | 4763.41
WATA | Network Waitaki Limited | OAM | Oamaru | OFT | Switchgear | RM312 | OAM | TPM | TPM | TPM | 30558.31 | 2307.15 | 675.34 | 0 | 100 | 2982.49
POWN | PowerNet Limited | EDN | Edendale | OFT | Switchgear | 52 | EDN | TPM | TPM | TPM | 344086.71 | 25978.55 | 7604.32 | 1984 | 100 | 35566.87
POWN | PowerNet Limited | EDN | Edendale | OFT | Switchgear | 62 | EDN | TPM | TPM | TPM | 344086.71 | 25978.55 | 7604.32 | 1984 | 100 | 35566.87
WATA | Network Waitaki Limited | OAM | Oamaru | OFT | Switchgear | RM252 | OAM | TPM | TPM | TPM | 30558.31 | 2307.15 | 675.34 | 0 | 100 | 2982.49
WATA | Network Waitaki Limited | OAM | Oamaru | OFT | Switchgear | LTB2 | OAM | TPM | TPM | TPM | 311322.25 | 23504.83 | 6880.22 | 992 | 100 | 31377.05
POWN | PowerNet Limited | EDN | Edendale | OFT | Switchgear | RM2052 | EDN | TPM | TPM | TPM | 31102.38 | 2348.23 | 687.36 | 0 | 100 | 3035.59
POWN | PowerNet Limited | EDN | Edendale | OFT | Switchgear | RM2112 | EDN | TPM | TPM | TPM | 31102.38 | 2348.23 | 687.36 | 0 | 100 | 3035.59
POWN | PowerNet Limited | GOR | Gore | OFT | Switchgear | 62 | GOR | TPM | TPM | TPM | 294669.46 | 22247.54 | 6512.2 | 1984 | 100 | 30743.74
POWN | PowerNet Limited | GOR | Gore | OFT | Switchgear | 72 | GOR | TPM | TPM | TPM | 266865.81 | 20148.37 | 5897.73 | 1984 | 100 | 28030.1
POWN | PowerNet Limited | GOR | Gore | OFT | Switchgear | 282 | GOR | TPM | TPM | TPM | 136124 | 10277.36 | 3008.34 | 1984 | 100 | 15269.7
POWN | PowerNet Limited | GOR | Gore | OFT | Switchgear | 292 | GOR | TPM | TPM | TPM | 152832.41 | 11538.85 | 3377.6 | 3769.6 | 100 | 18686.05
POWN | PowerNet Limited | GOR | Gore | OFT | Switchgear | 302 | GOR | TPM | TPM | TPM | 152832.41 | 11538.85 | 3377.6 | 3670.4 | 100 | 18586.85
POWN | PowerNet Limited | GOR | Gore | OFT | Switchgear | 312 | GOR | TPM | TPM | TPM | 152832.41 | 11538.85 | 3377.6 | 3769.6 | 100 | 18686.05
POWN | PowerNet Limited | GOR | Gore | OFT | Switchgear | 332 | GOR | TPM | TPM | TPM | 152832.41 | 11538.85 | 3377.6 | 3769.6 | 100 | 18686.05
POWN | PowerNet Limited | GOR | Gore | OFT | Switchgear | 342 | GOR | TPM | TPM | TPM | 136124 | 10277.36 | 3008.34 | 1984 | 100 | 15269.7
POWN | PowerNet Limited | GOR | Gore | OFT | Switchgear | 352 | GOR | TPM | TPM | TPM | 152832.41 | 11538.85 | 3377.6 | 3769.6 | 100 | 18686.05
POWN | PowerNet Limited | GOR | Gore | OFT | Switchgear | 372 | GOR | TPM | TPM | TPM | 152832.41 | 11538.85 | 3377.6 | 3769.6 | 100 | 18686.05
POWN | PowerNet Limited | GOR | Gore | OFT | Switchgear | 317-337 | GOR | TPM | TPM | TPM | 35172.98 | 2655.56 | 777.32 | 1984 | 100 | 5416.88
POWN | PowerNet Limited | GOR | Gore | OFT | Switchgear | RM282 | GOR | TPM | TPM | TPM | 18402.78 | 1389.41 | 406.7 | 0 | 100 | 1796.11
POWN | PowerNet Limited | GOR | Gore | OFT | Switchgear | RM342 | GOR | TPM | TPM | TPM | 18402.78 | 1389.41 | 406.7 | 0 | 100 | 1796.11
POWN | PowerNet Limited | INV | Invercargill | OFT | Switchgear | 682 | INV | TPM | TPM | TPM | 468690.7 | 35386.15 | 10358.06 | 1984 | 100 | 47728.21
POWN | PowerNet Limited | INV | Invercargill | OFT | Switchgear | 702 | INV | TPM | TPM | TPM | 468690.7 | 35386.15 | 10358.06 | 1984 | 100 | 47728.21
POWN | PowerNet Limited | INV | Invercargill | OFT | Switchgear | 2732 | INV | TPM | TPM | TPM | 109092.24 | 8236.46 | 2410.94 | 892.8 | 100 | 11540.2
POWN | PowerNet Limited | INV | Invercargill | OFT | Switchgear | 2742 | INV | TPM | TPM | TPM | 109092.24 | 8236.46 | 2410.94 | 892.8 | 100 | 11540.2
POWN | PowerNet Limited | INV | Invercargill | OFT | Switchgear | 2752 | INV | TPM | TPM | TPM | 109092.24 | 8236.46 | 2410.94 | 892.8 | 100 | 11540.2
WATA | Network Waitaki Limited | OAM | Oamaru | OFT | Switchgear | LTB1 | OAM | TPM | TPM | TPM | 311322.25 | 23504.83 | 6880.22 | 992 | 100 | 31377.05
POWN | PowerNet Limited | INV | Invercargill | OFT | Switchgear | 2772 | INV | TPM | TPM | TPM | 109092.24 | 8236.46 | 2410.94 | 892.8 | 100 | 11540.2
POWN | PowerNet Limited | INV | Invercargill | OFT | Switchgear | 2782 | INV | TPM | TPM | TPM | 109092.24 | 8236.46 | 2410.94 | 892.8 | 100 | 11540.2
POWN | PowerNet Limited | INV | Invercargill | OFT | Switchgear | 2792 | INV | TPM | TPM | TPM | 109092.24 | 8236.46 | 2410.94 | 892.8 | 100 | 11540.2
POWN | PowerNet Limited | INV | Invercargill | OFT | Switchgear | 2818 | INV | TPM | TPM | TPM | 105387.56 | 7956.76 | 2329.07 | 992 | 100 | 11277.83
POWN | PowerNet Limited | INV | Invercargill | OFT | Switchgear | 2822 | INV | TPM | TPM | TPM | 109092.24 | 8236.46 | 2410.94 | 892.8 | 100 | 11540.2
POWN | PowerNet Limited | INV | Invercargill | OFT | Switchgear | 2832 | INV | TPM | TPM | TPM | 109092.24 | 8236.46 | 2410.94 | 892.8 | 100 | 11540.2
POWN | PowerNet Limited | INV | Invercargill | OFT | Switchgear | 2842 | INV | TPM | TPM | TPM | 109092.24 | 8236.46 | 2410.94 | 892.8 | 100 | 11540.2
WATA | Network Waitaki Limited | OAM | Oamaru | OFT | Switchgear | 67-87 | OAM | TPM | TPM | TPM | 107061.02 | 8083.11 | 2366.05 | 1984 | 100 | 12433.16
POWN | PowerNet Limited | INV | Invercargill | OFT | Switchgear | 2862 | INV | TPM | TPM | TPM | 109092.24 | 8236.46 | 2410.94 | 892.8 | 100 | 11540.2
POWN | PowerNet Limited | INV | Invercargill | OFT | Switchgear | 2872 | INV | TPM | TPM | TPM | 109092.24 | 8236.46 | 2410.94 | 892.8 | 100 | 11540.2
POWN | PowerNet Limited | INV | Invercargill | OFT | Switchgear | RM2762 | INV | TPM | TPM | TPM | 31999.97 | 2416 | 707.2 | 0 | 100 | 3123.2
POWN | PowerNet Limited | INV | Invercargill | OFT | Switchgear | RM2852 | INV | TPM | TPM | TPM | 31999.97 | 2416 | 707.2 | 0 | 100 | 3123.2
POWN | PowerNet Limited | NMA | North Makarewa | GEN | Switchgear | 672 | NMA | TPM | TPM | TPM | 633521.49 | 47830.87 | 36364.13 | 2976 | 44.51 | 38799.81
POWN | PowerNet Limited | NMA | North Makarewa | GEN | Switchgear | 722 | NMA | TPM | TPM | TPM | 633521.49 | 47830.87 | 36364.13 | 2976 | 44.51 | 38799.81
POWN | PowerNet Limited | NMA | North Makarewa | GEN | Switchgear | 1062 | NMA | TPM | TPM | TPM | 84021.97 | 6343.66 | 4822.86 | 892.8 | 44.51 | 5367.6
POWN | PowerNet Limited | NMA | North Makarewa | GEN | Switchgear | 1072 | NMA | TPM | TPM | TPM | 84021.97 | 6343.66 | 4822.86 | 892.8 | 44.51 | 5367.6
POWN | PowerNet Limited | NMA | North Makarewa | GEN | Switchgear | 1082 | NMA | TPM | TPM | TPM | 84021.97 | 6343.66 | 4822.86 | 892.8 | 44.51 | 5367.6
POWN | PowerNet Limited | NMA | North Makarewa | GEN | Switchgear | 1092 | NMA | TPM | TPM | TPM | 239044.95 | 18047.89 | 13721.18 | 1984 | 44.51 | 15023.49
POWN | PowerNet Limited | NMA | North Makarewa | GEN | Switchgear | 1122 | NMA | TPM | TPM | TPM | 84021.97 | 6343.66 | 4822.86 | 892.8 | 44.51 | 5367.6
POWN | PowerNet Limited | NMA | North Makarewa | GEN | Switchgear | 1132 | NMA | TPM | TPM | TPM | 239044.95 | 18047.89 | 13721.18 | 1984 | 44.51 | 15023.49
POWN | PowerNet Limited | NMA | North Makarewa | GEN | Switchgear | 1142 | NMA | TPM | TPM | TPM | 84021.97 | 6343.66 | 4822.86 | 892.8 | 44.51 | 5367.6
POWN | PowerNet Limited | NMA | North Makarewa | GEN | Switchgear | 1152 | NMA | TPM | TPM | TPM | 84021.97 | 6343.66 | 4822.86 | 892.8 | 44.51 | 5367.6
POWN | PowerNet Limited | NMA | North Makarewa | GEN | Switchgear | 1097-1127 | NMA | TPM | TPM | TPM | 61764.51 | 4663.22 | 3545.28 | 1984 | 44.51 | 4536.68
POWN | PowerNet Limited | NMA | North Makarewa | GEN | Switchgear | RM1092 | NMA | TPM | TPM | TPM | 32316.8 | 2439.92 | 1854.98 | 0 | 44.51 | 1911.66
POWN | PowerNet Limited | NMA | North Makarewa | GEN | Switchgear | RM1132 | NMA | TPM | TPM | TPM | 32316.8 | 2439.92 | 1854.98 | 0 | 44.51 | 1911.66
POWN | PowerNet Limited | NMA | North Makarewa | OFT | Switchgear | 672 | NMA | TPM | TPM | TPM | 633521.49 | 47830.87 | 14000.82 | 2976 | 55.49 | 35961.79
POWN | PowerNet Limited | NMA | North Makarewa | OFT | Switchgear | 722 | NMA | TPM | TPM | TPM | 633521.49 | 47830.87 | 14000.82 | 2976 | 55.49 | 35961.79
POWN | PowerNet Limited | NMA | North Makarewa | OFT | Switchgear | 1062 | NMA | TPM | TPM | TPM | 84021.97 | 6343.66 | 1856.89 | 892.8 | 55.49 | 5045.9
POWN | PowerNet Limited | NMA | North Makarewa | OFT | Switchgear | 1072 | NMA | TPM | TPM | TPM | 84021.97 | 6343.66 | 1856.89 | 892.8 | 55.49 | 5045.9
POWN | PowerNet Limited | NMA | North Makarewa | OFT | Switchgear | 1082 | NMA | TPM | TPM | TPM | 84021.97 | 6343.66 | 1856.89 | 892.8 | 55.49 | 5045.9
POWN | PowerNet Limited | NMA | North Makarewa | OFT | Switchgear | 1092 | NMA | TPM | TPM | TPM | 239044.95 | 18047.89 | 5282.89 | 1984 | 55.49 | 14047.17
POWN | PowerNet Limited | NMA | North Makarewa | OFT | Switchgear | 1122 | NMA | TPM | TPM | TPM | 84021.97 | 6343.66 | 1856.89 | 892.8 | 55.49 | 5045.9
POWN | PowerNet Limited | NMA | North Makarewa | OFT | Switchgear | 1132 | NMA | TPM | TPM | TPM | 239044.95 | 18047.89 | 5282.89 | 1984 | 55.49 | 14047.17
POWN | PowerNet Limited | NMA | North Makarewa | OFT | Switchgear | 1142 | NMA | TPM | TPM | TPM | 84021.97 | 6343.66 | 1856.89 | 892.8 | 55.49 | 5045.9
POWN | PowerNet Limited | NMA | North Makarewa | OFT | Switchgear | 1152 | NMA | TPM | TPM | TPM | 84021.97 | 6343.66 | 1856.89 | 892.8 | 55.49 | 5045.9
POWN | PowerNet Limited | NMA | North Makarewa | OFT | Switchgear | 1097-1127 | NMA | TPM | TPM | TPM | 61764.51 | 4663.22 | 1365 | 1984 | 55.49 | 4445.98
POWN | PowerNet Limited | NMA | North Makarewa | OFT | Switchgear | RM1092 | NMA | TPM | TPM | TPM | 32316.8 | 2439.92 | 714.2 | 0 | 55.49 | 1750.22
POWN | PowerNet Limited | NMA | North Makarewa | OFT | Switchgear | RM1132 | NMA | TPM | TPM | TPM | 32316.8 | 2439.92 | 714.2 | 0 | 55.49 | 1750.22
WATA | Network Waitaki Limited | OAM | Oamaru | OFT | Switchgear | 312 | OAM | TPM | TPM | TPM | 128589.87 | 9708.54 | 2841.84 | 1984 | 100 | 14534.38
WATA | Network Waitaki Limited | OAM | Oamaru | OFT | Switchgear | 252 | OAM | TPM | TPM | TPM | 128589.87 | 9708.54 | 2841.84 | 1984 | 100 | 14534.38
WATA | Network Waitaki Limited | OAM | Oamaru | OFT | Switchgear | 82 | OAM | TPM | TPM | TPM | 344086.71 | 25978.55 | 7604.32 | 1984 | 100 | 35566.87
WATA | Network Waitaki Limited | OAM | Oamaru | OFT | Switchgear | 62 | OAM | TPM | TPM | TPM | 344086.71 | 25978.55 | 7604.32 | 1984 | 100 | 35566.87
WATA | Network Waitaki Limited | BPT | Blackpoint | OFT | Switchgear | RM142 | BPT | NEA | NEA | NEA | 0 | 0 | 0 | 0 | 100 | 0
WATA | Network Waitaki Limited | BPT | Blackpoint | OFT | Switchgear | 142 | BPT | NEA | NEA | NEA | 0 | 0 | 0 | 0 | 100 | 0
WAIP | Waipa Networks Limited | TMU | Te Awamutu | OFT | Switchgear | RM39 | TMU | TPM | TPM | TPM | 31102.38 | 2348.23 | 687.36 | 0 | 100 | 3035.59
WAIP | Waipa Networks Limited | TMU | Te Awamutu | OFT | Switchgear | RM37 | TMU | TPM | TPM | TPM | 31102.38 | 2348.23 | 687.36 | 0 | 100 | 3035.59
WAIP | Waipa Networks Limited | TMU | Te Awamutu | OFT | Switchgear | RM2812 | TMU | TPM | TPM | TPM | 28843.58 | 2177.69 | 637.44 | 0 | 100 | 2815.13
WAIP | Waipa Networks Limited | TMU | Te Awamutu | OFT | Switchgear | RM2772 | TMU | TPM | TPM | TPM | 28843.58 | 2177.69 | 637.44 | 0 | 100 | 2815.13
WAIP | Waipa Networks Limited | TMU | Te Awamutu | OFT | Switchgear | LTB1 | TMU | TPM | TPM | TPM | 271431.39 | 20493.07 | 5998.63 | 992 | 100 | 27483.7
WAIP | Waipa Networks Limited | TMU | Te Awamutu | OFT | Switchgear | 47-57 | TMU | TPM | TPM | TPM | 0.02 | 0 | 0 | 1984 | 100 | 1984
WAIP | Waipa Networks Limited | TMU | Te Awamutu | OFT | Switchgear | 2822 | TMU | TPM | TPM | TPM | 73527.31 | 5551.31 | 1624.95 | 992 | 100 | 8168.26
WAIP | Waipa Networks Limited | TMU | Te Awamutu | OFT | Switchgear | 2812 | TMU | TPM | TPM | TPM | 77761.23 | 5870.97 | 1718.52 | 992 | 100 | 8581.49
WAIP | Waipa Networks Limited | TMU | Te Awamutu | OFT | Switchgear | 2802 | TMU | TPM | TPM | TPM | 73527.31 | 5551.31 | 1624.95 | 992 | 100 | 8168.26
WAIP | Waipa Networks Limited | TMU | Te Awamutu | OFT | Switchgear | 2798 | TMU | TPM | TPM | TPM | 75220.88 | 5679.18 | 1662.38 | 992 | 100 | 8333.56
WAIP | Waipa Networks Limited | TMU | Te Awamutu | OFT | Switchgear | 2782 | TMU | TPM | TPM | TPM | 73527.31 | 5551.31 | 1624.95 | 992 | 100 | 8168.26
WAIP | Waipa Networks Limited | TMU | Te Awamutu | OFT | Switchgear | 2772 | TMU | TPM | TPM | TPM | 77761.23 | 5870.97 | 1718.52 | 992 | 100 | 8581.49
WAIP | Waipa Networks Limited | TMU | Te Awamutu | OFT | Switchgear | 2762 | TMU | TPM | TPM | TPM | 73527.31 | 5551.31 | 1624.95 | 992 | 100 | 8168.26
WAIP | Waipa Networks Limited | TMU | Te Awamutu | OFT | Switchgear | 52 | TMU | TPM | TPM | TPM | 344086.71 | 25978.55 | 7604.32 | 1984 | 100 | 35566.87
SCAN | Scanpower Limited | DVK | Dannevirke | OFT | Switchgear | 72 | DVK | TPM | TPM | TPM | 347493.52 | 26235.76 | 7679.61 | 1984 | 100 | 35899.37
SCAN | Scanpower Limited | DVK | Dannevirke | OFT | Switchgear | 82 | DVK | TPM | TPM | TPM | 347493.52 | 26235.76 | 7679.61 | 1984 | 100 | 35899.37
SCAN | Scanpower Limited | DVK | Dannevirke | OFT | Switchgear | 2622 | DVK | TPM | TPM | TPM | 74255.3 | 5606.28 | 1641.04 | 892.8 | 100 | 8140.12
SCAN | Scanpower Limited | DVK | Dannevirke | OFT | Switchgear | 2642 | DVK | TPM | TPM | TPM | 74255.3 | 5606.28 | 1641.04 | 892.8 | 100 | 8140.12
SCAN | Scanpower Limited | DVK | Dannevirke | OFT | Switchgear | 2662 | DVK | TPM | TPM | TPM | 74255.3 | 5606.28 | 1641.04 | 892.8 | 100 | 8140.12
SCAN | Scanpower Limited | DVK | Dannevirke | OFT | Switchgear | 2672 | DVK | TPM | TPM | TPM | 78531.14 | 5929.1 | 1735.54 | 992 | 100 | 8656.64
SCAN | Scanpower Limited | DVK | Dannevirke | OFT | Switchgear | 2682 | DVK | TPM | TPM | TPM | 74255.3 | 5606.28 | 1641.04 | 892.8 | 100 | 8140.12
SCAN | Scanpower Limited | DVK | Dannevirke | OFT | Switchgear | 2698 | DVK | TPM | TPM | TPM | 75965.64 | 5735.41 | 1678.84 | 992 | 100 | 8406.25
SCAN | Scanpower Limited | DVK | Dannevirke | OFT | Switchgear | 2702 | DVK | TPM | TPM | TPM | 74255.3 | 5606.28 | 1641.04 | 892.8 | 100 | 8140.12
SCAN | Scanpower Limited | DVK | Dannevirke | OFT | Switchgear | 2712 | DVK | TPM | TPM | TPM | 78531.14 | 5929.1 | 1735.54 | 992 | 100 | 8656.64
SCAN | Scanpower Limited | DVK | Dannevirke | OFT | Switchgear | 2722 | DVK | TPM | TPM | TPM | 74255.3 | 5606.28 | 1641.04 | 892.8 | 100 | 8140.12
SCAN | Scanpower Limited | DVK | Dannevirke | OFT | Switchgear | 2742 | DVK | TPM | TPM | TPM | 74255.3 | 5606.28 | 1641.04 | 892.8 | 100 | 8140.12
WAIP | Waipa Networks Limited | TMU | Te Awamutu | OFT | Switchgear | 42 | TMU | TPM | TPM | TPM | 344086.71 | 25978.55 | 7604.32 | 1984 | 100 | 35566.87
SCAN | Scanpower Limited | DVK | Dannevirke | OFT | Switchgear | RM2672 | DVK | TPM | TPM | TPM | 31410.32 | 2371.48 | 694.17 | 0 | 100 | 3065.65
SCAN | Scanpower Limited | DVK | Dannevirke | OFT | Switchgear | RM2712 | DVK | TPM | TPM | TPM | 29129.16 | 2199.25 | 643.75 | 0 | 100 | 2843
WAIP | Waipa Networks Limited | TMU | Te Awamutu | OFT | Switchgear | 39 | TMU | TPM | TPM | TPM | 77761.23 | 5870.97 | 1718.52 | 992 | 100 | 8581.49
SCAN | Scanpower Limited | WDV | Woodville | OFT | Switchgear | 92 | WDV | TPM | TPM | TPM | 347493.52 | 26235.76 | 7679.61 | 1984 | 100 | 35899.37
SCAN | Scanpower Limited | WDV | Woodville | OFT | Switchgear | 2572 | WDV | TPM | TPM | TPM | 78531.14 | 5929.1 | 1735.54 | 992 | 100 | 8656.64
SCAN | Scanpower Limited | WDV | Woodville | OFT | Switchgear | 2582 | WDV | TPM | TPM | TPM | 74255.3 | 5606.28 | 1641.04 | 992 | 100 | 8239.32
SCAN | Scanpower Limited | WDV | Woodville | OFT | Switchgear | 2598 | WDV | TPM | TPM | TPM | 115196.47 | 8697.33 | 2545.84 | 0 | 100 | 11243.17
SCAN | Scanpower Limited | WDV | Woodville | OFT | Switchgear | 2612 | WDV | TPM | TPM | TPM | 74255.3 | 5606.28 | 1641.04 | 992 | 100 | 8239.32
SCAN | Scanpower Limited | WDV | Woodville | OFT | Switchgear | 2622 | WDV | TPM | TPM | TPM | 74255.3 | 5606.28 | 1641.04 | 992 | 100 | 8239.32
SCAN | Scanpower Limited | WDV | Woodville | OFT | Switchgear | 2632 | WDV | TPM | TPM | TPM | 78531.14 | 5929.1 | 1735.54 | 992 | 100 | 8656.64
SCAN | Scanpower Limited | WDV | Woodville | OFT | Switchgear | RM2572 | WDV | TPM | TPM | TPM | 31410.32 | 2371.48 | 694.17 | 0 | 100 | 3065.65
SCAN | Scanpower Limited | WDV | Woodville | OFT | Switchgear | RM2632 | WDV | TPM | TPM | TPM | 31410.32 | 2371.48 | 694.17 | 0 | 100 | 3065.65
WAIP | Waipa Networks Limited | TMU | Te Awamutu | OFT | Switchgear | 38 | TMU | TPM | TPM | TPM | 75220.88 | 5679.18 | 1662.38 | 992 | 100 | 8333.56
WAIP | Waipa Networks Limited | TMU | Te Awamutu | OFT | Switchgear | 37 | TMU | TPM | TPM | TPM | 77761.23 | 5870.97 | 1718.52 | 992 | 100 | 8581.49
WAIP | Waipa Networks Limited | TMU | Te Awamutu | OFT | Switchgear | 28 | TMU | TPM | TPM | TPM | 73527.31 | 5551.31 | 1624.95 | 992 | 100 | 8168.26
SCGL | Southdown Cogeneration Limited | SWN | Southdown | GEN | Switchgear | 202 | SWN | NEA | NEA | NEA | 875463.14 | 0 | 0 | 0 | 98.19 | 0
SCGL | Southdown Cogeneration Limited | SWN | Southdown | GEN | Switchgear | 212 | SWN | NEA | NEA | NEA | 156401.94 | 0 | 0 | 0 | 98.19 | 0
SCGL | Southdown Cogeneration Limited | SWN | Southdown | GEN | Switchgear | 222 | SWN | NEA | NEA | NEA | 875463.14 | 0 | 0 | 0 | 98.19 | 0
SCGL | Southdown Cogeneration Limited | SWN | Southdown | GEN | Switchgear | 232 | SWN | NEA | NEA | NEA | 156401.94 | 0 | 0 | 0 | 98.19 | 0
SCGL | Southdown Cogeneration Limited | SWN | Southdown | OFT | Switchgear | 202 | SWN | NEA | NEA | NEA | 875463.14 | 0 | 0 | 0 | 1.81 | 0
SCGL | Southdown Cogeneration Limited | SWN | Southdown | OFT | Switchgear | 212 | SWN | NEA | NEA | NEA | 156401.94 | 0 | 0 | 0 | 1.81 | 0
SCGL | Southdown Cogeneration Limited | SWN | Southdown | OFT | Switchgear | 222 | SWN | NEA | NEA | NEA | 875463.14 | 0 | 0 | 0 | 1.81 | 0
SCGL | Southdown Cogeneration Limited | SWN | Southdown | OFT | Switchgear | 232 | SWN | NEA | NEA | NEA | 156401.94 | 0 | 0 | 0 | 1.81 | 0
WAIP | Waipa Networks Limited | TMU | Te Awamutu | OFT | Switchgear | 27 | TMU | TPM | TPM | TPM | 73527.31 | 5551.31 | 1624.95 | 992 | 100 | 8168.26
WAIP | Waipa Networks Limited | TMU | Te Awamutu | OFT | Switchgear | 26 | TMU | TPM | TPM | TPM | 73527.31 | 5551.31 | 1624.95 | 992 | 100 | 8168.26
WAIP | Waipa Networks Limited | TMU | Te Awamutu | OFT | Switchgear | 25 | TMU | TPM | TPM | TPM | 73527.31 | 5551.31 | 1624.95 | 992 | 100 | 8168.26
WAIP | Waipa Networks Limited | TMU | Te Awamutu | OFT | Switchgear | 24 | TMU | TPM | TPM | TPM | 73527.31 | 5551.31 | 1624.95 | 992 | 100 | 8168.26
WAIP | Waipa Networks Limited | TMU | Te Awamutu | OFT | Switchgear | 23 | TMU | TPM | TPM | TPM | 73527.31 | 5551.31 | 1624.95 | 992 | 100 | 8168.26
WAIP | Waipa Networks Limited | TMU | Te Awamutu | OFT | Switchgear | 22 | TMU | TPM | TPM | TPM | 73527.31 | 5551.31 | 1624.95 | 992 | 100 | 8168.26
WAIP | Waipa Networks Limited | TMU | Te Awamutu | OFT | Switchgear | VT2 | KPO | TPM | TPM | TPM | 48805.45 | 3684.81 | 1078.6 | 0 | 20.17 | 960.78
WAIP | Waipa Networks Limited | TMU | Te Awamutu | OFT | Switchgear | VT1 | KPO | TPM | TPM | TPM | 48805.45 | 3684.81 | 1078.6 | 0 | 20.17 | 960.78
WAIP | Waipa Networks Limited | TMU | Te Awamutu | OFT | Switchgear | 112 | KPO | TPM | TPM | TPM | 504629.39 | 38099.52 | 11152.31 | 3968 | 100 | 53219.83
WAIP | Waipa Networks Limited | TMU | Te Awamutu | OFT | Switchgear | 92 | KPO | TPM | TPM | TPM | 504629.39 | 38099.52 | 11152.31 | 3968 | 20.17 | 10734.44
WAIP | Waipa Networks Limited | TMU | Te Awamutu | OFT | Switchgear | 72 | KPO | TPM | TPM | TPM | 504629.39 | 38099.52 | 11152.31 | 3968 | 20.17 | 10734.44
WAIP | Waipa Networks Limited | TMU | Te Awamutu | OFT | Switchgear | 132 | HAM | TPM | TPM | TPM | 509800.94 | 38489.97 | 11266.6 | 3968 | 16.82 | 9036.47
WAIP | Waipa Networks Limited | TMU | Te Awamutu | OFT | Switchgear | 112 | HAM | TPM | TPM | TPM | 509800.94 | 38489.97 | 11266.6 | 3968 | 16.82 | 9036.47
WAIP | Waipa Networks Limited | TMU | Te Awamutu | OFT | Switchgear | LTB4 | CBG | TPM | TPM | TPM | 268770.3 | 20292.16 | 5939.82 | 992 | 20.17 | 5491.08
WAIP | Waipa Networks Limited | TMU | Te Awamutu | OFT | Switchgear | LTB3 | CBG | TPM | TPM | TPM | 311322.25 | 23504.83 | 6880.22 | 992 | 16.82 | 5277.62
WAIP | Waipa Networks Limited | TMU | Te Awamutu | OFT | Switchgear | LTB2 | CBG | TPM | TPM | TPM | 268770.3 | 20292.16 | 5939.82 | 992 | 20.17 | 5491.08
WAIP | Waipa Networks Limited | TMU | Te Awamutu | OFT | Switchgear | LTB1 | CBG | TPM | TPM | TPM | 311322.25 | 23504.83 | 6880.22 | 992 | 16.82 | 5277.62
WAIP | Waipa Networks Limited | TMU | Te Awamutu | GEN | Switchgear | RM39 | TMU | TPM | TPM | TPM | 31102.38 | 2348.23 | 1785.28 | 0 | 0 | 0
WAIP | Waipa Networks Limited | TMU | Te Awamutu | GEN | Switchgear | RM37 | TMU | TPM | TPM | TPM | 31102.38 | 2348.23 | 1785.28 | 0 | 0 | 0
WAIP | Waipa Networks Limited | TMU | Te Awamutu | GEN | Switchgear | RM2812 | TMU | TPM | TPM | TPM | 28843.58 | 2177.69 | 1655.62 | 0 | 0 | 0
WAIP | Waipa Networks Limited | TMU | Te Awamutu | GEN | Switchgear | RM2772 | TMU | TPM | TPM | TPM | 28843.58 | 2177.69 | 1655.62 | 0 | 0 | 0
WAIP | Waipa Networks Limited | TMU | Te Awamutu | GEN | Switchgear | LTB1 | TMU | TPM | TPM | TPM | 271431.39 | 20493.07 | 15580.16 | 992 | 0 | 0
WAIP | Waipa Networks Limited | TMU | Te Awamutu | GEN | Switchgear | 47-57 | TMU | TPM | TPM | TPM | 0.02 | 0 | 0 | 1984 | 0 | 0
WAIP | Waipa Networks Limited | TMU | Te Awamutu | GEN | Switchgear | 2812 | TMU | TPM | TPM | TPM | 77761.23 | 5870.97 | 4463.49 | 992 | 0 | 0
WAIP | Waipa Networks Limited | TMU | Te Awamutu | GEN | Switchgear | 2798 | TMU | TPM | TPM | TPM | 75220.88 | 5679.18 | 4317.68 | 992 | 0 | 0
WAIP | Waipa Networks Limited | TMU | Te Awamutu | GEN | Switchgear | 2772 | TMU | TPM | TPM | TPM | 77761.23 | 5870.97 | 4463.49 | 992 | 0 | 0
WAIP | Waipa Networks Limited | TMU | Te Awamutu | GEN | Switchgear | 52 | TMU | TPM | TPM | TPM | 344086.71 | 25978.55 | 19750.58 | 1984 | 0 | 0
WAIP | Waipa Networks Limited | TMU | Te Awamutu | GEN | Switchgear | 42 | TMU | TPM | TPM | TPM | 344086.71 | 25978.55 | 19750.58 | 1984 | 0 | 0
SHPK | Southpark Utilities Limited | PEN | Penrose | OFT | Switchgear | 722 | PEN | TPM | TPM | TPM | 464050.19 | 35035.79 | 10255.51 | 1984 | 0.03 | 14.18
SHPK | Southpark Utilities Limited | PEN | Penrose | OFT | Switchgear | 762 | PEN | TPM | TPM | TPM | 482336.95 | 36416.44 | 10659.65 | 1984 | 0.03 | 14.72
WAIP | Waipa Networks Limited | TMU | Te Awamutu | GEN | Switchgear | 39 | TMU | TPM | TPM | TPM | 77761.23 | 5870.97 | 4463.49 | 992 | 0 | 0
WAIP | Waipa Networks Limited | TMU | Te Awamutu | GEN | Switchgear | 38 | TMU | TPM | TPM | TPM | 75220.88 | 5679.18 | 4317.68 | 992 | 0 | 0
SHPK | Southpark Utilities Limited | PEN | Penrose | OFT | Switchgear | 1407 | PEN | TPM | TPM | TPM | 22970.62 | 1734.28 | 507.65 | 992 | 0.03 | 0.97
WAIP | Waipa Networks Limited | TMU | Te Awamutu | GEN | Switchgear | 37 | TMU | TPM | TPM | TPM | 77761.23 | 5870.97 | 4463.49 | 992 | 0 | 0
SHPK | Southpark Utilities Limited | PEN | Penrose | OFT | Switchgear | 1527 | PEN | TPM | TPM | TPM | 22970.62 | 1734.28 | 507.65 | 992 | 0.03 | 0.97
WAIP | Waipa Networks Limited | TMU | Te Awamutu | GEN | Switchgear | VT2 | KPO | TPM | TPM | TPM | 48805.45 | 3684.81 | 2801.43 | 0 | 0 | 0
SHPK | Southpark Utilities Limited | PEN | Penrose | OFT | Switchgear | 1572 | PEN | TPM | TPM | TPM | 152241.45 | 11494.23 | 3364.54 | 1984 | 0.03 | 5.05
SHPK | Southpark Utilities Limited | PEN | Penrose | OFT | Switchgear | 1592 | PEN | TPM | TPM | TPM | 152241.45 | 11494.23 | 3364.54 | 1984 | 0.03 | 5.05
SHPK | Southpark Utilities Limited | PEN | Penrose | OFT | Switchgear | 1607 | PEN | TPM | TPM | TPM | 22970.62 | 1734.28 | 507.65 | 992 | 0.03 | 0.97
SHPK | Southpark Utilities Limited | PEN | Penrose | OFT | Switchgear | 1647 | PEN | TPM | TPM | TPM | 22970.62 | 1734.28 | 507.65 | 992 | 0.03 | 0.97
WAIP | Waipa Networks Limited | TMU | Te Awamutu | GEN | Switchgear | VT1 | KPO | TPM | TPM | TPM | 48805.45 | 3684.81 | 2801.43 | 0 | 0 | 0
WAIP | Waipa Networks Limited | TMU | Te Awamutu | GEN | Switchgear | 112 | KPO | TPM | TPM | TPM | 504629.39 | 38099.52 | 28965.73 | 3968 | 0 | 0
WAIP | Waipa Networks Limited | TMU | Te Awamutu | GEN | Switchgear | 92 | KPO | TPM | TPM | TPM | 504629.39 | 38099.52 | 28965.73 | 3968 | 0 | 0
WAIP | Waipa Networks Limited | TMU | Te Awamutu | GEN | Switchgear | 72 | KPO | TPM | TPM | TPM | 504629.39 | 38099.52 | 28965.73 | 3968 | 0 | 0
WAIP | Waipa Networks Limited | TMU | Te Awamutu | GEN | Switchgear | 132 | HAM | TPM | TPM | TPM | 509800.94 | 38489.97 | 29262.57 | 3968 | 0 | 0
WAIP | Waipa Networks Limited | TMU | Te Awamutu | GEN | Switchgear | 112 | HAM | TPM | TPM | TPM | 509800.94 | 38489.97 | 29262.57 | 3968 | 0 | 0
SHPK | Southpark Utilities Limited | PEN | Penrose | OFT | Switchgear | 2032 | PEN | SPR | SPR | SPR | 0.02 | 0 | 0 | 0 | 0.03 | 0
SHPK | Southpark Utilities Limited | PEN | Penrose | OFT | Switchgear | 7002 | PEN | TPM | TPM | TPM | 234357.8 | 17694.01 | 5179.31 | 1984 | 0.03 | 7.46
SHPK | Southpark Utilities Limited | PEN | Penrose | OFT | Switchgear | 1417-1437 | PEN | TPM | TPM | TPM | 39103.7 | 2952.33 | 864.19 | 1984 | 0.03 | 1.74
SHPK | Southpark Utilities Limited | PEN | Penrose | OFT | Switchgear | 1457-1467 | PEN | TPM | TPM | TPM | 39103.7 | 2952.33 | 864.19 | 1984 | 0.03 | 1.74
SHPK | Southpark Utilities Limited | PEN | Penrose | OFT | Switchgear | RM1392 | PEN | TPM | TPM | TPM | 30588.13 | 2309.4 | 676 | 0 | 100 | 2985.4
SHPK | Southpark Utilities Limited | PEN | Penrose | OFT | Switchgear | RM1452 | PEN | TPM | TPM | TPM | 30588.13 | 2309.4 | 676 | 0 | 100 | 2985.4
SHPK | Southpark Utilities Limited | PEN | Penrose | OFT | Switchgear | RM1572 | PEN | TPM | TPM | TPM | 30588.13 | 2309.4 | 676 | 0 | 0 | 0
SHPK | Southpark Utilities Limited | PEN | Penrose | OFT | Switchgear | RM1592 | PEN | TPM | TPM | TPM | 30588.13 | 2309.4 | 676 | 0 | 0 | 0
SHPK | Southpark Utilities Limited | PEN | Penrose | OFT | Switchgear | RM1722 | PEN | TPM | TPM | TPM | 30010.81 | 2265.82 | 663.24 | 0 | 0 | 0
SHPK | Southpark Utilities Limited | PEN | Penrose | OFT | Switchgear | RM1792 | PEN | TPM | TPM | TPM | 30010.81 | 2265.82 | 663.24 | 0 | 0 | 0
SHPK | Southpark Utilities Limited | PEN | Penrose | OFT | Switchgear | RM7002 | PEN | TPM | TPM | TPM | 31683.14 | 2392.08 | 700.2 | 0 | 0.03 | 0.93
WAIP | Waipa Networks Limited | TMU | Te Awamutu | GEN | Switchgear | LTB4 | CBG | TPM | TPM | TPM | 268770.3 | 20292.16 | 15427.42 | 992 | 0 | 0
WAIP | Waipa Networks Limited | TMU | Te Awamutu | GEN | Switchgear | LTB3 | CBG | TPM | TPM | TPM | 311322.25 | 23504.83 | 17869.9 | 992 | 0 | 0
WAIP | Waipa Networks Limited | TMU | Te Awamutu | GEN | Switchgear | LTB2 | CBG | TPM | TPM | TPM | 268770.3 | 20292.16 | 15427.42 | 992 | 0 | 0
WAIP | Waipa Networks Limited | TMU | Te Awamutu | GEN | Switchgear | LTB1 | CBG | TPM | TPM | TPM | 311322.25 | 23504.83 | 17869.9 | 992 | 0 | 0
WAIP | Waipa Networks Limited | CBG | Cambridge | OFT | Switchgear | 132 | HAM | TPM | TPM | TPM | 509800.94 | 38489.97 | 11266.6 | 3968 | 16.6 | 8918.28
TAPP | Norske Skog Tasman Limited | KAW | Kawerau | GEN | Switchgear | 62 | KAW | TPM | TPM | TPM | 347493.52 | 26235.76 | 19946.13 | 1984 | 42.08 | 20268.21
WAIP | Waipa Networks Limited | CBG | Cambridge | OFT | Switchgear | 112 | HAM | TPM | TPM | TPM | 509800.94 | 38489.97 | 11266.6 | 3968 | 16.6 | 8918.28
TAPP | Norske Skog Tasman Limited | KAW | Kawerau | GEN | Switchgear | 92 | KAW | TPM | TPM | TPM | 347493.52 | 26235.76 | 19946.13 | 1984 | 42.08 | 20268.21
TAPP | Norske Skog Tasman Limited | KAW | Kawerau | GEN | Switchgear | 102 | KAW | TPM | TPM | TPM | 347493.52 | 26235.76 | 19946.13 | 1984 | 42.08 | 20268.21
WAIP | Waipa Networks Limited | CBG | Cambridge | OFT | Switchgear | VT242 | CBG | TPM | TPM | TPM | 48805.45 | 3684.81 | 1078.6 | 0 | 100 | 4763.41
WAIP | Waipa Networks Limited | CBG | Cambridge | OFT | Switchgear | VT222 | CBG | TPM | TPM | TPM | 48805.45 | 3684.81 | 1078.6 | 0 | 100 | 4763.41
WAIP | Waipa Networks Limited | CBG | Cambridge | OFT | Switchgear | RM39 | CBG | TPM | TPM | TPM | 22318.22 | 1685.03 | 493.23 | 0 | 100 | 2178.26
TAPP | Norske Skog Tasman Limited | KAW | Kawerau | GEN | Switchgear | 1098 | KAW | TPM | TPM | TPM | 96257.71 | 7267.46 | 5525.19 | 2976 | 42.08 | 6635.45
TAPP | Norske Skog Tasman Limited | KAW | Kawerau | GEN | Switchgear | RM26 | KAW | TPM | TPM | TPM | 31410.32 | 2371.48 | 1802.95 | 0 | 42.08 | 1756.6
TAPP | Norske Skog Tasman Limited | KAW | Kawerau | GEN | Switchgear | RM27 | KAW | TPM | TPM | TPM | 0 | 0 | 0 | 0 | 42.08 | 0
TAPP | Norske Skog Tasman Limited | KAW | Kawerau | GEN | Switchgear | RM6 | KAW | TPM | TPM | TPM | 0 | 0 | 0 | 0 | 42.08 | 0
TAPP | Norske Skog Tasman Limited | KAW | Kawerau | GEN | Switchgear | RM7 | KAW | TPM | TPM | TPM | 0 | 0 | 0 | 0 | 42.08 | 0
TAPP | Norske Skog Tasman Limited | KAW | Kawerau | GEN | Switchgear | RM8 | KAW | TPM | TPM | TPM | 0 | 0 | 0 | 0 | 42.08 | 0
TAPP | Norske Skog Tasman Limited | KAW | Kawerau | GEN | Switchgear | RM9 | KAW | TPM | TPM | TPM | 0 | 0 | 0 | 0 | 42.08 | 0
WAIP | Waipa Networks Limited | CBG | Cambridge | OFT | Switchgear | RM38 | CBG | TPM | TPM | TPM | 22318.22 | 1685.03 | 493.23 | 0 | 100 | 2178.26
WAIP | Waipa Networks Limited | CBG | Cambridge | OFT | Switchgear | LTB3 | CBG | TPM | TPM | TPM | 311322.25 | 23504.83 | 6880.22 | 992 | 16.6 | 5208.59
WAIP | Waipa Networks Limited | CBG | Cambridge | OFT | Switchgear | LTB1 | CBG | TPM | TPM | TPM | 311322.25 | 23504.83 | 6880.22 | 992 | 16.6 | 5208.59
WAIP | Waipa Networks Limited | CBG | Cambridge | OFT | Switchgear | 242 | CBG | TPM | TPM | TPM | 344086.71 | 25978.55 | 7604.32 | 1984 | 100 | 35566.87
TAPP | Norske Skog Tasman Limited | KAW | Kawerau | OFT | Switchgear | 62 | KAW | TPM | TPM | TPM | 347493.52 | 26235.76 | 7679.61 | 1984 | 57.92 | 20792.92
WAIP | Waipa Networks Limited | CBG | Cambridge | OFT | Switchgear | 222 | CBG | TPM | TPM | TPM | 344086.71 | 25978.55 | 7604.32 | 1984 | 100 | 35566.87
TAPP | Norske Skog Tasman Limited | KAW | Kawerau | OFT | Switchgear | 92 | KAW | TPM | TPM | TPM | 347493.52 | 26235.76 | 7679.61 | 1984 | 57.92 | 20792.92
TAPP | Norske Skog Tasman Limited | KAW | Kawerau | OFT | Switchgear | 102 | KAW | TPM | TPM | TPM | 347493.52 | 26235.76 | 7679.61 | 1984 | 57.92 | 20792.92
WAIP | Waipa Networks Limited | CBG | Cambridge | OFT | Switchgear | 39 | CBG | TPM | TPM | TPM | 84054.13 | 6346.09 | 1857.6 | 992 | 100 | 9195.69
WAIP | Waipa Networks Limited | CBG | Cambridge | OFT | Switchgear | 38 | CBG | TPM | TPM | TPM | 84054.13 | 6346.09 | 1857.6 | 992 | 100 | 9195.69
WAIP | Waipa Networks Limited | CBG | Cambridge | OFT | Switchgear | 37 | CBG | LSA | LSA | LSA | 0.02 | 0 | 0 | 0 | 100 | 0
WAIP | Waipa Networks Limited | CBG | Cambridge | OFT | Switchgear | 17 | CBG | TPM | TPM | TPM | 81547.65 | 6156.85 | 1802.2 | 992 | 100 | 8951.05
TAPP | Norske Skog Tasman Limited | KAW | Kawerau | OFT | Switchgear | 1098 | KAW | TPM | TPM | TPM | 96257.71 | 7267.46 | 2127.3 | 2976 | 57.92 | 7165.14
TAPP | Norske Skog Tasman Limited | KAW | Kawerau | OFT | Switchgear | RM26 | KAW | TPM | TPM | TPM | 31410.32 | 2371.48 | 694.17 | 0 | 57.92 | 1775.62
TAPP | Norske Skog Tasman Limited | KAW | Kawerau | OFT | Switchgear | RM27 | KAW | TPM | TPM | TPM | 0 | 0 | 0 | 0 | 57.92 | 0
TAPP | Norske Skog Tasman Limited | KAW | Kawerau | OFT | Switchgear | RM6 | KAW | TPM | TPM | TPM | 0 | 0 | 0 | 0 | 57.92 | 0
TAPP | Norske Skog Tasman Limited | KAW | Kawerau | OFT | Switchgear | RM7 | KAW | TPM | TPM | TPM | 0 | 0 | 0 | 0 | 57.92 | 0
TAPP | Norske Skog Tasman Limited | KAW | Kawerau | OFT | Switchgear | RM8 | KAW | TPM | TPM | TPM | 0 | 0 | 0 | 0 | 57.92 | 0
TAPP | Norske Skog Tasman Limited | KAW | Kawerau | OFT | Switchgear | RM9 | KAW | TPM | TPM | TPM | 0 | 0 | 0 | 0 | 57.92 | 0
WAIP | Waipa Networks Limited | CBG | Cambridge | OFT | Switchgear | 16 | CBG | TPM | TPM | TPM | 81547.65 | 6156.85 | 1802.2 | 992 | 100 | 8951.05
WAIP | Waipa Networks Limited | CBG | Cambridge | OFT | Switchgear | 15 | CBG | TPM | TPM | TPM | 81547.65 | 6156.85 | 1802.2 | 992 | 100 | 8951.05
WAIP | Waipa Networks Limited | CBG | Cambridge | OFT | Switchgear | 14 | CBG | TPM | TPM | TPM | 81547.65 | 6156.85 | 1802.2 | 992 | 100 | 8951.05
WAIP | Waipa Networks Limited | CBG | Cambridge | OFT | Switchgear | 13 | CBG | TPM | TPM | TPM | 81547.65 | 6156.85 | 1802.2 | 992 | 100 | 8951.05
WAIP | Waipa Networks Limited | CBG | Cambridge | OFT | Switchgear | 12 | CBG | TPM | TPM | TPM | 81547.65 | 6156.85 | 1802.2 | 992 | 100 | 8951.05
WAIP | Waipa Networks Limited | CBG | Cambridge | OFT | Switchgear | 11 | CBG | TPM | TPM | TPM | 81547.65 | 6156.85 | 1802.2 | 992 | 100 | 8951.05
WAIP | Waipa Networks Limited | CBG | Cambridge | OFT | Switchgear | 10 | CBG | TPM | TPM | TPM | 81547.65 | 6156.85 | 1802.2 | 992 | 100 | 8951.05
WAIP | Waipa Networks Limited | CBG | Cambridge | OFT | Switchgear | 9 | CBG | TPM | TPM | TPM | 81547.65 | 6156.85 | 1802.2 | 992 | 100 | 8951.05
WAIP | Waipa Networks Limited | CBG | Cambridge | OFT | Switchgear | 8 | CBG | TPM | TPM | TPM | 81547.65 | 6156.85 | 1802.2 | 992 | 100 | 8951.05
TASM | Network Tasman Limited | KIK | Kikiwa | OFT | Switchgear | 37 | KIK | TPM | TPM | TPM | 102545.33 | 7742.17 | 2266.25 | 1984 | 100 | 11992.42
TASM | Network Tasman Limited | KIK | Kikiwa | OFT | Switchgear | 112 | KIK | TPM | TPM | TPM | 347353.92 | 26225.22 | 7676.52 | 1984 | 1.76 | 631.59
TASM | Network Tasman Limited | KIK | Kikiwa | OFT | Switchgear | 132 | KIK | TPM | TPM | TPM | 347493.52 | 26235.76 | 7679.61 | 1984 | 5.28 | 1895.49
TASM | Network Tasman Limited | KIK | Kikiwa | OFT | Switchgear | 372 | KIK | TPM | TPM | TPM | 633381.9 | 47820.33 | 13997.74 | 2976 | 1.76 | 1140.38
TASM | Network Tasman Limited | KIK | Kikiwa | OFT | Switchgear | 382 | KIK | TPM | TPM | TPM | 633521.49 | 47830.87 | 14000.82 | 2976 | 5.28 | 3421.85
TASM | Network Tasman Limited | KIK | Kikiwa | OFT | Switchgear | RM37 | KIK | TPM | TPM | TPM | 31410.32 | 2371.48 | 694.17 | 0 | 5.28 | 161.87
TASM | Network Tasman Limited | MOT | Motueka | OFT | Switchgear | 47 | COB | TPM | TPM | TPM | 63595.63 | 4801.47 | 1405.46 | 992 | 32.04 | 2306.54
TASM | Network Tasman Limited | MOT | Motueka | OFT | Switchgear | 72 | COB | TPM | TPM | TPM | 485426.5 | 36649.7 | 10727.93 | 3968 | 32.04 | 16451.14
TASM | Network Tasman Limited | MOT | Motueka | OFT | Switchgear | 82 | COB | TPM | TPM | TPM | 485426.5 | 36649.7 | 10727.93 | 3968 | 32.04 | 16451.14
TASM | Network Tasman Limited | MOT | Motueka | OFT | Switchgear | VT10 | COB | TPM | TPM | TPM | 41641.34 | 3143.92 | 920.27 | 0 | 32.04 | 1302.17
WAIP | Waipa Networks Limited | CBG | Cambridge | GEN | Switchgear | 132 | HAM | TPM | TPM | TPM | 509800.94 | 38489.97 | 29262.57 | 3968 | 0 | 0
TASM | Network Tasman Limited | MOT | Motueka | OFT | Switchgear | 4 | MOT | TPM | TPM | TPM | 74255.3 | 5606.28 | 1641.04 | 892.8 | 100 | 8140.12
TASM | Network Tasman Limited | MOT | Motueka | OFT | Switchgear | 5 | MOT | TPM | TPM | TPM | 74255.3 | 5606.28 | 1641.04 | 892.8 | 100 | 8140.12
TASM | Network Tasman Limited | MOT | Motueka | OFT | Switchgear | 6 | MOT | TPM | TPM | TPM | 74255.3 | 5606.28 | 1641.04 | 892.8 | 100 | 8140.12
TASM | Network Tasman Limited | MOT | Motueka | OFT | Switchgear | 7 | MOT | TPM | TPM | TPM | 74255.3 | 5606.28 | 1641.04 | 892.8 | 100 | 8140.12
TASM | Network Tasman Limited | MOT | Motueka | OFT | Switchgear | 8 | MOT | TPM | TPM | TPM | 74255.3 | 5606.28 | 1641.04 | 892.8 | 100 | 8140.12
TASM | Network Tasman Limited | MOT | Motueka | OFT | Switchgear | 9 | MOT | TPM | TPM | TPM | 74255.3 | 5606.28 | 1641.04 | 892.8 | 100 | 8140.12
WAIP | Waipa Networks Limited | CBG | Cambridge | GEN | Switchgear | 112 | HAM | TPM | TPM | TPM | 509800.94 | 38489.97 | 29262.57 | 3968 | 0 | 0
TASM | Network Tasman Limited | MOT | Motueka | OFT | Switchgear | 37 | MOT | TPM | TPM | TPM | 78531.14 | 5929.1 | 1735.54 | 992 | 100 | 8656.64
TASM | Network Tasman Limited | MOT | Motueka | OFT | Switchgear | 38 | MOT | TPM | TPM | TPM | 75965.64 | 5735.41 | 1678.84 | 992 | 100 | 8406.25
TASM | Network Tasman Limited | MOT | Motueka | OFT | Switchgear | 39 | MOT | TPM | TPM | TPM | 78531.14 | 5929.1 | 1735.54 | 992 | 100 | 8656.64
TASM | Network Tasman Limited | MOT | Motueka | OFT | Switchgear | 47 | MOT | TPM | TPM | TPM | 30332.1 | 2290.07 | 670.34 | 992 | 32.04 | 1266.35
TASM | Network Tasman Limited | MOT | Motueka | OFT | Switchgear | 62 | MOT | TPM | TPM | TPM | 331166.81 | 25003.09 | 7318.79 | 1984 | 100 | 34305.88
TASM | Network Tasman Limited | MOT | Motueka | OFT | Switchgear | 82 | MOT | TPM | TPM | TPM | 331166.81 | 25003.09 | 7318.79 | 1984 | 100 | 34305.88
TASM | Network Tasman Limited | MOT | Motueka | OFT | Switchgear | 107 | MOT | TPM | TPM | TPM | 30332.1 | 2290.07 | 670.34 | 992 | 32.04 | 1266.35
TASM | Network Tasman Limited | MOT | Motueka | OFT | Switchgear | 97-77 | MOT | TPM | TPM | TPM | 55317.97 | 4176.51 | 1222.53 | 1984 | 32.04 | 2365.53
TASM | Network Tasman Limited | MOT | Motueka | OFT | Switchgear | LTB1 | MOT | TPM | TPM | TPM | 300918.66 | 22719.36 | 6650.3 | 992 | 32.04 | 9727.88
TASM | Network Tasman Limited | MOT | Motueka | OFT | Switchgear | LTB2 | MOT | TPM | TPM | TPM | 260986.59 | 19704.49 | 5767.8 | 992 | 32.04 | 8479.16
TASM | Network Tasman Limited | MOT | Motueka | OFT | Switchgear | LTB3 | MOT | TPM | TPM | TPM | 300918.66 | 22719.36 | 6650.3 | 992 | 32.04 | 9727.88
TASM | Network Tasman Limited | MOT | Motueka | OFT | Switchgear | LTB4 | MOT | TPM | TPM | TPM | 260986.59 | 19704.49 | 5767.8 | 992 | 32.04 | 8479.16
TASM | Network Tasman Limited | MOT | Motueka | OFT | Switchgear | RM37 | MOT | TPM | TPM | TPM | 31410.32 | 2371.48 | 694.17 | 0 | 100 | 3065.65
TASM | Network Tasman Limited | MOT | Motueka | OFT | Switchgear | RM39 | MOT | TPM | TPM | TPM | 31410.32 | 2371.48 | 694.17 | 0 | 100 | 3065.65
TASM | Network Tasman Limited | MOT | Motueka | OFT | Switchgear | VT1 | MOT | TPM | TPM | TPM | 41641.34 | 3143.92 | 920.27 | 0 | 32.04 | 1302.17
TASM | Network Tasman Limited | MOT | Motueka | OFT | Switchgear | VT2 | MOT | TPM | TPM | TPM | 41641.34 | 3143.92 | 920.27 | 0 | 32.04 | 1302.17
TASM | Network Tasman Limited | MOT | Motueka | OFT | Switchgear | 67 | STK | TPM | TPM | TPM | 63595.63 | 4801.47 | 1405.46 | 992 | 32.04 | 2306.54
TASM | Network Tasman Limited | MOT | Motueka | OFT | Switchgear | 92 | STK | TPM | TPM | TPM | 485426.5 | 36649.7 | 10727.93 | 3968 | 32.04 | 16451.14
TASM | Network Tasman Limited | MOT | Motueka | OFT | Switchgear | 102 | STK | TPM | TPM | TPM | 485426.5 | 36649.7 | 10727.93 | 3968 | 32.04 | 16451.14
TASM | Network Tasman Limited | MOT | Motueka | OFT | Switchgear | 212 | STK | TPM | TPM | TPM | 347493.52 | 26235.76 | 7679.61 | 1984 | 32.04 | 11502.16
TASM | Network Tasman Limited | MOT | Motueka | OFT | Switchgear | TRC3 | STK | TPM | TPM | TPM | 196605.25 | 14843.7 | 4344.98 | 0 | 32.04 | 6148.05
TASM | Network Tasman Limited | MOT | Motueka | OFT | Switchgear | VT8 | STK | TPM | TPM | TPM | 0.01 | 0 | 0 | 0 | 32.04 | 0
TASM | Network Tasman Limited | MOT | Motueka | OFT | Switchgear | VT9 | STK | TPM | TPM | TPM | 0.01 | 0 | 0 | 0 | 32.04 | 0
TASM | Network Tasman Limited | MOT | Motueka | OFT | Switchgear | 192 | UTK | TPM | TPM | TPM | 485426.5 | 36649.7 | 10727.93 | 3968 | 32.04 | 16451.14
TASM | Network Tasman Limited | MOT | Motueka | OFT | Switchgear | 202 | UTK | TPM | TPM | TPM | 485426.5 | 36649.7 | 10727.93 | 3968 | 32.04 | 16451.14
TASM | Network Tasman Limited | MOT | Motueka | OFT | Switchgear | 207 | UTK | TPM | TPM | TPM | 63595.63 | 4801.47 | 1405.46 | 992 | 32.04 | 2306.54
TASM | Network Tasman Limited | MOT | Motueka | OFT | Switchgear | VT2 | UTK | TPM | TPM | TPM | 41641.34 | 3143.92 | 920.27 | 0 | 32.04 | 1302.17
TASM | Network Tasman Limited | MPI | Motupipi | OFT | Switchgear | 47 | COB | TPM | TPM | TPM | 63595.63 | 4801.47 | 1405.46 | 992 | 11.63 | 837.24
TASM | Network Tasman Limited | MPI | Motupipi | OFT | Switchgear | 72 | COB | TPM | TPM | TPM | 485426.5 | 36649.7 | 10727.93 | 3968 | 11.63 | 5971.5
TASM | Network Tasman Limited | MPI | Motupipi | OFT | Switchgear | 82 | COB | TPM | TPM | TPM | 485426.5 | 36649.7 | 10727.93 | 3968 | 11.63 | 5971.5
TASM | Network Tasman Limited | MPI | Motupipi | OFT | Switchgear | VT10 | COB | TPM | TPM | TPM | 41641.34 | 3143.92 | 920.27 | 0 | 11.63 | 472.67
TASM | Network Tasman Limited | MPI | Motupipi | OFT | Switchgear | 47 | MOT | TPM | TPM | TPM | 30332.1 | 2290.07 | 670.34 | 992 | 11.63 | 459.67
TASM | Network Tasman Limited | MPI | Motupipi | OFT | Switchgear | 107 | MOT | TPM | TPM | TPM | 30332.1 | 2290.07 | 670.34 | 992 | 11.63 | 459.67
TASM | Network Tasman Limited | MPI | Motupipi | OFT | Switchgear | 97-77 | MOT | TPM | TPM | TPM | 55317.97 | 4176.51 | 1222.53 | 1984 | 11.63 | 858.65
TASM | Network Tasman Limited | MPI | Motupipi | OFT | Switchgear | LTB1 | MOT | TPM | TPM | TPM | 300918.66 | 22719.36 | 6650.3 | 992 | 11.63 | 3531.06
TASM | Network Tasman Limited | MPI | Motupipi | OFT | Switchgear | LTB2 | MOT | TPM | TPM | TPM | 260986.59 | 19704.49 | 5767.8 | 992 | 11.63 | 3077.8
TASM | Network Tasman Limited | MPI | Motupipi | OFT | Switchgear | LTB3 | MOT | TPM | TPM | TPM | 300918.66 | 22719.36 | 6650.3 | 992 | 11.63 | 3531.06
TASM | Network Tasman Limited | MPI | Motupipi | OFT | Switchgear | LTB4 | MOT | TPM | TPM | TPM | 260986.59 | 19704.49 | 5767.8 | 992 | 11.63 | 3077.8
TASM | Network Tasman Limited | MPI | Motupipi | OFT | Switchgear | VT1 | MOT | TPM | TPM | TPM | 41641.34 | 3143.92 | 920.27 | 0 | 11.63 | 472.67
TASM | Network Tasman Limited | MPI | Motupipi | OFT | Switchgear | VT2 | MOT | TPM | TPM | TPM | 41641.34 | 3143.92 | 920.27 | 0 | 11.63 | 472.67
TASM | Network Tasman Limited | MPI | Motupipi | OFT | Switchgear | RM3 | MPI | TPM | TPM | TPM | 31410.32 | 2371.48 | 694.17 | 0 | 100 | 3065.65
TASM | Network Tasman Limited | MPI | Motupipi | OFT | Switchgear | 67 | STK | TPM | TPM | TPM | 63595.63 | 4801.47 | 1405.46 | 992 | 11.63 | 837.24
TASM | Network Tasman Limited | MPI | Motupipi | OFT | Switchgear | 92 | STK | TPM | TPM | TPM | 485426.5 | 36649.7 | 10727.93 | 3968 | 11.63 | 5971.5
TASM | Network Tasman Limited | MPI | Motupipi | OFT | Switchgear | 102 | STK | TPM | TPM | TPM | 485426.5 | 36649.7 | 10727.93 | 3968 | 11.63 | 5971.5
TASM | Network Tasman Limited | MPI | Motupipi | OFT | Switchgear | 212 | STK | TPM | TPM | TPM | 347493.52 | 26235.76 | 7679.61 | 1984 | 11.63 | 4175.1
TASM | Network Tasman Limited | MPI | Motupipi | OFT | Switchgear | TRC3 | STK | TPM | TPM | TPM | 196605.25 | 14843.7 | 4344.98 | 0 | 11.63 | 2231.64
TASM | Network Tasman Limited | MPI | Motupipi | OFT | Switchgear | VT8 | STK | TPM | TPM | TPM | 0.01 | 0 | 0 | 0 | 11.63 | 0
TASM | Network Tasman Limited | MPI | Motupipi | OFT | Switchgear | VT9 | STK | TPM | TPM | TPM | 0.01 | 0 | 0 | 0 | 11.63 | 0
TASM | Network Tasman Limited | MPI | Motupipi | OFT | Switchgear | 171 | UTK | TPM | TPM | TPM | 56229.07 | 4245.29 | 1242.66 | 992 | 100 | 6479.95
TASM | Network Tasman Limited | MPI | Motupipi | OFT | Switchgear | 172 | UTK | TPM | TPM | TPM | 436690.54 | 32970.14 | 9650.86 | 3968 | 100 | 46589
TASM | Network Tasman Limited | MPI | Motupipi | OFT | Switchgear | 192 | UTK | TPM | TPM | TPM | 485426.5 | 36649.7 | 10727.93 | 3968 | 11.63 | 5971.5
TASM | Network Tasman Limited | MPI | Motupipi | OFT | Switchgear | 202 | UTK | TPM | TPM | TPM | 485426.5 | 36649.7 | 10727.93 | 3968 | 11.63 | 5971.5
TASM | Network Tasman Limited | MPI | Motupipi | OFT | Switchgear | 207 | UTK | TPM | TPM | TPM | 63595.63 | 4801.47 | 1405.46 | 992 | 11.63 | 837.24
TASM | Network Tasman Limited | MPI | Motupipi | OFT | Switchgear | VT2 | UTK | TPM | TPM | TPM | 41641.34 | 3143.92 | 920.27 | 0 | 11.63 | 472.67
TASM | Network Tasman Limited | MCH | Murchison | OFT | Switchgear | 37 | MCH | TPM | TPM | TPM | 78531.14 | 5929.1 | 1735.54 | 992 | 100 | 8656.64
TASM | Network Tasman Limited | MCH | Murchison | OFT | Switchgear | 62 | MCH | TPM | TPM | TPM | 347493.52 | 26235.76 | 7679.61 | 3968 | 100 | 37883.37
TASM | Network Tasman Limited | MCH | Murchison | OFT | Switchgear | RM37 | MCH | TPM | TPM | TPM | 31410.32 | 2371.48 | 694.17 | 0 | 100 | 3065.65
TASM | Network Tasman Limited | STK | Stoke | OFT | Switchgear | 422 | STK | TPM | TPM | TPM | 198596.73 | 14994.05 | 4388.99 | 4960 | 100 | 24343.04
TASM | Network Tasman Limited | STK | Stoke | OFT | Switchgear | 427 | STK | TPM | TPM | TPM | 23632.23 | 1784.23 | 522.27 | 992 | 100 | 3298.5
TASM | Network Tasman Limited | STK | Stoke | OFT | Switchgear | 432 | STK | TPM | TPM | TPM | 183342 | 13842.32 | 4051.86 | 2976 | 100 | 20870.18
TASM | Network Tasman Limited | STK | Stoke | OFT | Switchgear | 437 | STK | TPM | TPM | TPM | 23632.23 | 1784.23 | 522.27 | 992 | 100 | 3298.5
TASM | Network Tasman Limited | STK | Stoke | OFT | Switchgear | 442 | STK | TPM | TPM | TPM | 198596.73 | 14994.05 | 4388.99 | 4960 | 100 | 24343.04
TASM | Network Tasman Limited | STK | Stoke | OFT | Switchgear | 462 | STK | TPM | TPM | TPM | 198596.73 | 14994.05 | 4388.99 | 4960 | 100 | 24343.04
TASM | Network Tasman Limited | STK | Stoke | OFT | Switchgear | 482 | STK | TPM | TPM | TPM | 198596.73 | 14994.05 | 4388.99 | 4960 | 100 | 24343.04
TASM | Network Tasman Limited | STK | Stoke | OFT | Switchgear | 492 | STK | TPM | TPM | TPM | 198596.73 | 14994.05 | 4388.99 | 4960 | 100 | 24343.04
TASM | Network Tasman Limited | STK | Stoke | OFT | Switchgear | 497 | STK | TPM | TPM | TPM | 23632.23 | 1784.23 | 522.27 | 992 | 100 | 3298.5
TASM | Network Tasman Limited | STK | Stoke | OFT | Switchgear | 502 | STK | TPM | TPM | TPM | 198596.73 | 14994.05 | 4388.99 | 4960 | 100 | 24343.04
TASM | Network Tasman Limited | STK | Stoke | OFT | Switchgear | 512 | STK | TPM | TPM | TPM | 183342 | 13842.32 | 4051.86 | 2976 | 100 | 20870.18
TASM | Network Tasman Limited | STK | Stoke | OFT | Switchgear | 522 | STK | TPM | TPM | TPM | 198596.73 | 14994.05 | 4388.99 | 4960 | 100 | 24343.04
TASM | Network Tasman Limited | STK | Stoke | OFT | Switchgear | 762 | STK | TPM | TPM | TPM | 473331.21 | 35736.51 | 10460.62 | 1984 | 100 | 48181.13
TASM | Network Tasman Limited | STK | Stoke | OFT | Switchgear | 802 | STK | TPM | TPM | TPM | 473331.21 | 35736.51 | 10460.62 | 1984 | 100 | 48181.13
WAIP | Waipa Networks Limited | CBG | Cambridge | GEN | Switchgear | VT242 | CBG | TPM | TPM | TPM | 48805.45 | 3684.81 | 2801.43 | 0 | 0 | 0
WAIP | Waipa Networks Limited | CBG | Cambridge | GEN | Switchgear | VT222 | CBG | TPM | TPM | TPM | 48805.45 | 3684.81 | 2801.43 | 0 | 0 | 0
WAIP | Waipa Networks Limited | CBG | Cambridge | GEN | Switchgear | RM39 | CBG | TPM | TPM | TPM | 22318.22 | 1685.03 | 1281.07 | 0 | 0 | 0
WAIP | Waipa Networks Limited | CBG | Cambridge | GEN | Switchgear | RM38 | CBG | TPM | TPM | TPM | 22318.22 | 1685.03 | 1281.07 | 0 | 0 | 0
WAIP | Waipa Networks Limited | CBG | Cambridge | GEN | Switchgear | LTB3 | CBG | TPM | TPM | TPM | 311322.25 | 23504.83 | 17869.9 | 992 | 0 | 0
WAIP | Waipa Networks Limited | CBG | Cambridge | GEN | Switchgear | LTB1 | CBG | TPM | TPM | TPM | 311322.25 | 23504.83 | 17869.9 | 992 | 0 | 0
WAIP | Waipa Networks Limited | CBG | Cambridge | GEN | Switchgear | 242 | CBG | TPM | TPM | TPM | 344086.71 | 25978.55 | 19750.58 | 1984 | 0 | 0
WAIP | Waipa Networks Limited | CBG | Cambridge | GEN | Switchgear | 222 | CBG | TPM | TPM | TPM | 344086.71 | 25978.55 | 19750.58 | 1984 | 0 | 0
TASM | Network Tasman Limited | STK | Stoke | OFT | Switchgear | 477-457 | STK | TPM | TPM | TPM | 40470.56 | 3055.53 | 894.4 | 1984 | 100 | 5933.93
TASM | Network Tasman Limited | STK | Stoke | OFT | Switchgear | RM2162 | STK | TPM | TPM | TPM | 30623.82 | 2312.1 | 676.79 | 0 | 100 | 2988.89
TASM | Network Tasman Limited | STK | Stoke | OFT | Switchgear | RM432 | STK | TPM | TPM | TPM | 31217.76 | 2356.94 | 689.91 | 0 | 100 | 3046.85
TASM | Network Tasman Limited | STK | Stoke | OFT | Switchgear | RM512 | STK | TPM | TPM | TPM | 31217.76 | 2356.94 | 689.91 | 0 | 100 | 3046.85
TBOP | Bay of Plenty Electricity Limited | KPA | Kaponga | GEN | Switchgear | 999 | KPA | LSA | LSA | LSA | 0 | 0 | 0 | 0 | 0 | 0
TBOP | Bay of Plenty Electricity Limited | KPA | Kaponga | GEN | Switchgear | 102 | SFD | TPM | TPM | TPM | 504629.39 | 38099.52 | 28965.73 | 3968 | 66.3 | 47095.04
TBOP | Bay of Plenty Electricity Limited | KPA | Kaponga | GEN | Switchgear | 162 | SFD | TPM | TPM | TPM | 504629.39 | 38099.52 | 28965.73 | 3968 | 0 | 0
TBOP | Bay of Plenty Electricity Limited | KPA | Kaponga | OFT | Switchgear | 999 | KPA | LSA | LSA | LSA | 0 | 0 | 0 | 0 | 0 | 0
TBOP | Bay of Plenty Electricity Limited | KPA | Kaponga | OFT | Switchgear | 102 | SFD | TPM | TPM | TPM | 504629.39 | 38099.52 | 11152.31 | 3968 | 0.02 | 10.64
TBOP | Bay of Plenty Electricity Limited | KPA | Kaponga | OFT | Switchgear | 162 | SFD | TPM | TPM | TPM | 504629.39 | 38099.52 | 11152.31 | 3968 | 0 | 0
TBOP | Bay of Plenty Electricity Limited | MAT | Matahina | GEN | Switchgear | 132 | KAW | NEA | NEA | NEA | 509625.72 | 0 | 0 | 0 | 14.34 | 0
TBOP | Bay of Plenty Electricity Limited | MAT | Matahina | GEN | Switchgear | 142 | KAW | NEA | NEA | NEA | 509625.72 | 0 | 0 | 0 | 14.34 | 0
TBOP | Bay of Plenty Electricity Limited | MAT | Matahina | GEN | Switchgear | 62 | MAT | NEA | NEA | NEA | 509625.72 | 0 | 0 | 0 | 14.34 | 0
TBOP | Bay of Plenty Electricity Limited | MAT | Matahina | GEN | Switchgear | 72 | MAT | NEA | NEA | NEA | 509625.72 | 0 | 0 | 0 | 14.34 | 0
TBOP | Bay of Plenty Electricity Limited | MAT | Matahina | GEN | Switchgear | 92 | MAT | NEA | NEA | NEA | 509625.72 | 0 | 0 | 0 | 100 | 0
TBOP | Bay of Plenty Electricity Limited | MAT | Matahina | GEN | Switchgear | 47-57 | MAT | NEA | NEA | NEA | 108121.03 | 0 | 0 | 0 | 14.34 | 0
TBOP | Bay of Plenty Electricity Limited | MAT | Matahina | GEN | Switchgear | 87-97 | MAT | NEA | NEA | NEA | 108121.03 | 0 | 0 | 0 | 100 | 0
TBOP | Bay of Plenty Electricity Limited | MAT | Matahina | GEN | Switchgear | RM92 | MAT | NEA | NEA | NEA | 47121.89 | 0 | 0 | 0 | 100 | 0
TBOP | Bay of Plenty Electricity Limited | MAT | Matahina | GEN | Switchgear | VT1 | MAT | NEA | NEA | NEA | 49288.68 | 0 | 0 | 0 | 14.34 | 0
TBOP | Bay of Plenty Electricity Limited | MAT | Matahina | GEN | Switchgear | VT2 | MAT | NEA | NEA | NEA | 49288.68 | 0 | 0 | 0 | 14.34 | 0
TBOP | Bay of Plenty Electricity Limited | MAT | Matahina | GEN | Switchgear | VT3 | MAT | NEA | NEA | NEA | 49288.68 | 0 | 0 | 0 | 14.34 | 0
TBOP | Bay of Plenty Electricity Limited | MAT | Matahina | OFT | Switchgear | 132 | KAW | NEA | NEA | NEA | 509625.72 | 0 | 0 | 0 | 0 | 0
TBOP | Bay of Plenty Electricity Limited | MAT | Matahina | OFT | Switchgear | 142 | KAW | NEA | NEA | NEA | 509625.72 | 0 | 0 | 0 | 0 | 0
TBOP | Bay of Plenty Electricity Limited | MAT | Matahina | OFT | Switchgear | 62 | MAT | NEA | NEA | NEA | 509625.72 | 0 | 0 | 0 | 0 | 0
TBOP | Bay of Plenty Electricity Limited | MAT | Matahina | OFT | Switchgear | 72 | MAT | NEA | NEA | NEA | 509625.72 | 0 | 0 | 0 | 0 | 0
TBOP | Bay of Plenty Electricity Limited | MAT | Matahina | OFT | Switchgear | 92 | MAT | NEA | NEA | NEA | 509625.72 | 0 | 0 | 0 | 0 | 0
TBOP | Bay of Plenty Electricity Limited | MAT | Matahina | OFT | Switchgear | 47-57 | MAT | NEA | NEA | NEA | 108121.03 | 0 | 0 | 0 | 0 | 0
TBOP | Bay of Plenty Electricity Limited | MAT | Matahina | OFT | Switchgear | 87-97 | MAT | NEA | NEA | NEA | 108121.03 | 0 | 0 | 0 | 0 | 0
TBOP | Bay of Plenty Electricity Limited | MAT | Matahina | OFT | Switchgear | RM92 | MAT | NEA | NEA | NEA | 47121.89 | 0 | 0 | 0 | 0 | 0
TBOP | Bay of Plenty Electricity Limited | MAT | Matahina | OFT | Switchgear | VT1 | MAT | NEA | NEA | NEA | 49288.68 | 0 | 0 | 0 | 0 | 0
TBOP | Bay of Plenty Electricity Limited | MAT | Matahina | OFT | Switchgear | VT2 | MAT | NEA | NEA | NEA | 49288.68 | 0 | 0 | 0 | 0 | 0
TBOP | Bay of Plenty Electricity Limited | MAT | Matahina | OFT | Switchgear | VT3 | MAT | NEA | NEA | NEA | 49288.68 | 0 | 0 | 0 | 0 | 0
TOPE | Top Energy Limited | KOE | Kaikohe | GEN | Switchgear | 102 | KOE | TPM | TPM | TPM | 367654.23 | 27757.89 | 21103.35 | 3968 | 4.67 | 2467.13
TOPE | Top Energy Limited | KOE | Kaikohe | GEN | Switchgear | 162 | KOE | TPM | TPM | TPM | 367654.23 | 27757.89 | 21103.35 | 3968 | 4.67 | 2467.13
TOPE | Top Energy Limited | KOE | Kaikohe | GEN | Switchgear | 222 | MPE | TPM | TPM | TPM | 499633.06 | 37722.3 | 28678.94 | 3968 | 4.67 | 3286.24
TOPE | Top Energy Limited | KOE | Kaikohe | GEN | Switchgear | 322 | MPE | TPM | TPM | TPM | 499633.06 | 37722.3 | 28678.94 | 3968 | 4.67 | 3286.24
TOPE | Top Energy Limited | KOE | Kaikohe | GEN | Switchgear | RM222 | MPE | TPM | TPM | TPM | 46197.94 | 3487.94 | 2651.76 | 0 | 4.67 | 286.72
TOPE | Top Energy Limited | KOE | Kaikohe | GEN | Switchgear | RM322 | MPE | TPM | TPM | TPM | 46197.94 | 3487.94 | 2651.76 | 0 | 4.67 | 286.72
TOPE | Top Energy Limited | KOE | Kaikohe | OFT | Switchgear | 102 | KOE | TPM | TPM | TPM | 367654.23 | 27757.89 | 8125.16 | 3968 | 95.33 | 37990.01
TOPE | Top Energy Limited | KOE | Kaikohe | OFT | Switchgear | 162 | KOE | TPM | TPM | TPM | 367654.23 | 27757.89 | 8125.16 | 3968 | 95.33 | 37990.01
TOPE | Top Energy Limited | KOE | Kaikohe | OFT | Switchgear | 222 | MPE | TPM | TPM | TPM | 499633.06 | 37722.3 | 11041.89 | 3968 | 95.33 | 50269.6
TOPE | Top Energy Limited | KOE | Kaikohe | OFT | Switchgear | 322 | MPE | TPM | TPM | TPM | 499633.06 | 37722.3 | 11041.89 | 3968 | 95.33 | 50269.6
TOPE | Top Energy Limited | KOE | Kaikohe | OFT | Switchgear | RM222 | MPE | TPM | TPM | TPM | 46197.94 | 3487.94 | 1020.97 | 0 | 95.33 | 4298.34
TOPE | Top Energy Limited | KOE | Kaikohe | OFT | Switchgear | RM322 | MPE | TPM | TPM | TPM | 46197.94 | 3487.94 | 1020.97 | 0 | 95.33 | 4298.34
TRNZ | New Zealand Railways Corporation (trading as KIWIRAIL) | BPE | Bunnythorpe | GEN | Switchgear | 622 | BPE | TPM | TPM | TPM | 556879.91 | 42044.43 | 31964.91 | 1984 | 0.12 | 91.19
TRNZ | New Zealand Railways Corporation (trading as KIWIRAIL) | BPE | Bunnythorpe | GEN | Switchgear | 722 | BPE | TPM | TPM | TPM | 556879.91 | 42044.43 | 31964.91 | 1984 | 0.12 | 91.19
TRNZ | New Zealand Railways Corporation (trading as KIWIRAIL) | BPE | Bunnythorpe | GEN | Switchgear | 1582 | BPE | TPM | TPM | TPM | 498126.81 | 37608.57 | 28592.48 | 2976 | 0.12 | 83.01
TRNZ | New Zealand Railways Corporation (trading as KIWIRAIL) | BPE | Bunnythorpe | GEN | Switchgear | 1592 | BPE | TPM | TPM | TPM | 498126.81 | 37608.57 | 28592.48 | 2976 | 0.12 | 83.01
TRNZ | New Zealand Railways Corporation (trading as KIWIRAIL) | BPE | Bunnythorpe | GEN | Switchgear | RM1582 | BPE | TPM | TPM | TPM | 45358.11 | 3424.54 | 2603.56 | 0 | 0.12 | 7.23
TRNZ | New Zealand Railways Corporation (trading as KIWIRAIL) | BPE | Bunnythorpe | GEN | Switchgear | RM1592 | BPE | TPM | TPM | TPM | 45358.11 | 3424.54 | 2603.56 | 0 | 0.12 | 7.23
TRNZ | New Zealand Railways Corporation (trading as KIWIRAIL) | BPE | Bunnythorpe | OFT | Switchgear | 622 | BPE | TPM | TPM | TPM | 556879.91 | 42044.43 | 12307.05 | 1984 | 99.88 | 56267.88
TRNZ | New Zealand Railways Corporation (trading as KIWIRAIL) | BPE | Bunnythorpe | OFT | Switchgear | 722 | BPE | TPM | TPM | TPM | 556879.91 | 42044.43 | 12307.05 | 1984 | 99.88 | 56267.88
TRNZ | New Zealand Railways Corporation (trading as KIWIRAIL) | BPE | Bunnythorpe | OFT | Switchgear | 1582 | BPE | TPM | TPM | TPM | 498126.81 | 37608.57 | 11008.6 | 2976 | 99.88 | 51531.26
TRNZ | New Zealand Railways Corporation (trading as KIWIRAIL) | BPE | Bunnythorpe | OFT | Switchgear | 1592 | BPE | TPM | TPM | TPM | 498126.81 | 37608.57 | 11008.6 | 2976 | 99.88 | 51531.26
TRNZ | New Zealand Railways Corporation (trading as KIWIRAIL) | BPE | Bunnythorpe | OFT | Switchgear | RM1582 | BPE | TPM | TPM | TPM | 45358.11 | 3424.54 | 1002.41 | 0 | 99.88 | 4421.64
TRNZ | New Zealand Railways Corporation (trading as KIWIRAIL) | BPE | Bunnythorpe | OFT | Switchgear | RM1592 | BPE | TPM | TPM | TPM | 45358.11 | 3424.54 | 1002.41 | 0 | 99.88 | 4421.64
TRNZ | New Zealand Railways Corporation (trading as KIWIRAIL) | HAM | Hamilton | GEN | Switchgear | 322 | HAM | TPM | TPM | TPM | 510571.97 | 38548.18 | 29306.83 | 1984 | 6.4 | 4469.7
TRNZ | New Zealand Railways Corporation (trading as KIWIRAIL) | HAM | Hamilton | GEN | Switchgear | 362 | HAM | TPM | TPM | TPM | 510571.97 | 38548.18 | 29306.83 | 1984 | 6.4 | 4469.7
TRNZ | New Zealand Railways Corporation (trading as KIWIRAIL) | HAM | Hamilton | GEN | Switchgear | 1522 | HAM | TPM | TPM | TPM | 493243.22 | 37239.86 | 28312.16 | 2976 | 6.4 | 4385.79
TRNZ | New Zealand Railways Corporation (trading as KIWIRAIL) | HAM | Hamilton | GEN | Switchgear | 1532 | HAM | TPM | TPM | TPM | 493243.22 | 37239.86 | 28312.16 | 2976 | 6.4 | 4385.79
TRNZ | New Zealand Railways Corporation (trading as KIWIRAIL) | HAM | Hamilton | GEN | Switchgear | RM1522 | HAM | TPM | TPM | TPM | 44913.42 | 3390.96 | 2578.03 | 0 | 6.4 | 382.02
TRNZ | New Zealand Railways Corporation (trading as KIWIRAIL) | HAM | Hamilton | GEN | Switchgear | RM1532 | HAM | TPM | TPM | TPM | 44913.42 | 3390.96 | 2578.03 | 0 | 6.4 | 382.02
TRNZ | New Zealand Railways Corporation (trading as KIWIRAIL) | HAM | Hamilton | OFT | Switchgear | 322 | HAM | TPM | TPM | TPM | 510571.97 | 38548.18 | 11283.64 | 1984 | 93.6 | 48499.61
TRNZ | New Zealand Railways Corporation (trading as KIWIRAIL) | HAM | Hamilton | OFT | Switchgear | 362 | HAM | TPM | TPM | TPM | 510571.97 | 38548.18 | 11283.64 | 1984 | 93.6 | 48499.61
TRNZ | New Zealand Railways Corporation (trading as KIWIRAIL) | HAM | Hamilton | OFT | Switchgear | 1522 | HAM | TPM | TPM | TPM | 493243.22 | 37239.86 | 10900.68 | 2976 | 93.6 | 47845.08
TRNZ | New Zealand Railways Corporation (trading as KIWIRAIL) | HAM | Hamilton | OFT | Switchgear | 1532 | HAM | TPM | TPM | TPM | 493243.22 | 37239.86 | 10900.68 | 2976 | 93.6 | 47845.08
TRNZ | New Zealand Railways Corporation (trading as KIWIRAIL) | HAM | Hamilton | OFT | Switchgear | RM1522 | HAM | TPM | TPM | TPM | 44913.42 | 3390.96 | 992.59 | 0 | 93.6 | 4103
TRNZ | New Zealand Railways Corporation (trading as KIWIRAIL) | HAM | Hamilton | OFT | Switchgear | RM1532 | HAM | TPM | TPM | TPM | 44913.42 | 3390.96 | 992.59 | 0 | 93.6 | 4103
WAIP | Waipa Networks Limited | CBG | Cambridge | GEN | Switchgear | 39 | CBG | TPM | TPM | TPM | 84054.13 | 6346.09 | 4824.71 | 992 | 0 | 0
WAIP | Waipa Networks Limited | CBG | Cambridge | GEN | Switchgear | 38 | CBG | TPM | TPM | TPM | 84054.13 | 6346.09 | 4824.71 | 992 | 0 | 0
WAIP | Waipa Networks Limited | CBG | Cambridge | GEN | Switchgear | 37 | CBG | LSA | LSA | LSA | 0.02 | 0 | 0 | 0 | 0 | 0
WAIP | Waipa Networks Limited | CBG | Cambridge | GEN | Switchgear | 17 | CBG | TPM | TPM | TPM | 81547.65 | 6156.85 | 4680.84 | 992 | 0 | 0
TRNZ | New Zealand Railways Corporation (trading as KIWIRAIL) | TNG | Tangiwai | GEN | Switchgear | 222 | TNG | TPM | TPM | TPM | 554638.28 | 41875.19 | 31836.24 | 1984 | 11.47 | 8682.27
TRNZ | New Zealand Railways Corporation (trading as KIWIRAIL) | TNG | Tangiwai | GEN | Switchgear | 288 | TNG | TPM | TPM | TPM | 146406.91 | 11053.72 | 8403.76 | 2976 | 1.97 | 441.94
TRNZ | New Zealand Railways Corporation (trading as KIWIRAIL) | TNG | Tangiwai | GEN | Switchgear | 312 | TNG | TPM | TPM | TPM | 1053162.69 | 79513.78 | 60451.54 | 4960 | 1.97 | 2855.03
TRNZ | New Zealand Railways Corporation (trading as KIWIRAIL) | TNG | Tangiwai | GEN | Switchgear | 332 | TNG | TPM | TPM | TPM | 1053162.69 | 79513.78 | 60451.54 | 4960 | 1.97 | 2855.03
TRNZ | New Zealand Railways Corporation (trading as KIWIRAIL) | TNG | Tangiwai | GEN | Switchgear | 342 | TNG | TPM | TPM | TPM | 554638.28 | 41875.19 | 31836.24 | 1984 | 11.47 | 8682.27
TRNZ | New Zealand Railways Corporation (trading as KIWIRAIL) | TNG | Tangiwai | GEN | Switchgear | 1562 | TNG | TPM | TPM | TPM | 498126.81 | 37608.57 | 28592.48 | 2976 | 11.47 | 7934.61
TRNZ | New Zealand Railways Corporation (trading as KIWIRAIL) | TNG | Tangiwai | GEN | Switchgear | 1572 | TNG | TPM | TPM | TPM | 498126.81 | 37608.57 | 28592.48 | 2976 | 11.47 | 7934.61
TRNZ | New Zealand Railways Corporation (trading as KIWIRAIL) | TNG | Tangiwai | GEN | Switchgear | RM1562 | TNG | TPM | TPM | TPM | 45358.11 | 3424.54 | 2603.56 | 0 | 11.47 | 691.42
TRNZ | New Zealand Railways Corporation (trading as KIWIRAIL) | TNG | Tangiwai | GEN | Switchgear | RM1572 | TNG | TPM | TPM | TPM | 45358.11 | 3424.54 | 2603.56 | 0 | 11.47 | 691.42
TRNZ | New Zealand Railways Corporation (trading as KIWIRAIL) | TNG | Tangiwai | GEN | Switchgear | VT2 | TNG | TPM | TPM | TPM | 39881.52 | 3011.05 | 2289.2 | 0 | 11.47 | 607.94
TRNZ | New Zealand Railways Corporation (trading as KIWIRAIL) | TNG | Tangiwai | GEN | Switchgear | VT3 | TNG | TPM | TPM | TPM | 39881.52 | 3011.05 | 2289.2 | 0 | 11.47 | 607.94
TRNZ | New Zealand Railways Corporation (trading as KIWIRAIL) | TNG | Tangiwai | OFT | Switchgear | 222 | TNG | TPM | TPM | TPM | 554638.28 | 41875.19 | 12257.51 | 1984 | 88.53 | 49680.11
TRNZ | New Zealand Railways Corporation (trading as KIWIRAIL) | TNG | Tangiwai | OFT | Switchgear | 288 | TNG | TPM | TPM | TPM | 146406.91 | 11053.72 | 3235.59 | 2976 | 15.23 | 2629.51
TRNZ | New Zealand Railways Corporation (trading as KIWIRAIL) | TNG | Tangiwai | OFT | Switchgear | 312 | TNG | TPM | TPM | TPM | 1053162.69 | 79513.78 | 23274.9 | 4960 | 15.23 | 16410.12
TRNZ | New Zealand Railways Corporation (trading as KIWIRAIL) | TNG | Tangiwai | OFT | Switchgear | 332 | TNG | TPM | TPM | TPM | 1053162.69 | 79513.78 | 23274.9 | 4960 | 15.23 | 16410.12
TRNZ | New Zealand Railways Corporation (trading as KIWIRAIL) | TNG | Tangiwai | OFT | Switchgear | 342 | TNG | TPM | TPM | TPM | 554638.28 | 41875.19 | 12257.51 | 1984 | 88.53 | 49680.11
TRNZ | New Zealand Railways Corporation (trading as KIWIRAIL) | TNG | Tangiwai | OFT | Switchgear | 1562 | TNG | TPM | TPM | TPM | 498126.81 | 37608.57 | 11008.6 | 2976 | 88.53 | 45675.43
TRNZ | New Zealand Railways Corporation (trading as KIWIRAIL) | TNG | Tangiwai | OFT | Switchgear | 1572 | TNG | TPM | TPM | TPM | 498126.81 | 37608.57 | 11008.6 | 2976 | 88.53 | 45675.43
TRNZ | New Zealand Railways Corporation (trading as KIWIRAIL) | TNG | Tangiwai | OFT | Switchgear | RM1562 | TNG | TPM | TPM | TPM | 45358.11 | 3424.54 | 1002.41 | 0 | 88.53 | 3919.18
TRNZ | New Zealand Railways Corporation (trading as KIWIRAIL) | TNG | Tangiwai | OFT | Switchgear | RM1572 | TNG | TPM | TPM | TPM | 45358.11 | 3424.54 | 1002.41 | 0 | 88.53 | 3919.18
TRNZ | New Zealand Railways Corporation (trading as KIWIRAIL) | TNG | Tangiwai | OFT | Switchgear | VT2 | TNG | TPM | TPM | TPM | 39881.52 | 3011.05 | 881.38 | 0 | 88.53 | 3445.97
TRNZ | New Zealand Railways Corporation (trading as KIWIRAIL) | TNG | Tangiwai | OFT | Switchgear | VT3 | TNG | TPM | TPM | TPM | 39881.52 | 3011.05 | 881.38 | 0 | 88.53 | 3445.97
TRNZ | New Zealand Railways Corporation (trading as KIWIRAIL) | TMN | Taumarunui | GEN | Switchgear | 412 | TMN | TPM | TPM | TPM | 549200.65 | 41464.65 | 31524.12 | 1984 | 14.17 | 10623.64
TRNZ | New Zealand Railways Corporation (trading as KIWIRAIL) | TMN | Taumarunui | GEN | Switchgear | 492 | TMN | TPM | TPM | TPM | 549200.65 | 41464.65 | 31524.12 | 1984 | 14.17 | 10623.64
TRNZ | New Zealand Railways Corporation (trading as KIWIRAIL) | TMN | Taumarunui | GEN | Switchgear | 1542 | TMN | TPM | TPM | TPM | 493243.22 | 37239.86 | 28312.16 | 2976 | 14.17 | 9710.42
TRNZ | New Zealand Railways Corporation (trading as KIWIRAIL) | TMN | Taumarunui | GEN | Switchgear | 1552 | TMN | TPM | TPM | TPM | 493243.22 | 37239.86 | 28312.16 | 2976 | 14.17 | 9710.42
TRNZ | New Zealand Railways Corporation (trading as KIWIRAIL) | TMN | Taumarunui | GEN | Switchgear | RM1542 | TMN | TPM | TPM | TPM | 44913.42 | 3390.96 | 2578.03 | 0 | 14.17 | 845.81
TRNZ | New Zealand Railways Corporation (trading as KIWIRAIL) | TMN | Taumarunui | GEN | Switchgear | RM1552 | TMN | TPM | TPM | TPM | 44913.42 | 3390.96 | 2578.03 | 0 | 14.17 | 845.81
TRNZ | New Zealand Railways Corporation (trading as KIWIRAIL) | TMN | Taumarunui | GEN | Switchgear | VT15 | TMN | TPM | TPM | TPM | 0.02 | 0 | 0 | 0 | 14.17 | 0
TRNZ | New Zealand Railways Corporation (trading as KIWIRAIL) | TMN | Taumarunui | GEN | Switchgear | VT16 | TMN | TPM | TPM | TPM | 0.02 | 0 | 0 | 0 | 14.17 | 0
TRNZ | New Zealand Railways Corporation (trading as KIWIRAIL) | TMN | Taumarunui | OFT | Switchgear | 412 | TMN | TPM | TPM | TPM | 549200.65 | 41464.65 | 12137.33 | 1984 | 85.83 | 47709.45
TRNZ | New Zealand Railways Corporation (trading as KIWIRAIL) | TMN | Taumarunui | OFT | Switchgear | 492 | TMN | TPM | TPM | TPM | 549200.65 | 41464.65 | 12137.33 | 1984 | 85.83 | 47709.45
TRNZ | New Zealand Railways Corporation (trading as KIWIRAIL) | TMN | Taumarunui | OFT | Switchgear | 1542 | TMN | TPM | TPM | TPM | 493243.22 | 37239.86 | 10900.68 | 2976 | 85.83 | 43873.33
TRNZ | New Zealand Railways Corporation (trading as KIWIRAIL) | TMN | Taumarunui | OFT | Switchgear | 1552 | TMN | TPM | TPM | TPM | 493243.22 | 37239.86 | 10900.68 | 2976 | 85.83 | 43873.33
TRNZ | New Zealand Railways Corporation (trading as KIWIRAIL) | TMN | Taumarunui | OFT | Switchgear | RM1542 | TMN | TPM | TPM | TPM | 44913.42 | 3390.96 | 992.59 | 0 | 85.83 | 3762.4
TRNZ | New Zealand Railways Corporation (trading as KIWIRAIL) | TMN | Taumarunui | OFT | Switchgear | RM1552 | TMN | TPM | TPM | TPM | 44913.42 | 3390.96 | 992.59 | 0 | 85.83 | 3762.4
TRNZ | New Zealand Railways Corporation (trading as KIWIRAIL) | TMN | Taumarunui | OFT | Switchgear | VT15 | TMN | TPM | TPM | TPM | 0.02 | 0 | 0 | 0 | 85.83 | 0
TRNZ | New Zealand Railways Corporation (trading as KIWIRAIL) | TMN | Taumarunui | OFT | Switchgear | VT16 | TMN | TPM | TPM | TPM | 0.02 | 0 | 0 | 0 | 85.83 | 0
WAIP | Waipa Networks Limited | CBG | Cambridge | GEN | Switchgear | 16 | CBG | TPM | TPM | TPM | 81547.65 | 6156.85 | 4680.84 | 992 | 0 | 0
WAIP | Waipa Networks Limited | CBG | Cambridge | GEN | Switchgear | 15 | CBG | TPM | TPM | TPM | 81547.65 | 6156.85 | 4680.84 | 992 | 0 | 0
WAIP | Waipa Networks Limited | CBG | Cambridge | GEN | Switchgear | 14 | CBG | TPM | TPM | TPM | 81547.65 | 6156.85 | 4680.84 | 992 | 0 | 0
WAIP | Waipa Networks Limited | CBG | Cambridge | GEN | Switchgear | 13 | CBG | TPM | TPM | TPM | 81547.65 | 6156.85 | 4680.84 | 992 | 0 | 0
WAIP | Waipa Networks Limited | CBG | Cambridge | GEN | Switchgear | 12 | CBG | TPM | TPM | TPM | 81547.65 | 6156.85 | 4680.84 | 992 | 0 | 0
WAIP | Waipa Networks Limited | CBG | Cambridge | GEN | Switchgear | 11 | CBG | TPM | TPM | TPM | 81547.65 | 6156.85 | 4680.84 | 992 | 0 | 0
WAIP | Waipa Networks Limited | CBG | Cambridge | GEN | Switchgear | 10 | CBG | TPM | TPM | TPM | 81547.65 | 6156.85 | 4680.84 | 992 | 0 | 0
WAIP | Waipa Networks Limited | CBG | Cambridge | GEN | Switchgear | 9 | CBG | TPM | TPM | TPM | 81547.65 | 6156.85 | 4680.84 | 992 | 0 | 0
WAIP | Waipa Networks Limited | CBG | Cambridge | GEN | Switchgear | 8 | CBG | TPM | TPM | TPM | 81547.65 | 6156.85 | 4680.84 | 992 | 0 | 0
TRUS | TrustPower Limited | ARG | Argyle | GEN | Switchgear | 182 | ARG | TPM | TPM | TPM | 312081.81 | 23562.18 | 17913.5 | 992 | 97.81 | 41537.64
TRUS | TrustPower Limited | ARG | Argyle | GEN | Switchgear | RM182 | ARG | TPM | TPM | TPM | 47121.89 | 3557.7 | 2704.8 | 0 | 97.81 | 6125.35
TRUS | TrustPower Limited | ARG | Argyle | OFT | Switchgear | 182 | ARG | TPM | TPM | TPM | 312081.81 | 23562.18 | 6897.01 | 992 | 2.19 | 688.78
TRUS | TrustPower Limited | ARG | Argyle | OFT | Switchgear | RM182 | ARG | TPM | TPM | TPM | 47121.89 | 3557.7 | 1041.39 | 0 | 2.19 | 100.72
TRUS | TrustPower Limited | BWK | Berwick | GEN | Switchgear | TRC1 | BWK | NEA | NEA | NEA | 0.03 | 0 | 0 | 0 | 99.62 | 0
TRUS | TrustPower Limited | BWK | Berwick | OFT | Switchgear | TRC1 | BWK | NEA | NEA | NEA | 0.03 | 0 | 0 | 0 | 0.38 | 0
TRUS | TrustPower Limited | COL | Coleridge | GEN | Switchgear | 262 | COL | TPM | TPM | TPM | 120068.26 | 9065.15 | 6891.92 | 892.8 | 99.79 | 16814.49
TRUS | TrustPower Limited | COL | Coleridge | GEN | Switchgear | 322 | COL | TPM | TPM | TPM | 120068.26 | 9065.15 | 6891.92 | 892.8 | 99.79 | 16814.49
TRUS | TrustPower Limited | COL | Coleridge | OFT | Switchgear | 262 | COL | TPM | TPM | TPM | 120068.26 | 9065.15 | 2653.51 | 892.8 | 0.21 | 26.48
TRUS | TrustPower Limited | COL | Coleridge | OFT | Switchgear | 322 | COL | TPM | TPM | TPM | 120068.26 | 9065.15 | 2653.51 | 892.8 | 0.21 | 26.48
TRUS | TrustPower Limited | HWA | Hawera | GEN | Switchgear | 122 | HWA | NEA | NEA | NEA | 504629.39 | 0 | 0 | 0 | 97.76 | 0
TRUS | TrustPower Limited | HWA | Hawera | GEN | Switchgear | RM122 | HWA | NEA | NEA | NEA | 46659.92 | 0 | 0 | 0 | 97.76 | 0
TRUS | TrustPower Limited | HWA | Hawera | GEN | Switchgear | VT5 | HWA | NEA | NEA | NEA | 48805.45 | 0 | 0 | 0 | 97.76 | 0
TRUS | TrustPower Limited | HWA | Hawera | OFT | Switchgear | 122 | HWA | NEA | NEA | NEA | 504629.39 | 0 | 0 | 0 | 2.24 | 0
TRUS | TrustPower Limited | HWA | Hawera | OFT | Switchgear | RM122 | HWA | NEA | NEA | NEA | 46659.92 | 0 | 0 | 0 | 2.24 | 0
TRUS | TrustPower Limited | HWA | Hawera | OFT | Switchgear | VT5 | HWA | NEA | NEA | NEA | 48805.45 | 0 | 0 | 0 | 2.24 | 0
TRUS | TrustPower Limited | MAT | Matahina | GEN | Switchgear | 132 | KAW | NEA | NEA | NEA | 509625.72 | 0 | 0 | 0 | 85.66 | 0
TRUS | TrustPower Limited | MAT | Matahina | GEN | Switchgear | 142 | KAW | NEA | NEA | NEA | 509625.72 | 0 | 0 | 0 | 85.66 | 0
TRUS | TrustPower Limited | MAT | Matahina | GEN | Switchgear | 42 | MAT | NEA | NEA | NEA | 132564.41 | 0 | 0 | 0 | 100 | 0
TRUS | TrustPower Limited | MAT | Matahina | GEN | Switchgear | 52 | MAT | NEA | NEA | NEA | 132564.41 | 0 | 0 | 0 | 100 | 0
TRUS | TrustPower Limited | MAT | Matahina | GEN | Switchgear | 62 | MAT | NEA | NEA | NEA | 509625.72 | 0 | 0 | 0 | 85.66 | 0
TRUS | TrustPower Limited | MAT | Matahina | GEN | Switchgear | 72 | MAT | NEA | NEA | NEA | 509625.72 | 0 | 0 | 0 | 85.66 | 0
TRUS | TrustPower Limited | MAT | Matahina | GEN | Switchgear | 47-57 | MAT | NEA | NEA | NEA | 108121.03 | 0 | 0 | 0 | 85.66 | 0
TRUS | TrustPower Limited | MAT | Matahina | GEN | Switchgear | VT1 | MAT | NEA | NEA | NEA | 49288.68 | 0 | 0 | 0 | 85.66 | 0
TRUS | TrustPower Limited | MAT | Matahina | GEN | Switchgear | VT2 | MAT | NEA | NEA | NEA | 49288.68 | 0 | 0 | 0 | 85.66 | 0
TRUS | TrustPower Limited | MAT | Matahina | GEN | Switchgear | VT3 | MAT | NEA | NEA | NEA | 49288.68 | 0 | 0 | 0 | 85.66 | 0
TRUS | TrustPower Limited | MAT | Matahina | OFT | Switchgear | 132 | KAW | NEA | NEA | NEA | 509625.72 | 0 | 0 | 0 | 0 | 0
TRUS | TrustPower Limited | MAT | Matahina | OFT | Switchgear | 142 | KAW | NEA | NEA | NEA | 509625.72 | 0 | 0 | 0 | 0 | 0
TRUS | TrustPower Limited | MAT | Matahina | OFT | Switchgear | 42 | MAT | NEA | NEA | NEA | 132564.41 | 0 | 0 | 0 | 0 | 0
TRUS | TrustPower Limited | MAT | Matahina | OFT | Switchgear | 52 | MAT | NEA | NEA | NEA | 132564.41 | 0 | 0 | 0 | 0 | 0
TRUS | TrustPower Limited | MAT | Matahina | OFT | Switchgear | 62 | MAT | NEA | NEA | NEA | 509625.72 | 0 | 0 | 0 | 0 | 0
TRUS | TrustPower Limited | MAT | Matahina | OFT | Switchgear | 72 | MAT | NEA | NEA | NEA | 509625.72 | 0 | 0 | 0 | 0 | 0
TRUS | TrustPower Limited | MAT | Matahina | OFT | Switchgear | 47-57 | MAT | NEA | NEA | NEA | 108121.03 | 0 | 0 | 0 | 0 | 0
TRUS | TrustPower Limited | MAT | Matahina | OFT | Switchgear | VT1 | MAT | NEA | NEA | NEA | 49288.68 | 0 | 0 | 0 | 0 | 0
TRUS | TrustPower Limited | MAT | Matahina | OFT | Switchgear | VT2 | MAT | NEA | NEA | NEA | 49288.68 | 0 | 0 | 0 | 0 | 0
TRUS | TrustPower Limited | MAT | Matahina | OFT | Switchgear | VT3 | MAT | NEA | NEA | NEA | 49288.68 | 0 | 0 | 0 | 0 | 0
VECT | Vector Limited | ALB | Albany | OFT | Switchgear | 262 | ALB | TPM | TPM | TPM | 499633.06 | 37722.3 | 11041.89 | 3571.2 | 100 | 52335.39
VECT | Vector Limited | ALB | Albany | OFT | Switchgear | 277 | ALB | TPM | TPM | TPM | 34387.6 | 2596.26 | 759.97 | 992 | 100 | 4348.23
VECT | Vector Limited | ALB | Albany | OFT | Switchgear | 302 | ALB | TPM | TPM | TPM | 499633.06 | 37722.3 | 11041.89 | 3571.2 | 100 | 52335.39
VECT | Vector Limited | ALB | Albany | OFT | Switchgear | 322 | ALB | TPM | TPM | TPM | 499633.06 | 37722.3 | 11041.89 | 3571.2 | 100 | 52335.39
VECT | Vector Limited | ALB | Albany | OFT | Switchgear | 582 | ALB | TPM | TPM | TPM | 441713.05 | 33349.34 | 9761.86 | 1984 | 100 | 45095.2
VECT | Vector Limited | ALB | Albany | OFT | Switchgear | 702 | ALB | TPM | TPM | TPM | 464050.19 | 35035.79 | 10255.51 | 1984 | 100 | 47275.3
VECT | Vector Limited | ALB | Albany | OFT | Switchgear | 1142 | ALB | TPM | TPM | TPM | 82374.48 | 6219.27 | 1820.48 | 892.8 | 100 | 8932.55
VECT | Vector Limited | ALB | Albany | OFT | Switchgear | 1152 | ALB | TPM | TPM | TPM | 82374.48 | 6219.27 | 1820.48 | 892.8 | 100 | 8932.55
VECT | Vector Limited | ALB | Albany | OFT | Switchgear | 1162 | ALB | TPM | TPM | TPM | 234357.8 | 17694.01 | 5179.31 | 1984 | 100 | 24857.32
VECT | Vector Limited | ALB | Albany | OFT | Switchgear | 1172 | ALB | TPM | TPM | TPM | 82374.48 | 6219.27 | 1820.48 | 892.8 | 100 | 8932.55
VECT | Vector Limited | ALB | Albany | OFT | Switchgear | 1182 | ALB | TPM | TPM | TPM | 82374.48 | 6219.27 | 1820.48 | 892.8 | 100 | 8932.55
VECT | Vector Limited | ALB | Albany | OFT | Switchgear | 1192 | ALB | TPM | TPM | TPM | 82374.48 | 6219.27 | 1820.48 | 892.8 | 100 | 8932.55
VECT | Vector Limited | ALB | Albany | OFT | Switchgear | 1202 | ALB | TPM | TPM | TPM | 82374.48 | 6219.27 | 1820.48 | 892.8 | 100 | 8932.55
VECT | Vector Limited | ALB | Albany | OFT | Switchgear | 1212 | ALB | TPM | TPM | TPM | 82374.48 | 6219.27 | 1820.48 | 892.8 | 100 | 8932.55
VECT | Vector Limited | ALB | Albany | OFT | Switchgear | 1217 | ALB | TPM | TPM | TPM | 7990.98 | 603.32 | 176.6 | 992 | 100 | 1771.92
VECT | Vector Limited | ALB | Albany | OFT | Switchgear | 1232 | ALB | TPM | TPM | TPM | 82374.48 | 6219.27 | 1820.48 | 892.8 | 100 | 8932.55
VECT | Vector Limited | ALB | Albany | OFT | Switchgear | 1242 | ALB | TPM | TPM | TPM | 82374.48 | 6219.27 | 1820.48 | 892.8 | 100 | 8932.55
VECT | Vector Limited | ALB | Albany | OFT | Switchgear | 1252 | ALB | TPM | TPM | TPM | 82374.48 | 6219.27 | 1820.48 | 892.8 | 100 | 8932.55
VECT | Vector Limited | ALB | Albany | OFT | Switchgear | 1262 | ALB | TPM | TPM | TPM | 234357.8 | 17694.01 | 5179.31 | 1984 | 100 | 24857.32
VECT | Vector Limited | ALB | Albany | OFT | Switchgear | 1272 | ALB | TPM | TPM | TPM | 82374.48 | 6219.27 | 1820.48 | 892.8 | 100 | 8932.55
VECT | Vector Limited | ALB | Albany | OFT | Switchgear | 1282 | ALB | TPM | TPM | TPM | 82374.48 | 6219.27 | 1820.48 | 892.8 | 100 | 8932.55
VECT | Vector Limited | ALB | Albany | OFT | Switchgear | 1292 | ALB | TPM | TPM | TPM | 82374.48 | 6219.27 | 1820.48 | 892.8 | 100 | 8932.55
VECT | Vector Limited | ALB | Albany | OFT | Switchgear | 1304 | ALB | TPM | TPM | TPM | 0 | 0 | 0 | 0 | 100 | 0
VECT | Vector Limited | ALB | Albany | OFT | Switchgear | 1177-1197 | ALB | TPM | TPM | TPM | 13684.68 | 1033.19 | 302.43 | 1984 | 100 | 3319.62
VECT | Vector Limited | ALB | Albany | OFT | Switchgear | 1257-1277 | ALB | TPM | TPM | TPM | 13684.68 | 1033.19 | 302.43 | 1984 | 100 | 3319.62
VECT | Vector Limited | ALB | Albany | OFT | Switchgear | RM1162 | ALB | TPM | TPM | TPM | 31683.14 | 2392.08 | 700.2 | 0 | 100 | 3092.28
VECT | Vector Limited | ALB | Albany | OFT | Switchgear | RM1262 | ALB | TPM | TPM | TPM | 31683.14 | 2392.08 | 700.2 | 0 | 100 | 3092.28
VECT | Vector Limited | ALB | Albany | OFT | Switchgear | RM262 | ALB | TPM | TPM | TPM | 46197.94 | 3487.94 | 1020.97 | 0 | 100 | 4508.91
VECT | Vector Limited | ALB | Albany | OFT | Switchgear | RM302 | ALB | TPM | TPM | TPM | 46197.94 | 3487.94 | 1020.97 | 0 | 100 | 4508.91
VECT | Vector Limited | ALB | Albany | OFT | Switchgear | RM322 | ALB | TPM | TPM | TPM | 46197.94 | 3487.94 | 1020.97 | 0 | 100 | 4508.91
VECT | Vector Limited | ALB | Albany | OFT | Switchgear | VT2 | ALB | TPM | TPM | TPM | 48322.23 | 3648.33 | 1067.92 | 0 | 100 | 4716.25
VECT | Vector Limited | ALB | Albany | OFT | Switchgear | VT3 | ALB | TPM | TPM | TPM | 48322.23 | 3648.33 | 1067.92 | 0 | 100 | 4716.25
VECT | Vector Limited | HEN | Henderson | OFT | Switchgear | 442 | HEN | TPM | TPM | TPM | 461982.36 | 34879.67 | 10209.81 | 1984 | 100 | 47073.48
VECT | Vector Limited | HEN | Henderson | OFT | Switchgear | 502 | HEN | TPM | TPM | TPM | 461982.36 | 34879.67 | 10209.81 | 1984 | 100 | 47073.48
VECT | Vector Limited | HEN | Henderson | OFT | Switchgear | 1752 | HEN | TPM | TPM | TPM | 234357.8 | 17694.01 | 5179.31 | 1984 | 100 | 24857.32
VECT | Vector Limited | HEN | Henderson | OFT | Switchgear | 1762 | HEN | TPM | TPM | TPM | 82374.48 | 6219.27 | 1820.48 | 892.8 | 100 | 8932.55
VECT | Vector Limited | HEN | Henderson | OFT | Switchgear | 1772 | HEN | TPM | TPM | TPM | 82374.48 | 6219.27 | 1820.48 | 892.8 | 100 | 8932.55
VECT | Vector Limited | HEN | Henderson | OFT | Switchgear | 1782 | HEN | TPM | TPM | TPM | 82374.48 | 6219.27 | 1820.48 | 892.8 | 100 | 8932.55
VECT | Vector Limited | HEN | Henderson | OFT | Switchgear | 1792 | HEN | TPM | TPM | TPM | 82374.48 | 6219.27 | 1820.48 | 892.8 | 100 | 8932.55
VECT | Vector Limited | HEN | Henderson | OFT | Switchgear | 1802 | HEN | TPM | TPM | TPM | 82374.48 | 6219.27 | 1820.48 | 892.8 | 100 | 8932.55
VECT | Vector Limited | HEN | Henderson | OFT | Switchgear | 1822 | HEN | TPM | TPM | TPM | 82374.48 | 6219.27 | 1820.48 | 892.8 | 100 | 8932.55
VECT | Vector Limited | HEN | Henderson | OFT | Switchgear | 1832 | HEN | TPM | TPM | TPM | 82374.48 | 6219.27 | 1820.48 | 892.8 | 100 | 8932.55
VECT | Vector Limited | HEN | Henderson | OFT | Switchgear | 1842 | HEN | TPM | TPM | TPM | 82374.48 | 6219.27 | 1820.48 | 892.8 | 100 | 8932.55
VECT | Vector Limited | HEN | Henderson | OFT | Switchgear | 1852 | HEN | TPM | TPM | TPM | 82374.48 | 6219.27 | 1820.48 | 892.8 | 100 | 8932.55
VECT | Vector Limited | HEN | Henderson | OFT | Switchgear | 1862 | HEN | TPM | TPM | TPM | 82374.48 | 6219.27 | 1820.48 | 892.8 | 100 | 8932.55
VECT | Vector Limited | HEN | Henderson | OFT | Switchgear | 1872 | HEN | TPM | TPM | TPM | 234357.8 | 17694.01 | 5179.31 | 1984 | 100 | 24857.32
VECT | Vector Limited | HEN | Henderson | OFT | Switchgear | 1807-1787 | HEN | TPM | TPM | TPM | 60553.44 | 4571.78 | 1338.23 | 1984 | 100 | 7894.01
VECT | Vector Limited | HEN | Henderson | OFT | Switchgear | 1847-1827 | HEN | TPM | TPM | TPM | 60553.44 | 4571.78 | 1338.23 | 1984 | 100 | 7894.01
VECT | Vector Limited | HEN | Henderson | OFT | Switchgear | RM1752 | HEN | TPM | TPM | TPM | 31683.14 | 2392.08 | 700.2 | 0 | 100 | 3092.28
VECT | Vector Limited | HEN | Henderson | OFT | Switchgear | RM1872 | HEN | TPM | TPM | TPM | 31683.14 | 2392.08 | 700.2 | 0 | 100 | 3092.28
VECT | Vector Limited | HEP | Hepburn Road | OFT | Switchgear | 212 | HEP | TPM | TPM | TPM | 340679.91 | 25721.33 | 7529.03 | 1984 | 100 | 35234.36
VECT | Vector Limited | HEP | Hepburn Road | OFT | Switchgear | 232 | HEP | TPM | TPM | TPM | 340679.91 | 25721.33 | 7529.03 | 1984 | 100 | 35234.36
VECT | Vector Limited | HEP | Hepburn Road | OFT | Switchgear | 1122 | HEP | TPM | TPM | TPM | 234357.8 | 17694.01 | 5179.31 | 1984 | 100 | 24857.32
VECT | Vector Limited | HEP | Hepburn Road | OFT | Switchgear | 1132 | HEP | TPM | TPM | TPM | 82374.48 | 6219.27 | 1820.48 | 892.8 | 100 | 8932.55
VECT | Vector Limited | HEP | Hepburn Road | OFT | Switchgear | 1152 | HEP | TPM | TPM | TPM | 82374.48 | 6219.27 | 1820.48 | 892.8 | 100 | 8932.55
VECT | Vector Limited | HEP | Hepburn Road | OFT | Switchgear | 1162 | HEP | TPM | TPM | TPM | 257183.24 | 19417.33 | 5683.75 | 3571.2 | 100 | 28672.28
VECT | Vector Limited | HEP | Hepburn Road | OFT | Switchgear | 1172 | HEP | TPM | TPM | TPM | 82374.48 | 6219.27 | 1820.48 | 892.8 | 100 | 8932.55
VECT | Vector Limited | HEP | Hepburn Road | OFT | Switchgear | 1192 | HEP | TPM | TPM | TPM | 82374.48 | 6219.27 | 1820.48 | 892.8 | 100 | 8932.55
VECT | Vector Limited | HEP | Hepburn Road | OFT | Switchgear | 1202 | HEP | TPM | TPM | TPM | 82374.48 | 6219.27 | 1820.48 | 892.8 | 100 | 8932.55
VECT | Vector Limited | HEP | Hepburn Road | OFT | Switchgear | 1212 | HEP | TPM | TPM | TPM | 82374.48 | 6219.27 | 1820.48 | 892.8 | 100 | 8932.55
VECT | Vector Limited | HEP | Hepburn Road | OFT | Switchgear | 1222 | HEP | TPM | TPM | TPM | 82374.48 | 6219.27 | 1820.48 | 992 | 100 | 9031.75
VECT | Vector Limited | HEP | Hepburn Road | OFT | Switchgear | 1232 | HEP | TPM | TPM | TPM | 82374.48 | 6219.27 | 1820.48 | 892.8 | 100 | 8932.55
VECT | Vector Limited | HEP | Hepburn Road | OFT | Switchgear | 1237 | HEP | TPM | TPM | TPM | 35360.57 | 2669.72 | 781.47 | 992 | 100 | 4443.19
VECT | Vector Limited | HEP | Hepburn Road | OFT | Switchgear | 1242 | HEP | TPM | TPM | TPM | 234357.8 | 17694.01 | 5179.31 | 1984 | 100 | 24857.32
VECT | Vector Limited | HEP | Hepburn Road | OFT | Switchgear | 1252 | HEP | TPM | TPM | TPM | 82374.48 | 6219.27 | 1820.48 | 892.8 | 100 | 8932.55
VECT | Vector Limited | HEP | Hepburn Road | OFT | Switchgear | 1262 | HEP | TPM | TPM | TPM | 257183.24 | 19417.33 | 5683.75 | 3571.2 | 100 | 28672.28
VECT | Vector Limited | HEP | Hepburn Road | OFT | Switchgear | 1272 | HEP | TPM | TPM | TPM | 82374.48 | 6219.27 | 1820.48 | 892.8 | 100 | 8932.55
VECT | Vector Limited | HEP | Hepburn Road | OFT | Switchgear | 1157-1167 | HEP | TPM | TPM | TPM | 0.02 | 0 | 0 | 1984 | 100 | 1984
VECT | Vector Limited | HEP | Hepburn Road | OFT | Switchgear | 1197-1217 | HEP | TPM | TPM | TPM | 60553.44 | 4571.78 | 1338.23 | 1984 | 100 | 7894.01
VECT | Vector Limited | HEP | Hepburn Road | OFT | Switchgear | RM1122 | HEP | TPM | TPM | TPM | 31683.14 | 2392.08 | 700.2 | 0 | 100 | 3092.28
VECT | Vector Limited | HEP | Hepburn Road | OFT | Switchgear | RM1162 | HEP | TPM | TPM | TPM | 31683.14 | 2392.08 | 700.2 | 0 | 100 | 3092.28
VECT | Vector Limited | HEP | Hepburn Road | OFT | Switchgear | RM1242 | HEP | TPM | TPM | TPM | 31683.14 | 2392.08 | 700.2 | 0 | 100 | 3092.28
VECT | Vector Limited | HEP | Hepburn Road | OFT | Switchgear | RM1262 | HEP | TPM | TPM | TPM | 31683.14 | 2392.08 | 700.2 | 0 | 100 | 3092.28
VECT | Vector Limited | LFD | Lichfield | OFT | Switchgear | 52 | LFD | TPM | TPM | TPM | 266331.3 | 20108.01 | 5885.92 | 1984 | 100 | 27977.93
VECT | Vector Limited | LFD | Lichfield | OFT | Switchgear | 72 | LFD | TPM | TPM | TPM | 266331.3 | 20108.01 | 5885.92 | 1984 | 100 | 27977.93
VECT | Vector Limited | LFD | Lichfield | OFT | Switchgear | RM52 | LFD | TPM | TPM | TPM | 46659.92 | 3522.82 | 1031.18 | 0 | 100 | 4554
VECT | Vector Limited | LFD | Lichfield | OFT | Switchgear | RM72 | LFD | TPM | TPM | TPM | 46659.92 | 3522.82 | 1031.18 | 0 | 100 | 4554
VECT | Vector Limited | MNG | Mangere | OFT | Switchgear | 242 | MNG | TPM | TPM | TPM | 334345.07 | 25243.05 | 7389.03 | 1984 | 100 | 34616.08
VECT | Vector Limited | MNG | Mangere | OFT | Switchgear | 252 | MNG | TPM | TPM | TPM | 334345.07 | 25243.05 | 7389.03 | 1984 | 100 | 34616.08
VECT | Vector Limited | MNG | Mangere | OFT | Switchgear | 262 | MNG | TPM | TPM | TPM | 334345.07 | 25243.05 | 7389.03 | 1984 | 100 | 34616.08
VECT | Vector Limited | MNG | Mangere | OFT | Switchgear | 272 | MNG | TPM | TPM | TPM | 334345.07 | 25243.05 | 7389.03 | 1984 | 100 | 34616.08
VECT | Vector Limited | MNG | Mangere | OFT | Switchgear | 1052 | MNG | TPM | TPM | TPM | 177724.97 | 13418.24 | 3927.72 | 3968 | 100 | 21313.96
VECT | Vector Limited | MNG | Mangere | OFT | Switchgear | 1062 | MNG | TPM | TPM | TPM | 206833.31 | 15615.91 | 4571.02 | 3968 | 100 | 24154.93
VECT | Vector Limited | MNG | Mangere | OFT | Switchgear | 1072 | MNG | TPM | TPM | TPM | 177724.97 | 13418.24 | 3927.72 | 3968 | 100 | 21313.96
VECT | Vector Limited | MNG | Mangere | OFT | Switchgear | 1092 | MNG | TPM | TPM | TPM | 177724.97 | 13418.24 | 3927.72 | 3968 | 100 | 21313.96
VECT | Vector Limited | MNG | Mangere | OFT | Switchgear | 1102 | MNG | TPM | TPM | TPM | 177724.97 | 13418.24 | 3927.72 | 3968 | 100 | 21313.96
VECT | Vector Limited | MNG | Mangere | OFT | Switchgear | 1112 | MNG | TPM | TPM | TPM | 177724.97 | 13418.24 | 3927.72 | 3968 | 100 | 21313.96
VECT | Vector Limited | MNG | Mangere | OFT | Switchgear | 1132 | MNG | TPM | TPM | TPM | 177724.97 | 13418.24 | 3927.72 | 3968 | 100 | 21313.96
VECT | Vector Limited | MNG | Mangere | OFT | Switchgear | 1107-1087 | MNG | TPM | TPM | TPM | 41846.55 | 3159.41 | 924.81 | 1984 | 100 | 6068.22
VECT | Vector Limited | MNG | Mangere | OFT | Switchgear | RM1042 | MNG | TPM | TPM | TPM | 30717.61 | 2319.18 | 678.86 | 0 | 100 | 2998.04
VECT | Vector Limited | MNG | Mangere | OFT | Switchgear | RM1122 | MNG | TPM | TPM | TPM | 30717.61 | 2319.18 | 678.86 | 0 | 100 | 2998.04
VECT | Vector Limited | MNG | Mangere | OFT | Switchgear | RM242 | MNG | TPM | TPM | TPM | 45869.93 | 3463.18 | 1013.73 | 0 | 100 | 4476.91
VECT | Vector Limited | MNG | Mangere | OFT | Switchgear | RM262 | MNG | TPM | TPM | TPM | 45869.93 | 3463.18 | 1013.73 | 0 | 100 | 4476.91
VECT | Vector Limited | ROS | Mt Roskill | OFT | Switchgear | 62 | ROS | TPM | TPM | TPM | 340679.91 | 25721.33 | 7529.03 | 3968 | 100 | 37218.36
VECT | Vector Limited | ROS | Mt Roskill | OFT | Switchgear | 92 | ROS | TPM | TPM | TPM | 340679.91 | 25721.33 | 7529.03 | 1984 | 100 | 35234.36
VECT | Vector Limited | ROS | Mt Roskill | OFT | Switchgear | 112 | ROS | TPM | TPM | TPM | 340679.91 | 25721.33 | 7529.03 | 1984 | 100 | 35234.36
VECT | Vector Limited | ROS | Mt Roskill | OFT | Switchgear | 132 | ROS | TPM | TPM | TPM | 340679.91 | 25721.33 | 7529.03 | 1984 | 100 | 35234.36
VECT | Vector Limited | ROS | Mt Roskill | OFT | Switchgear | 142 | ROS | TPM | TPM | TPM | 340679.91 | 25721.33 | 7529.03 | 3968 | 100 | 37218.36
VECT | Vector Limited | ROS | Mt Roskill | OFT | Switchgear | 162 | ROS | TPM | TPM | TPM | 340679.91 | 25721.33 | 7529.03 | 3968 | 100 | 37218.36
VECT | Vector Limited | ROS | Mt Roskill | OFT | Switchgear | 1082 | ROS | SPR | SPR | SPR | 0.02 | 0 | 0 | 0 | 100 | 0
VECT | Vector Limited | ROS | Mt Roskill | OFT | Switchgear | 1087 | ROS | TPM | TPM | TPM | 0.01 | 0 | 0 | 992 | 100 | 992
VECT | Vector Limited | ROS | Mt Roskill | OFT | Switchgear | 1102 | ROS | TPM | TPM | TPM | 87246 | 6587.07 | 1928.14 | 2976 | 100 | 11491.21
VECT | Vector Limited | ROS | Mt Roskill | OFT | Switchgear | 1122 | ROS | TPM | TPM | TPM | 87246 | 6587.07 | 1928.14 | 2976 | 100 | 11491.21
VECT | Vector Limited | ROS | Mt Roskill | OFT | Switchgear | 1132 | ROS | TPM | TPM | TPM | 87246 | 6587.07 | 1928.14 | 2976 | 100 | 11491.21
VECT | Vector Limited | ROS | Mt Roskill | OFT | Switchgear | 1142 | ROS | TPM | TPM | TPM | 87246 | 6587.07 | 1928.14 | 2976 | 100 | 11491.21
VECT | Vector Limited | ROS | Mt Roskill | OFT | Switchgear | 1152 | ROS | TPM | TPM | TPM | 88503.6 | 6682.02 | 1955.93 | 992 | 100 | 9629.95
VWEN | Wellington Electricity LInes Limited | WIL | Wilton | OFT | Switchgear | RM482 | WIL | TPM | TPM | TPM | 30717.3 | 2319.16 | 678.85 | 0 | 100 | 2998.01
VWEN | Wellington Electricity LInes Limited | WIL | Wilton | OFT | Switchgear | RM342 | WIL | TPM | TPM | TPM | 30717.3 | 2319.16 | 678.85 | 0 | 100 | 2998.01
VWEN | Wellington Electricity LInes Limited | WIL | Wilton | OFT | Switchgear | 852 | WIL | TPM | TPM | TPM | 1820557.53 | 137452.09 | 40234.32 | 6944 | 100 | 184630.41
VWEN | Wellington Electricity LInes Limited | WIL | Wilton | OFT | Switchgear | 822 | WIL | TPM | TPM | TPM | 1820557.53 | 137452.09 | 40234.32 | 6944 | 100 | 184630.41
VWEN | Wellington Electricity LInes Limited | WIL | Wilton | OFT | Switchgear | 482 | WIL | TPM | TPM | TPM | 119096.69 | 8991.8 | 2632.04 | 1984 | 100 | 13607.84
VECT | Vector Limited | ROS | Mt Roskill | OFT | Switchgear | 1107-1127 | ROS | TPM | TPM | TPM | 0.02 | 0 | 0 | 1984 | 100 | 1984
VECT | Vector Limited | ROS | Mt Roskill | OFT | Switchgear | RM1152 | ROS | TPM | TPM | TPM | 30794.43 | 2324.98 | 680.56 | 0 | 100 | 3005.54
VECT | Vector Limited | ROS | Mt Roskill | OFT | Switchgear | RM142 | ROS | TPM | TPM | TPM | 46197.94 | 3487.94 | 1020.97 | 0 | 100 | 4508.91
VECT | Vector Limited | ROS | Mt Roskill | OFT | Switchgear | RM162 | ROS | TPM | TPM | TPM | 46197.94 | 3487.94 | 1020.97 | 0 | 100 | 4508.91
VECT | Vector Limited | ROS | Mt Roskill | OFT | Switchgear | RM2042 | ROS | TPM | TPM | TPM | 30794.43 | 2324.98 | 680.56 | 0 | 100 | 3005.54
VECT | Vector Limited | ROS | Mt Roskill | OFT | Switchgear | RM2072 | ROS | TPM | TPM | TPM | 30794.43 | 2324.98 | 680.56 | 0 | 100 | 3005.54
VECT | Vector Limited | ROS | Mt Roskill | OFT | Switchgear | RM62 | ROS | TPM | TPM | TPM | 46197.94 | 3487.94 | 1020.97 | 0 | 100 | 4508.91
VECT | Vector Limited | OTA | Otahuhu | OFT | Switchgear | 472 | OTA | TPM | TPM | TPM | 575289.63 | 43434.37 | 12713.9 | 2976 | 88.42 | 52277.68
VECT | Vector Limited | OTA | Otahuhu | OFT | Switchgear | 492 | OTA | TPM | TPM | TPM | 575289.63 | 43434.37 | 12713.9 | 2976 | 88.42 | 52277.68
VECT | Vector Limited | OTA | Otahuhu | OFT | Switchgear | 2632 | OTA | TPM | TPM | TPM | 87246 | 6587.07 | 1928.14 | 992 | 100 | 9507.21
VECT | Vector Limited | OTA | Otahuhu | OFT | Switchgear | 2642 | OTA | TPM | TPM | TPM | 87246 | 6587.07 | 1928.14 | 992 | 100 | 9507.21
VECT | Vector Limited | OTA | Otahuhu | OFT | Switchgear | 2652 | OTA | TPM | TPM | TPM | 87246 | 6587.07 | 1928.14 | 992 | 100 | 9507.21
VECT | Vector Limited | OTA | Otahuhu | OFT | Switchgear | 2672 | OTA | TPM | TPM | TPM | 88503.6 | 6682.02 | 1955.93 | 992 | 88.42 | 8514.8
VECT | Vector Limited | OTA | Otahuhu | OFT | Switchgear | 2688 | OTA | TPM | TPM | TPM | 126493.6 | 9550.27 | 2795.51 | 992 | 88.42 | 11793.27
VWEN | Wellington Electricity LInes Limited | WIL | Wilton | OFT | Switchgear | 462 | WIL | TPM | TPM | TPM | 130696.2 | 9867.56 | 2888.39 | 3968 | 100 | 16723.95
VECT | Vector Limited | OTA | Otahuhu | OFT | Switchgear | 2742 | OTA | TPM | TPM | TPM | 87246 | 6587.07 | 1928.14 | 992 | 100 | 9507.21
VECT | Vector Limited | OTA | Otahuhu | OFT | Switchgear | 2752 | OTA | TPM | TPM | TPM | 87246 | 6587.07 | 1928.14 | 992 | 100 | 9507.21
VECT | Vector Limited | OTA | Otahuhu | OFT | Switchgear | 2778 | OTA | TPM | TPM | TPM | 126493.6 | 9550.27 | 2795.51 | 992 | 88.42 | 11793.27
VECT | Vector Limited | OTA | Otahuhu | OFT | Switchgear | 2832 | OTA | TPM | TPM | TPM | 88503.6 | 6682.02 | 1955.93 | 992 | 88.42 | 8514.8
VECT | Vector Limited | OTA | Otahuhu | OFT | Switchgear | 2842 | OTA | TPM | TPM | TPM | 87246 | 6587.07 | 1928.14 | 992 | 100 | 9507.21
VECT | Vector Limited | OTA | Otahuhu | OFT | Switchgear | RM2672 | OTA | TPM | TPM | TPM | 30794.43 | 2324.98 | 680.56 | 0 | 100 | 3005.54
VECT | Vector Limited | OTA | Otahuhu | OFT | Switchgear | RM2832 | OTA | TPM | TPM | TPM | 30794.43 | 2324.98 | 680.56 | 0 | 100 | 3005.54
VECT | Vector Limited | PAK | Pakuranga | OFT | Switchgear | 452 | PAK | TPM | TPM | TPM | 1027061.68 | 77543.16 | 22698.06 | 2976 | 100 | 103217.22
VECT | Vector Limited | PAK | Pakuranga | OFT | Switchgear | 462 | PAK | TPM | TPM | TPM | 464050.19 | 35035.79 | 10255.51 | 1984 | 100 | 47275.3
VECT | Vector Limited | PAK | Pakuranga | OFT | Switchgear | 542 | PAK | TPM | TPM | TPM | 464050.19 | 35035.79 | 10255.51 | 1984 | 100 | 47275.3
VECT | Vector Limited | PAK | Pakuranga | OFT | Switchgear | 2122 | PAK | TPM | TPM | TPM | 108012.12 | 8154.92 | 2387.07 | 992 | 100 | 11533.99
VECT | Vector Limited | PAK | Pakuranga | OFT | Switchgear | 2132 | PAK | TPM | TPM | TPM | 97217.72 | 7339.94 | 2148.51 | 992 | 100 | 10480.45
VECT | Vector Limited | PAK | Pakuranga | OFT | Switchgear | 2142 | PAK | TPM | TPM | TPM | 108012.12 | 8154.92 | 2387.07 | 992 | 100 | 11533.99
VECT | Vector Limited | PAK | Pakuranga | OFT | Switchgear | 2152 | PAK | TPM | TPM | TPM | 108012.12 | 8154.92 | 2387.07 | 992 | 100 | 11533.99
VECT | Vector Limited | PAK | Pakuranga | OFT | Switchgear | 2162 | PAK | TPM | TPM | TPM | 108012.12 | 8154.92 | 2387.07 | 992 | 100 | 11533.99
VECT | Vector Limited | PAK | Pakuranga | OFT | Switchgear | 2178 | PAK | TPM | TPM | TPM | 134982.4 | 10191.17 | 2983.11 | 992 | 100 | 14166.28
VECT | Vector Limited | PAK | Pakuranga | OFT | Switchgear | 2242 | PAK | TPM | TPM | TPM | 108012.12 | 8154.92 | 2387.07 | 992 | 100 | 11533.99
VECT | Vector Limited | PAK | Pakuranga | OFT | Switchgear | 2252 | PAK | TPM | TPM | TPM | 97217.72 | 7339.94 | 2148.51 | 992 | 100 | 10480.45
VECT | Vector Limited | PAK | Pakuranga | OFT | Switchgear | 2262 | PAK | TPM | TPM | TPM | 108012.12 | 8154.92 | 2387.07 | 992 | 100 | 11533.99
VECT | Vector Limited | PAK | Pakuranga | OFT | Switchgear | 2272 | PAK | TPM | TPM | TPM | 108012.12 | 8154.92 | 2387.07 | 992 | 100 | 11533.99
VECT | Vector Limited | PAK | Pakuranga | OFT | Switchgear | 2282 | PAK | TPM | TPM | TPM | 108012.12 | 8154.92 | 2387.07 | 992 | 100 | 11533.99
VECT | Vector Limited | PAK | Pakuranga | OFT | Switchgear | 2298 | PAK | TPM | TPM | TPM | 134982.4 | 10191.17 | 2983.11 | 992 | 100 | 14166.28
VECT | Vector Limited | PAK | Pakuranga | OFT | Switchgear | 2312 | PAK | TPM | TPM | TPM | 108012.12 | 8154.92 | 2387.07 | 992 | 100 | 11533.99
VECT | Vector Limited | PAK | Pakuranga | OFT | Switchgear | 2322 | PAK | TPM | TPM | TPM | 108012.12 | 8154.92 | 2387.07 | 992 | 100 | 11533.99
VECT | Vector Limited | PAK | Pakuranga | OFT | Switchgear | 2332 | PAK | TPM | TPM | TPM | 108012.12 | 8154.92 | 2387.07 | 992 | 100 | 11533.99
VECT | Vector Limited | PAK | Pakuranga | OFT | Switchgear | 2342 | PAK | TPM | TPM | TPM | 97217.72 | 7339.94 | 2148.51 | 992 | 100 | 10480.45
VECT | Vector Limited | PAK | Pakuranga | OFT | Switchgear | 2352 | PAK | TPM | TPM | TPM | 108012.12 | 8154.92 | 2387.07 | 992 | 100 | 11533.99
VECT | Vector Limited | PAK | Pakuranga | OFT | Switchgear | RM2132 | PAK | TPM | TPM | TPM | 30794.43 | 2324.98 | 680.56 | 0 | 100 | 3005.54
VECT | Vector Limited | PAK | Pakuranga | OFT | Switchgear | RM2252 | PAK | TPM | TPM | TPM | 30794.43 | 2324.98 | 680.56 | 0 | 100 | 3005.54
VECT | Vector Limited | PAK | Pakuranga | OFT | Switchgear | RM2342 | PAK | TPM | TPM | TPM | 30794.43 | 2324.98 | 680.56 | 0 | 100 | 3005.54
VWEN | Wellington Electricity LInes Limited | WIL | Wilton | OFT | Switchgear | 457 | WIL | TPM | TPM | TPM | 17969.65 | 1356.71 | 397.13 | 992 | 100 | 2745.84
VECT | Vector Limited | PEN | Penrose | GEN | Switchgear | 72 | PEN | SPR | SPR | SPR | 0.04 | 0 | 0 | 0 | 0 | 0
VECT | Vector Limited | PEN | Penrose | GEN | Switchgear | 118 | PEN | TPM | TPM | TPM | 297021.28 | 22425.11 | 17049.02 | 2976 | 0 | 0
VWEN | Wellington Electricity LInes Limited | WIL | Wilton | OFT | Switchgear | 452 | WIL | TPM | TPM | TPM | 130696.2 | 9867.56 | 2888.39 | 3968 | 100 | 16723.95
VECT | Vector Limited | PEN | Penrose | GEN | Switchgear | 152 | PEN | TPM | TPM | TPM | 499633.06 | 37722.3 | 28678.94 | 3968 | 0 | 0
VECT | Vector Limited | PEN | Penrose | GEN | Switchgear | 192 | PEN | TPM | TPM | TPM | 340679.91 | 25721.33 | 19555.03 | 3968 | 0 | 0
VECT | Vector Limited | PEN | Penrose | GEN | Switchgear | 722 | PEN | TPM | TPM | TPM | 464050.19 | 35035.79 | 26636.48 | 1984 | 0 | 0
VECT | Vector Limited | PEN | Penrose | GEN | Switchgear | 762 | PEN | TPM | TPM | TPM | 482336.95 | 36416.44 | 27686.14 | 1984 | 0 | 0
VWEN | Wellington Electricity LInes Limited | WIL | Wilton | OFT | Switchgear | 432 | WIL | TPM | TPM | TPM | 130696.2 | 9867.56 | 2888.39 | 3968 | 100 | 16723.95
VWEN | Wellington Electricity LInes Limited | WIL | Wilton | OFT | Switchgear | 428 | WIL | TPM | TPM | TPM | 103832.22 | 7839.33 | 2294.69 | 2976 | 100 | 13110.02
VECT | Vector Limited | PEN | Penrose | GEN | Switchgear | 1407 | PEN | TPM | TPM | TPM | 22970.62 | 1734.28 | 1318.51 | 992 | 0 | 0
VECT | Vector Limited | PEN | Penrose | GEN | Switchgear | 1422 | PEN | TPM | TPM | TPM | 167069.12 | 12613.72 | 9589.77 | 3968 | 0 | 0
VWEN | Wellington Electricity LInes Limited | WIL | Wilton | OFT | Switchgear | 412 | WIL | TPM | TPM | TPM | 130696.2 | 9867.56 | 2888.39 | 3968 | 100 | 16723.95
VECT | Vector Limited | PEN | Penrose | GEN | Switchgear | 1462 | PEN | TPM | TPM | TPM | 167069.12 | 12613.72 | 9589.77 | 3968 | 0 | 0
VECT | Vector Limited | PEN | Penrose | GEN | Switchgear | 1472 | PEN | TPM | TPM | TPM | 167069.12 | 12613.72 | 9589.77 | 3968 | 0 | 0
VECT | Vector Limited | PEN | Penrose | GEN | Switchgear | 1482 | PEN | TPM | TPM | TPM | 167069.12 | 12613.72 | 9589.77 | 3968 | 0 | 0
VECT | Vector Limited | PEN | Penrose | GEN | Switchgear | 1492 | PEN | TPM | TPM | TPM | 167069.12 | 12613.72 | 9589.77 | 3968 | 0 | 0
VECT | Vector Limited | PEN | Penrose | GEN | Switchgear | 1502 | PEN | TPM | TPM | TPM | 167069.12 | 12613.72 | 9589.77 | 3968 | 0 | 0
VECT | Vector Limited | PEN | Penrose | GEN | Switchgear | 1522 | PEN | TPM | TPM | TPM | 167069.12 | 12613.72 | 9589.77 | 3968 | 0 | 0
VECT | Vector Limited | PEN | Penrose | GEN | Switchgear | 1527 | PEN | TPM | TPM | TPM | 22970.62 | 1734.28 | 1318.51 | 992 | 0 | 0
VECT | Vector Limited | PEN | Penrose | GEN | Switchgear | 1532 | PEN | TPM | TPM | TPM | 167069.12 | 12613.72 | 9589.77 | 3968 | 0 | 0
VECT | Vector Limited | PEN | Penrose | GEN | Switchgear | 1542 | PEN | TPM | TPM | TPM | 167069.12 | 12613.72 | 9589.77 | 3968 | 0 | 0
VWEN | Wellington Electricity LInes Limited | WIL | Wilton | OFT | Switchgear | 397 | WIL | TPM | TPM | TPM | 17969.65 | 1356.71 | 397.13 | 992 | 100 | 2745.84
VECT | Vector Limited | PEN | Penrose | GEN | Switchgear | 1552 | PEN | SPR | SPR | SPR | 0.04 | 0 | 0 | 0 | 0 | 0
VECT | Vector Limited | PEN | Penrose | GEN | Switchgear | 1562 | PEN | TPM | TPM | TPM | 167069.12 | 12613.72 | 9589.77 | 3968 | 0 | 0
VECT | Vector Limited | PEN | Penrose | GEN | Switchgear | 1572 | PEN | TPM | TPM | TPM | 152241.45 | 11494.23 | 8738.66 | 1984 | 0 | 0
VECT | Vector Limited | PEN | Penrose | GEN | Switchgear | 1582 | PEN | TPM | TPM | TPM | 167069.12 | 12613.72 | 9589.77 | 3968 | 0 | 0
VECT | Vector Limited | PEN | Penrose | GEN | Switchgear | 1592 | PEN | TPM | TPM | TPM | 152241.45 | 11494.23 | 8738.66 | 1984 | 0 | 0
VECT | Vector Limited | PEN | Penrose | GEN | Switchgear | 1607 | PEN | TPM | TPM | TPM | 22970.62 | 1734.28 | 1318.51 | 992 | 0 | 0
VWEN | Wellington Electricity LInes Limited | WIL | Wilton | OFT | Switchgear | 372 | WIL | TPM | TPM | TPM | 130696.2 | 9867.56 | 2888.39 | 3968 | 100 | 16723.95
VECT | Vector Limited | PEN | Penrose | GEN | Switchgear | 1622 | PEN | TPM | TPM | TPM | 167069.12 | 12613.72 | 9589.77 | 3968 | 0 | 0
VECT | Vector Limited | PEN | Penrose | GEN | Switchgear | 1647 | PEN | TPM | TPM | TPM | 22970.62 | 1734.28 | 1318.51 | 992 | 0 | 0
VWEN | Wellington Electricity LInes Limited | WIL | Wilton | OFT | Switchgear | 362 | WIL | TPM | TPM | TPM | 130696.2 | 9867.56 | 2888.39 | 3968 | 100 | 16723.95
VWEN | Wellington Electricity LInes Limited | WIL | Wilton | OFT | Switchgear | 342 | WIL | TPM | TPM | TPM | 119096.69 | 8991.8 | 2632.04 | 1984 | 100 | 13607.84
VWEN | Wellington Electricity LInes Limited | UHT | Upper Hutt | OFT | Switchgear | RM1182 | UHT | TPM | TPM | TPM | 31085.63 | 2346.97 | 686.99 | 0 | 100 | 3033.96
VWEN | Wellington Electricity LInes Limited | UHT | Upper Hutt | OFT | Switchgear | RM1122 | UHT | TPM | TPM | TPM | 31085.63 | 2346.97 | 686.99 | 0 | 100 | 3033.96
VWEN | Wellington Electricity LInes Limited | UHT | Upper Hutt | OFT | Switchgear | 1177-1157 | UHT | TPM | TPM | TPM | 37910.42 | 2862.24 | 837.82 | 1984 | 100 | 5684.06
VWEN | Wellington Electricity LInes Limited | UHT | Upper Hutt | OFT | Switchgear | 1192 | UHT | TPM | TPM | TPM | 161007.98 | 12156.1 | 3558.28 | 3968 | 100 | 19682.38
VWEN | Wellington Electricity LInes Limited | UHT | Upper Hutt | OFT | Switchgear | 1182 | UHT | TPM | TPM | TPM | 146718.25 | 11077.23 | 3242.47 | 1984 | 100 | 16303.7
VWEN | Wellington Electricity LInes Limited | UHT | Upper Hutt | OFT | Switchgear | 1172 | UHT | TPM | TPM | TPM | 161007.98 | 12156.1 | 3558.28 | 3968 | 100 | 19682.38
VWEN | Wellington Electricity LInes Limited | UHT | Upper Hutt | OFT | Switchgear | 1152 | UHT | TPM | TPM | TPM | 161007.98 | 12156.1 | 3558.28 | 3968 | 100 | 19682.38
VWEN | Wellington Electricity LInes Limited | UHT | Upper Hutt | OFT | Switchgear | 1132 | UHT | TPM | TPM | TPM | 161007.98 | 12156.1 | 3558.28 | 3968 | 100 | 19682.38
VWEN | Wellington Electricity LInes Limited | UHT | Upper Hutt | OFT | Switchgear | 1122 | UHT | TPM | TPM | TPM | 146718.25 | 11077.23 | 3242.47 | 1984 | 100 | 16303.7
VWEN | Wellington Electricity LInes Limited | TKR | Takapu Road | OFT | Switchgear | RM372 | TKR | TPM | TPM | TPM | 16789.6 | 1267.61 | 371.05 | 0 | 100 | 1638.66
VWEN | Wellington Electricity LInes Limited | TKR | Takapu Road | OFT | Switchgear | RM272 | TKR | TPM | TPM | TPM | 16789.6 | 1267.61 | 371.05 | 0 | 100 | 1638.66
VWEN | Wellington Electricity LInes Limited | TKR | Takapu Road | OFT | Switchgear | 402 | TKR | TPM | TPM | TPM | 136287.12 | 10289.68 | 3011.95 | 3968 | 100 | 17269.63
VWEN | Wellington Electricity LInes Limited | TKR | Takapu Road | OFT | Switchgear | 382 | TKR | TPM | TPM | TPM | 136287.12 | 10289.68 | 3011.95 | 3968 | 100 | 17269.63
VWEN | Wellington Electricity LInes Limited | TKR | Takapu Road | OFT | Switchgear | 367 | TKR | TPM | TPM | TPM | 18738.35 | 1414.75 | 414.12 | 992 | 100 | 2820.87
VWEN | Wellington Electricity LInes Limited | TKR | Takapu Road | OFT | Switchgear | 362 | TKR | TPM | TPM | TPM | 136287.12 | 10289.68 | 3011.95 | 3968 | 100 | 17269.63
VECT | Vector Limited | PEN | Penrose | GEN | Switchgear | 2012 | PEN | TPM | TPM | TPM | 57492.93 | 4340.72 | 3300.09 | 992 | 0 | 0
VECT | Vector Limited | PEN | Penrose | GEN | Switchgear | 2022 | PEN | TPM | TPM | TPM | 56675.98 | 4279.04 | 3253.2 | 992 | 0 | 0
VECT | Vector Limited | PEN | Penrose | GEN | Switchgear | 2032 | PEN | SPR | SPR | SPR | 0.02 | 0 | 0 | 0 | 0 | 0
VECT | Vector Limited | PEN | Penrose | GEN | Switchgear | 2042 | PEN | TPM | TPM | TPM | 56675.98 | 4279.04 | 3253.2 | 992 | 0 | 0
VECT | Vector Limited | PEN | Penrose | GEN | Switchgear | 2058 | PEN | TPM | TPM | TPM | 59671.47 | 4505.2 | 3425.14 | 992 | 0 | 0
VECT | Vector Limited | PEN | Penrose | GEN | Switchgear | 2062 | PEN | SPR | SPR | SPR | 0.02 | 0 | 0 | 0 | 0 | 0
VECT | Vector Limited | PEN | Penrose | GEN | Switchgear | 2072 | PEN | TPM | TPM | TPM | 57492.93 | 4340.72 | 3300.09 | 992 | 0 | 0
VECT | Vector Limited | PEN | Penrose | GEN | Switchgear | 2082 | PEN | TPM | TPM | TPM | 56675.98 | 4279.04 | 3253.2 | 992 | 0 | 0
VECT | Vector Limited | PEN | Penrose | GEN | Switchgear | 2092 | PEN | TPM | TPM | TPM | 56675.98 | 4279.04 | 3253.2 | 992 | 0 | 0
VECT | Vector Limited | PEN | Penrose | GEN | Switchgear | 2108 | PEN | TPM | TPM | TPM | 59671.47 | 4505.2 | 3425.14 | 992 | 0 | 0
VWEN | Wellington Electricity LInes Limited | TKR | Takapu Road | OFT | Switchgear | 342 | TKR | TPM | TPM | TPM | 62677.76 | 4732.17 | 1385.18 | 2976 | 100 | 9093.35
VECT | Vector Limited | PEN | Penrose | GEN | Switchgear | 2122 | PEN | TPM | TPM | TPM | 56675.98 | 4279.04 | 3253.2 | 992 | 0 | 0
VECT | Vector Limited | PEN | Penrose | GEN | Switchgear | 2132 | PEN | TPM | TPM | TPM | 57492.93 | 4340.72 | 3300.09 | 992 | 0 | 0
VWEN | Wellington Electricity LInes Limited | TKR | Takapu Road | OFT | Switchgear | 327 | TKR | TPM | TPM | TPM | 32089.73 | 2422.77 | 709.18 | 992 | 100 | 4123.95
VECT | Vector Limited | PEN | Penrose | GEN | Switchgear | 7002 | PEN | TPM | TPM | TPM | 234357.8 | 17694.01 | 13452.14 | 1984 | 0 | 0
VECT | Vector Limited | PEN | Penrose | GEN | Switchgear | 1417-1437 | PEN | TPM | TPM | TPM | 39103.7 | 2952.33 | 2244.55 | 1984 | 0 | 0
VECT | Vector Limited | PEN | Penrose | GEN | Switchgear | 1457-1467 | PEN | TPM | TPM | TPM | 39103.7 | 2952.33 | 2244.55 | 1984 | 0 | 0
VECT | Vector Limited | PEN | Penrose | GEN | Switchgear | RM122 | PEN | TPM | TPM | TPM | 46197.94 | 3487.94 | 2651.76 | 0 | 0 | 0
VECT | Vector Limited | PEN | Penrose | GEN | Switchgear | RM1422 | PEN | TPM | TPM | TPM | 30588.13 | 2309.4 | 1755.76 | 0 | 0 | 0
VECT | Vector Limited | PEN | Penrose | GEN | Switchgear | RM152 | PEN | TPM | TPM | TPM | 46197.94 | 3487.94 | 2651.76 | 0 | 0 | 0
VECT | Vector Limited | PEN | Penrose | GEN | Switchgear | RM1572 | PEN | TPM | TPM | TPM | 30588.13 | 2309.4 | 1755.76 | 0 | 0 | 0
VECT | Vector Limited | PEN | Penrose | GEN | Switchgear | RM1592 | PEN | TPM | TPM | TPM | 30588.13 | 2309.4 | 1755.76 | 0 | 0 | 0
VECT | Vector Limited | PEN | Penrose | GEN | Switchgear | RM1622 | PEN | TPM | TPM | TPM | 30588.13 | 2309.4 | 1755.76 | 0 | 0 | 0
VECT | Vector Limited | PEN | Penrose | GEN | Switchgear | RM1722 | PEN | TPM | TPM | TPM | 30010.81 | 2265.82 | 1722.62 | 0 | 0 | 0
VECT | Vector Limited | PEN | Penrose | GEN | Switchgear | RM1772 | PEN | TPM | TPM | TPM | 30010.81 | 2265.82 | 1722.62 | 0 | 0 | 0
VECT | Vector Limited | PEN | Penrose | GEN | Switchgear | RM1792 | PEN | TPM | TPM | TPM | 30010.81 | 2265.82 | 1722.62 | 0 | 0 | 0
VECT | Vector Limited | PEN | Penrose | GEN | Switchgear | RM192 | PEN | TPM | TPM | TPM | 46197.94 | 3487.94 | 2651.76 | 0 | 0 | 0
VECT | Vector Limited | PEN | Penrose | GEN | Switchgear | RM62 | PEN | TPM | TPM | TPM | 46197.94 | 3487.94 | 2651.76 | 0 | 0 | 0
VECT | Vector Limited | PEN | Penrose | GEN | Switchgear | RM7002 | PEN | TPM | TPM | TPM | 31683.14 | 2392.08 | 1818.61 | 0 | 0 | 0
VECT | Vector Limited | PEN | Penrose | GEN | Switchgear | RM72 | PEN | SPR | SPR | SPR | 0.02 | 0 | 0 | 0 | 0 | 0
VWEN | Wellington Electricity LInes Limited | TKR | Takapu Road | OFT | Switchgear | 322 | TKR | TPM | TPM | TPM | 136287.12 | 10289.68 | 3011.95 | 3968 | 100 | 17269.63
VECT | Vector Limited | PEN | Penrose | OFT | Switchgear | 72 | PEN | SPR | SPR | SPR | 0.04 | 0 | 0 | 0 | 100 | 0
VECT | Vector Limited | PEN | Penrose | OFT | Switchgear | 118 | PEN | TPM | TPM | TPM | 297021.28 | 22425.11 | 6564.17 | 2976 | 100 | 31965.28
VWEN | Wellington Electricity LInes Limited | TKR | Takapu Road | OFT | Switchgear | 302 | TKR | TPM | TPM | TPM | 136287.12 | 10289.68 | 3011.95 | 3968 | 100 | 17269.63
VECT | Vector Limited | PEN | Penrose | OFT | Switchgear | 152 | PEN | TPM | TPM | TPM | 499633.06 | 37722.3 | 11041.89 | 3968 | 100 | 52732.19
VECT | Vector Limited | PEN | Penrose | OFT | Switchgear | 192 | PEN | TPM | TPM | TPM | 340679.91 | 25721.33 | 7529.03 | 3968 | 100 | 37218.36
VECT | Vector Limited | PEN | Penrose | OFT | Switchgear | 722 | PEN | TPM | TPM | TPM | 464050.19 | 35035.79 | 10255.51 | 1984 | 99.97 | 47261.12
VECT | Vector Limited | PEN | Penrose | OFT | Switchgear | 762 | PEN | TPM | TPM | TPM | 482336.95 | 36416.44 | 10659.65 | 1984 | 99.97 | 49045.37
VWEN | Wellington Electricity LInes Limited | TKR | Takapu Road | OFT | Switchgear | 287 | TKR | TPM | TPM | TPM | 18738.35 | 1414.75 | 414.12 | 992 | 100 | 2820.87
VWEN | Wellington Electricity LInes Limited | TKR | Takapu Road | OFT | Switchgear | 282 | TKR | TPM | TPM | TPM | 136287.12 | 10289.68 | 3011.95 | 3968 | 100 | 17269.63
VECT | Vector Limited | PEN | Penrose | OFT | Switchgear | 1407 | PEN | TPM | TPM | TPM | 22970.62 | 1734.28 | 507.65 | 992 | 99.97 | 3232.96
VECT | Vector Limited | PEN | Penrose | OFT | Switchgear | 1422 | PEN | TPM | TPM | TPM | 167069.12 | 12613.72 | 3692.23 | 3968 | 100 | 20273.95
VWEN | Wellington Electricity LInes Limited | TKR | Takapu Road | OFT | Switchgear | 262 | TKR | TPM | TPM | TPM | 136287.12 | 10289.68 | 3011.95 | 3968 | 100 | 17269.63
VECT | Vector Limited | PEN | Penrose | OFT | Switchgear | 1462 | PEN | TPM | TPM | TPM | 167069.12 | 12613.72 | 3692.23 | 3968 | 100 | 20273.95
VECT | Vector Limited | PEN | Penrose | OFT | Switchgear | 1472 | PEN | TPM | TPM | TPM | 167069.12 | 12613.72 | 3692.23 | 3968 | 100 | 20273.95
VECT | Vector Limited | PEN | Penrose | OFT | Switchgear | 1482 | PEN | TPM | TPM | TPM | 167069.12 | 12613.72 | 3692.23 | 3968 | 100 | 20273.95
VECT | Vector Limited | PEN | Penrose | OFT | Switchgear | 1492 | PEN | TPM | TPM | TPM | 167069.12 | 12613.72 | 3692.23 | 3968 | 100 | 20273.95
VECT | Vector Limited | PEN | Penrose | OFT | Switchgear | 1502 | PEN | TPM | TPM | TPM | 167069.12 | 12613.72 | 3692.23 | 3968 | 100 | 20273.95
VECT | Vector Limited | PEN | Penrose | OFT | Switchgear | 1522 | PEN | TPM | TPM | TPM | 167069.12 | 12613.72 | 3692.23 | 3968 | 100 | 20273.95
VECT | Vector Limited | PEN | Penrose | OFT | Switchgear | 1527 | PEN | TPM | TPM | TPM | 22970.62 | 1734.28 | 507.65 | 992 | 99.97 | 3232.96
VECT | Vector Limited | PEN | Penrose | OFT | Switchgear | 1532 | PEN | TPM | TPM | TPM | 167069.12 | 12613.72 | 3692.23 | 3968 | 100 | 20273.95
VECT | Vector Limited | PEN | Penrose | OFT | Switchgear | 1542 | PEN | TPM | TPM | TPM | 167069.12 | 12613.72 | 3692.23 | 3968 | 100 | 20273.95
VWEN | Wellington Electricity LInes Limited | TKR | Takapu Road | OFT | Switchgear | 162 | TKR | TPM | TPM | TPM | 347493.52 | 26235.76 | 7679.61 | 1984 | 100 | 35899.37
VECT | Vector Limited | PEN | Penrose | OFT | Switchgear | 1552 | PEN | SPR | SPR | SPR | 0.04 | 0 | 0 | 0 | 100 | 0
VECT | Vector Limited | PEN | Penrose | OFT | Switchgear | 1562 | PEN | TPM | TPM | TPM | 167069.12 | 12613.72 | 3692.23 | 3968 | 100 | 20273.95
VECT | Vector Limited | PEN | Penrose | OFT | Switchgear | 1572 | PEN | TPM | TPM | TPM | 152241.45 | 11494.23 | 3364.54 | 1984 | 99.97 | 16837.72
VECT | Vector Limited | PEN | Penrose | OFT | Switchgear | 1582 | PEN | TPM | TPM | TPM | 167069.12 | 12613.72 | 3692.23 | 3968 | 100 | 20273.95
VECT | Vector Limited | PEN | Penrose | OFT | Switchgear | 1592 | PEN | TPM | TPM | TPM | 152241.45 | 11494.23 | 3364.54 | 1984 | 99.97 | 16837.72
VECT | Vector Limited | PEN | Penrose | OFT | Switchgear | 1607 | PEN | TPM | TPM | TPM | 22970.62 | 1734.28 | 507.65 | 992 | 99.97 | 3232.96
VWEN | Wellington Electricity LInes Limited | TKR | Takapu Road | OFT | Switchgear | 122 | TKR | TPM | TPM | TPM | 347493.52 | 26235.76 | 7679.61 | 1984 | 100 | 35899.37
VECT | Vector Limited | PEN | Penrose | OFT | Switchgear | 1622 | PEN | TPM | TPM | TPM | 167069.12 | 12613.72 | 3692.23 | 3968 | 100 | 20273.95
VECT | Vector Limited | PEN | Penrose | OFT | Switchgear | 1647 | PEN | TPM | TPM | TPM | 22970.62 | 1734.28 | 507.65 | 992 | 99.97 | 3232.96
VWEN | Wellington Electricity LInes Limited | PNI | Pauatahanui | OFT | Switchgear | VT94 | PNI | TPM | TPM | TPM | 49288.68 | 3721.3 | 1089.28 | 0 | 100 | 4810.58
VWEN | Wellington Electricity LInes Limited | PNI | Pauatahanui | OFT | Switchgear | VT84 | PNI | TPM | TPM | TPM | 49288.68 | 3721.3 | 1089.28 | 0 | 100 | 4810.58
VWEN | Wellington Electricity LInes Limited | PNI | Pauatahanui | OFT | Switchgear | RM282 | PNI | TPM | TPM | TPM | 20755.88 | 1567.07 | 458.7 | 0 | 100 | 2025.77
VWEN | Wellington Electricity LInes Limited | PNI | Pauatahanui | OFT | Switchgear | RM222 | PNI | TPM | TPM | TPM | 20755.88 | 1567.07 | 458.7 | 0 | 100 | 2025.77
VWEN | Wellington Electricity LInes Limited | PNI | Pauatahanui | OFT | Switchgear | 257-237 | PNI | TPM | TPM | TPM | 39670.44 | 2995.12 | 876.72 | 1984 | 100 | 5855.84
VWEN | Wellington Electricity LInes Limited | PNI | Pauatahanui | OFT | Switchgear | 292 | PNI | TPM | TPM | TPM | 168482.88 | 12720.46 | 3723.47 | 3968 | 100 | 20411.93
VWEN | Wellington Electricity LInes Limited | PNI | Pauatahanui | OFT | Switchgear | 282 | PNI | TPM | TPM | TPM | 153529.74 | 11591.5 | 3393.01 | 1984 | 100 | 16968.51
VWEN | Wellington Electricity LInes Limited | PNI | Pauatahanui | OFT | Switchgear | 277 | PNI | TPM | TPM | TPM | 23164.92 | 1748.95 | 511.94 | 992 | 100 | 3252.89
VWEN | Wellington Electricity LInes Limited | PNI | Pauatahanui | OFT | Switchgear | 222 | PNI | TPM | TPM | TPM | 153529.74 | 11591.5 | 3393.01 | 1984 | 100 | 16968.51
VWEN | Wellington Electricity LInes Limited | PNI | Pauatahanui | OFT | Switchgear | 212 | PNI | TPM | TPM | TPM | 168482.88 | 12720.46 | 3723.47 | 3968 | 100 | 20411.93
VWEN | Wellington Electricity LInes Limited | PNI | Pauatahanui | OFT | Switchgear | 92 | PNI | TPM | TPM | TPM | 347493.52 | 26235.76 | 7679.61 | 1984 | 100 | 35899.37
VWEN | Wellington Electricity LInes Limited | PNI | Pauatahanui | OFT | Switchgear | 82 | PNI | TPM | TPM | TPM | 347493.52 | 26235.76 | 7679.61 | 1984 | 100 | 35899.37
VWEN | Wellington Electricity LInes Limited | NGA | Ngauranga | OFT | Switchgear | RM372 | TKR | TPM | TPM | TPM | 16789.6 | 1267.61 | 371.05 | 0 | 0 | 0
VWEN | Wellington Electricity LInes Limited | NGA | Ngauranga | OFT | Switchgear | RM272 | TKR | TPM | TPM | TPM | 16789.6 | 1267.61 | 371.05 | 0 | 0 | 0
VWEN | Wellington Electricity LInes Limited | NGA | Ngauranga | OFT | Switchgear | 367 | TKR | TPM | TPM | TPM | 18738.35 | 1414.75 | 414.12 | 992 | 0 | 0
VWEN | Wellington Electricity LInes Limited | NGA | Ngauranga | OFT | Switchgear | 327 | TKR | TPM | TPM | TPM | 32089.73 | 2422.77 | 709.18 | 992 | 0 | 0
VWEN | Wellington Electricity LInes Limited | NGA | Ngauranga | OFT | Switchgear | 287 | TKR | TPM | TPM | TPM | 18738.35 | 1414.75 | 414.12 | 992 | 0 | 0
VECT | Vector Limited | PEN | Penrose | OFT | Switchgear | 2012 | PEN | TPM | TPM | TPM | 57492.93 | 4340.72 | 1270.59 | 992 | 100 | 6603.31
VECT | Vector Limited | PEN | Penrose | OFT | Switchgear | 2022 | PEN | TPM | TPM | TPM | 56675.98 | 4279.04 | 1252.54 | 992 | 100 | 6523.58
VECT | Vector Limited | PEN | Penrose | OFT | Switchgear | 2032 | PEN | SPR | SPR | SPR | 0.02 | 0 | 0 | 0 | 99.97 | 0
VECT | Vector Limited | PEN | Penrose | OFT | Switchgear | 2042 | PEN | TPM | TPM | TPM | 56675.98 | 4279.04 | 1252.54 | 992 | 100 | 6523.58
VECT | Vector Limited | PEN | Penrose | OFT | Switchgear | 2058 | PEN | TPM | TPM | TPM | 59671.47 | 4505.2 | 1318.74 | 992 | 100 | 6815.94
VECT | Vector Limited | PEN | Penrose | OFT | Switchgear | 2062 | PEN | SPR | SPR | SPR | 0.02 | 0 | 0 | 0 | 100 | 0
VECT | Vector Limited | PEN | Penrose | OFT | Switchgear | 2072 | PEN | TPM | TPM | TPM | 57492.93 | 4340.72 | 1270.59 | 992 | 100 | 6603.31
VECT | Vector Limited | PEN | Penrose | OFT | Switchgear | 2082 | PEN | TPM | TPM | TPM | 56675.98 | 4279.04 | 1252.54 | 992 | 100 | 6523.58
VECT | Vector Limited | PEN | Penrose | OFT | Switchgear | 2092 | PEN | TPM | TPM | TPM | 56675.98 | 4279.04 | 1252.54 | 992 | 100 | 6523.58
VECT | Vector Limited | PEN | Penrose | OFT | Switchgear | 2108 | PEN | TPM | TPM | TPM | 59671.47 | 4505.2 | 1318.74 | 992 | 100 | 6815.94
VWEN | Wellington Electricity LInes Limited | NGA | Ngauranga | OFT | Switchgear | 162 | TKR | TPM | TPM | TPM | 347493.52 | 26235.76 | 7679.61 | 1984 | 0 | 0
VECT | Vector Limited | PEN | Penrose | OFT | Switchgear | 2122 | PEN | TPM | TPM | TPM | 56675.98 | 4279.04 | 1252.54 | 992 | 100 | 6523.58
VECT | Vector Limited | PEN | Penrose | OFT | Switchgear | 2132 | PEN | TPM | TPM | TPM | 57492.93 | 4340.72 | 1270.59 | 992 | 100 | 6603.31
VWEN | Wellington Electricity LInes Limited | NGA | Ngauranga | OFT | Switchgear | 122 | TKR | TPM | TPM | TPM | 347493.52 | 26235.76 | 7679.61 | 1984 | 0 | 0
VECT | Vector Limited | PEN | Penrose | OFT | Switchgear | 2152 | PEN | SPR | SPR | SPR | 0.02 | 0 | 0 | 0 | 0 | 0
VECT | Vector Limited | PEN | Penrose | OFT | Switchgear | 7002 | PEN | TPM | TPM | TPM | 234357.8 | 17694.01 | 5179.31 | 1984 | 99.97 | 24849.86
VECT | Vector Limited | PEN | Penrose | OFT | Switchgear | 1417-1437 | PEN | TPM | TPM | TPM | 39103.7 | 2952.33 | 864.19 | 1984 | 99.97 | 5798.78
VECT | Vector Limited | PEN | Penrose | OFT | Switchgear | 1457-1467 | PEN | TPM | TPM | TPM | 39103.7 | 2952.33 | 864.19 | 1984 | 99.97 | 5798.78
VECT | Vector Limited | PEN | Penrose | OFT | Switchgear | RM122 | PEN | TPM | TPM | TPM | 46197.94 | 3487.94 | 1020.97 | 0 | 100 | 4508.91
VECT | Vector Limited | PEN | Penrose | OFT | Switchgear | RM1422 | PEN | TPM | TPM | TPM | 30588.13 | 2309.4 | 676 | 0 | 100 | 2985.4
VECT | Vector Limited | PEN | Penrose | OFT | Switchgear | RM152 | PEN | TPM | TPM | TPM | 46197.94 | 3487.94 | 1020.97 | 0 | 100 | 4508.91
VECT | Vector Limited | PEN | Penrose | OFT | Switchgear | RM1572 | PEN | TPM | TPM | TPM | 30588.13 | 2309.4 | 676 | 0 | 100 | 2985.4
VECT | Vector Limited | PEN | Penrose | OFT | Switchgear | RM1592 | PEN | TPM | TPM | TPM | 30588.13 | 2309.4 | 676 | 0 | 100 | 2985.4
VECT | Vector Limited | PEN | Penrose | OFT | Switchgear | RM1622 | PEN | TPM | TPM | TPM | 30588.13 | 2309.4 | 676 | 0 | 100 | 2985.4
VECT | Vector Limited | PEN | Penrose | OFT | Switchgear | RM1722 | PEN | TPM | TPM | TPM | 30010.81 | 2265.82 | 663.24 | 0 | 100 | 2929.06
VECT | Vector Limited | PEN | Penrose | OFT | Switchgear | RM1772 | PEN | TPM | TPM | TPM | 30010.81 | 2265.82 | 663.24 | 0 | 100 | 2929.06
VECT | Vector Limited | PEN | Penrose | OFT | Switchgear | RM1792 | PEN | TPM | TPM | TPM | 30010.81 | 2265.82 | 663.24 | 0 | 100 | 2929.06
VECT | Vector Limited | PEN | Penrose | OFT | Switchgear | RM192 | PEN | TPM | TPM | TPM | 46197.94 | 3487.94 | 1020.97 | 0 | 100 | 4508.91
VECT | Vector Limited | PEN | Penrose | OFT | Switchgear | RM62 | PEN | TPM | TPM | TPM | 46197.94 | 3487.94 | 1020.97 | 0 | 100 | 4508.91
VECT | Vector Limited | PEN | Penrose | OFT | Switchgear | RM7002 | PEN | TPM | TPM | TPM | 31683.14 | 2392.08 | 700.2 | 0 | 99.97 | 3091.35
VECT | Vector Limited | PEN | Penrose | OFT | Switchgear | RM72 | PEN | SPR | SPR | SPR | 0.02 | 0 | 0 | 0 | 100 | 0
VWEN | Wellington Electricity LInes Limited | MLG | Melling | OFT | Switchgear | VT67 | MLG | TPM | TPM | TPM | 0.01 | 0 | 0 | 0 | 100 | 0
VWEN | Wellington Electricity LInes Limited | MLG | Melling | OFT | Switchgear | VT57 | MLG | TPM | TPM | TPM | 0.01 | 0 | 0 | 0 | 100 | 0
VWEN | Wellington Electricity LInes Limited | MLG | Melling | OFT | Switchgear | RM39 | MLG | TPM | TPM | TPM | 31410.32 | 2371.48 | 694.17 | 0 | 100 | 3065.65
VWEN | Wellington Electricity LInes Limited | MLG | Melling | OFT | Switchgear | RM37 | MLG | TPM | TPM | TPM | 31410.32 | 2371.48 | 694.17 | 0 | 100 | 3065.65
VWEN | Wellington Electricity LInes Limited | MLG | Melling | OFT | Switchgear | RM2082 | MLG | TPM | TPM | TPM | 31410.32 | 2371.48 | 694.17 | 0 | 100 | 3065.65
VWEN | Wellington Electricity LInes Limited | MLG | Melling | OFT | Switchgear | RM2062 | MLG | TPM | TPM | TPM | 31410.32 | 2371.48 | 694.17 | 0 | 100 | 3065.65
VWEN | Wellington Electricity LInes Limited | MLG | Melling | OFT | Switchgear | LTB2 | MLG | TPM | TPM | TPM | 188054.59 | 14198.12 | 4156.01 | 0 | 100 | 18354.13
VWEN | Wellington Electricity LInes Limited | MLG | Melling | OFT | Switchgear | LTB1 | MLG | TPM | TPM | TPM | 188054.59 | 14198.12 | 4156.01 | 0 | 100 | 18354.13
VWEN | Wellington Electricity LInes Limited | MLG | Melling | OFT | Switchgear | 2112 | MLG | TPM | TPM | TPM | 92748.31 | 7002.5 | 2049.74 | 992 | 100 | 10044.24
VWEN | Wellington Electricity LInes Limited | MLG | Melling | OFT | Switchgear | 2102 | MLG | TPM | TPM | TPM | 92748.31 | 7002.5 | 2049.74 | 992 | 100 | 10044.24
VWEN | Wellington Electricity LInes Limited | MLG | Melling | OFT | Switchgear | 2092 | MLG | TPM | TPM | TPM | 92748.31 | 7002.5 | 2049.74 | 992 | 100 | 10044.24
VWEN | Wellington Electricity LInes Limited | MLG | Melling | OFT | Switchgear | 2082 | MLG | TPM | TPM | TPM | 99162.07 | 7486.74 | 2191.48 | 992 | 100 | 10670.22
VWEN | Wellington Electricity LInes Limited | MLG | Melling | OFT | Switchgear | 2078 | MLG | TPM | TPM | TPM | 106431 | 8035.54 | 2352.13 | 992 | 100 | 11379.67
VWEN | Wellington Electricity LInes Limited | MLG | Melling | OFT | Switchgear | 2062 | MLG | TPM | TPM | TPM | 99162.07 | 7486.74 | 2191.48 | 992 | 100 | 10670.22
VWEN | Wellington Electricity LInes Limited | MLG | Melling | OFT | Switchgear | 2052 | MLG | TPM | TPM | TPM | 92748.31 | 7002.5 | 2049.74 | 992 | 100 | 10044.24
VWEN | Wellington Electricity LInes Limited | MLG | Melling | OFT | Switchgear | 2042 | MLG | TPM | TPM | TPM | 92748.31 | 7002.5 | 2049.74 | 992 | 100 | 10044.24
VWEN | Wellington Electricity LInes Limited | MLG | Melling | OFT | Switchgear | 2032 | MLG | TPM | TPM | TPM | 92748.31 | 7002.5 | 2049.74 | 992 | 100 | 10044.24
VECT | Vector Limited | TAK | Takanini | OFT | Switchgear | 302 | TAK | TPM | TPM | TPM | 875463.14 | 66097.47 | 19347.74 | 3968 | 100 | 89413.21
VECT | Vector Limited | TAK | Takanini | OFT | Switchgear | 382 | TAK | TPM | TPM | TPM | 875463.14 | 66097.47 | 19347.74 | 3968 | 100 | 89413.21
VECT | Vector Limited | TAK | Takanini | OFT | Switchgear | 1302 | TAK | TPM | TPM | TPM | 145368.71 | 10975.34 | 3212.65 | 3968 | 100 | 18155.99
VECT | Vector Limited | TAK | Takanini | OFT | Switchgear | 1312 | TAK | TPM | TPM | TPM | 145368.71 | 10975.34 | 3212.65 | 3968 | 100 | 18155.99
VECT | Vector Limited | TAK | Takanini | OFT | Switchgear | 1322 | TAK | TPM | TPM | TPM | 145368.71 | 10975.34 | 3212.65 | 3968 | 100 | 18155.99
VECT | Vector Limited | TAK | Takanini | OFT | Switchgear | 1332 | TAK | TPM | TPM | TPM | 132467 | 10001.26 | 2927.52 | 1984 | 100 | 14912.78
VECT | Vector Limited | TAK | Takanini | OFT | Switchgear | 1342 | TAK | TPM | TPM | TPM | 145368.71 | 10975.34 | 3212.65 | 3968 | 100 | 18155.99
VECT | Vector Limited | TAK | Takanini | OFT | Switchgear | 1352 | TAK | TPM | TPM | TPM | 145368.71 | 10975.34 | 3212.65 | 3968 | 100 | 18155.99
VECT | Vector Limited | TAK | Takanini | OFT | Switchgear | 1362 | TAK | TPM | TPM | TPM | 145368.71 | 10975.34 | 3212.65 | 3968 | 100 | 18155.99
VECT | Vector Limited | TAK | Takanini | OFT | Switchgear | 1382 | TAK | TPM | TPM | TPM | 145368.71 | 10975.34 | 3212.65 | 3968 | 100 | 18155.99
VECT | Vector Limited | TAK | Takanini | OFT | Switchgear | 1392 | TAK | TPM | TPM | TPM | 145368.71 | 10975.34 | 3212.65 | 3968 | 100 | 18155.99
VECT | Vector Limited | TAK | Takanini | OFT | Switchgear | 1402 | TAK | TPM | TPM | TPM | 145368.71 | 10975.34 | 3212.65 | 3968 | 100 | 18155.99
VECT | Vector Limited | TAK | Takanini | OFT | Switchgear | 1412 | TAK | TPM | TPM | TPM | 132467 | 10001.26 | 2927.52 | 1984 | 100 | 14912.78
VECT | Vector Limited | TAK | Takanini | OFT | Switchgear | 1337-1357 | TAK | TPM | TPM | TPM | 34024.56 | 2568.85 | 751.94 | 1984 | 100 | 5304.79
VECT | Vector Limited | TAK | Takanini | OFT | Switchgear | 1377-1397 | TAK | TPM | TPM | TPM | 34024.56 | 2568.85 | 751.94 | 1984 | 100 | 5304.79
VECT | Vector Limited | TAK | Takanini | OFT | Switchgear | RM1332 | TAK | TPM | TPM | TPM | 30324.44 | 2289.5 | 670.17 | 0 | 100 | 2959.67
VECT | Vector Limited | TAK | Takanini | OFT | Switchgear | RM1412 | TAK | TPM | TPM | TPM | 30324.44 | 2289.5 | 670.17 | 0 | 100 | 2959.67
VECT | Vector Limited | TAK | Takanini | OFT | Switchgear | TRC5 | TAK | TPM | TPM | TPM | 234138.92 | 17677.49 | 5174.47 | 992 | 100 | 23843.96
VECT | Vector Limited | TAK | Takanini | OFT | Switchgear | TRC8 | TAK | TPM | TPM | TPM | 192750.25 | 14552.64 | 4259.78 | 992 | 100 | 19804.42
VECT | Vector Limited | WEL | Wellsford | OFT | Switchgear | 72 | WEL | TPM | TPM | TPM | 340679.91 | 25721.33 | 7529.03 | 1984 | 100 | 35234.36
VECT | Vector Limited | WEL | Wellsford | OFT | Switchgear | 92 | WEL | TPM | TPM | TPM | 340679.91 | 25721.33 | 7529.03 | 1984 | 100 | 35234.36
VECT | Vector Limited | WEL | Wellsford | OFT | Switchgear | 1042 | WEL | TPM | TPM | TPM | 234357.8 | 17694.01 | 5179.31 | 1984 | 100 | 24857.32
VECT | Vector Limited | WEL | Wellsford | OFT | Switchgear | 1052 | WEL | TPM | TPM | TPM | 82374.48 | 6219.27 | 1820.48 | 892.8 | 100 | 8932.55
VECT | Vector Limited | WEL | Wellsford | OFT | Switchgear | 1072 | WEL | TPM | TPM | TPM | 82374.48 | 6219.27 | 1820.48 | 892.8 | 100 | 8932.55
VWEN | Wellington Electricity LInes Limited | MLG | Melling | OFT | Switchgear | 102 | MLG | TPM | TPM | TPM | 437698.8 | 33046.26 | 9673.14 | 1984 | 100 | 44703.4
VECT | Vector Limited | WEL | Wellsford | OFT | Switchgear | 1092 | WEL | TPM | TPM | TPM | 82374.48 | 6219.27 | 1820.48 | 892.8 | 100 | 8932.55
VECT | Vector Limited | WEL | Wellsford | OFT | Switchgear | 1047-1067 | WEL | TPM | TPM | TPM | 17680.28 | 1334.86 | 390.73 | 1984 | 100 | 3709.59
VECT | Vector Limited | WEL | Wellsford | OFT | Switchgear | 1077-1097 | WEL | TPM | TPM | TPM | 60553.44 | 4571.78 | 1338.23 | 1984 | 100 | 7894.01
VECT | Vector Limited | WEL | Wellsford | OFT | Switchgear | RM1042 | WEL | TPM | TPM | TPM | 31683.14 | 2392.08 | 700.2 | 0 | 100 | 3092.28
VWEN | Wellington Electricity LInes Limited | MLG | Melling | OFT | Switchgear | 92 | MLG | TPM | TPM | TPM | 437698.8 | 33046.26 | 9673.14 | 1984 | 100 | 44703.4
VECT | Vector Limited | WIR | Wiri | OFT | Switchgear | 672 | WIR | TPM | TPM | TPM | 340679.91 | 25721.33 | 7529.03 | 1984 | 100 | 35234.36
VECT | Vector Limited | WIR | Wiri | OFT | Switchgear | 712 | WIR | TPM | TPM | TPM | 340679.91 | 25721.33 | 7529.03 | 1984 | 100 | 35234.36
VWEN | Wellington Electricity LInes Limited | MLG | Melling | OFT | Switchgear | 62 | MLG | TPM | TPM | TPM | 437698.8 | 33046.26 | 9673.14 | 1984 | 100 | 44703.4
VWEN | Wellington Electricity LInes Limited | MLG | Melling | OFT | Switchgear | 52 | MLG | TPM | TPM | TPM | 437698.8 | 33046.26 | 9673.14 | 1984 | 100 | 44703.4
VECT | Vector Limited | WIR | Wiri | OFT | Switchgear | 2082 | WIR | TPM | TPM | TPM | 117713.7 | 8887.38 | 2601.47 | 1984 | 100 | 13472.85
VECT | Vector Limited | WIR | Wiri | OFT | Switchgear | 2092 | WIR | TPM | TPM | TPM | 129178.51 | 9752.98 | 2854.85 | 3968 | 100 | 16575.83
VECT | Vector Limited | WIR | Wiri | OFT | Switchgear | 2112 | WIR | TPM | TPM | TPM | 129178.51 | 9752.98 | 2854.85 | 3968 | 100 | 16575.83
VECT | Vector Limited | WIR | Wiri | OFT | Switchgear | 2132 | WIR | TPM | TPM | TPM | 129178.51 | 9752.98 | 2854.85 | 3968 | 100 | 16575.83
VECT | Vector Limited | WIR | Wiri | OFT | Switchgear | 2142 | WIR | TPM | TPM | TPM | 117713.7 | 8887.38 | 2601.47 | 1984 | 100 | 13472.85
VECT | Vector Limited | WIR | Wiri | OFT | Switchgear | 2152 | WIR | TPM | TPM | TPM | 129178.51 | 9752.98 | 2854.85 | 3968 | 100 | 16575.83
VWEN | Wellington Electricity LInes Limited | MLG | Melling | OFT | Switchgear | 39 | MLG | TPM | TPM | TPM | 78531.14 | 5929.1 | 1735.54 | 992 | 100 | 8656.64
VECT | Vector Limited | WIR | Wiri | OFT | Switchgear | 2172 | WIR | TPM | TPM | TPM | 129178.51 | 9752.98 | 2854.85 | 3968 | 100 | 16575.83
VECT | Vector Limited | WIR | Wiri | OFT | Switchgear | 2097-2117 | WIR | TPM | TPM | TPM | 30415.95 | 2296.4 | 672.19 | 1984 | 100 | 4952.59
VECT | Vector Limited | WIR | Wiri | OFT | Switchgear | 2137-2157 | WIR | TPM | TPM | TPM | 30415.95 | 2296.4 | 672.19 | 1984 | 100 | 4952.59
VECT | Vector Limited | WIR | Wiri | OFT | Switchgear | 697-717 | WIR | TPM | TPM | TPM | 106001.01 | 8003.08 | 2342.62 | 1984 | 100 | 12329.7
VECT | Vector Limited | WIR | Wiri | OFT | Switchgear | LTB1 | WIR | TPM | TPM | TPM | 266109.21 | 20091.25 | 5881.01 | 992 | 100 | 26964.26
VECT | Vector Limited | WIR | Wiri | OFT | Switchgear | LTB2 | WIR | TPM | TPM | TPM | 266109.21 | 20091.25 | 5881.01 | 992 | 100 | 26964.26
VECT | Vector Limited | WIR | Wiri | OFT | Switchgear | RM2082 | WIR | TPM | TPM | TPM | 30127.7 | 2274.64 | 665.82 | 0 | 100 | 2940.46
VECT | Vector Limited | WIR | Wiri | OFT | Switchgear | RM2142 | WIR | TPM | TPM | TPM | 30127.7 | 2274.64 | 665.82 | 0 | 100 | 2940.46
VWEN | Wellington Electricity LInes Limited | MLG | Melling | OFT | Switchgear | 38 | MLG | TPM | TPM | TPM | 75965.64 | 5735.41 | 1678.84 | 992 | 100 | 8406.25
VWEN | Wellington Electricity LInes Limited | MLG | Melling | OFT | Switchgear | 37 | MLG | TPM | TPM | TPM | 78531.14 | 5929.1 | 1735.54 | 992 | 100 | 8656.64
VWEN | Wellington Electricity LInes Limited | MLG | Melling | OFT | Switchgear | 12 | MLG | TPM | TPM | TPM | 74255.3 | 5606.28 | 1641.04 | 992 | 100 | 8239.32
VWEN | Wellington Electricity LInes Limited | MLG | Melling | OFT | Switchgear | 11 | MLG | TPM | TPM | TPM | 74255.3 | 5606.28 | 1641.04 | 992 | 100 | 8239.32
VWEN | Wellington Electricity LInes Limited | MLG | Melling | OFT | Switchgear | 10 | MLG | TPM | TPM | TPM | 74255.3 | 5606.28 | 1641.04 | 992 | 100 | 8239.32
VWEN | Wellington Electricity LInes Limited | MLG | Melling | OFT | Switchgear | 9 | MLG | TPM | TPM | TPM | 74255.3 | 5606.28 | 1641.04 | 992 | 100 | 8239.32
VWEN | Wellington Electricity LInes Limited | MLG | Melling | OFT | Switchgear | 8 | MLG | TPM | TPM | TPM | 74255.3 | 5606.28 | 1641.04 | 992 | 100 | 8239.32
VWEN | Wellington Electricity LInes Limited | MLG | Melling | OFT | Switchgear | 7 | MLG | TPM | TPM | TPM | 74255.3 | 5606.28 | 1641.04 | 992 | 100 | 8239.32
VWEN | Wellington Electricity LInes Limited | MLG | Melling | OFT | Switchgear | 6 | MLG | TPM | TPM | TPM | 74255.3 | 5606.28 | 1641.04 | 992 | 100 | 8239.32
VWEN | Wellington Electricity LInes Limited | MLG | Melling | OFT | Switchgear | 5 | MLG | TPM | TPM | TPM | 74255.3 | 5606.28 | 1641.04 | 992 | 100 | 8239.32
VWEN | Wellington Electricity LInes Limited | MLG | Melling | OFT | Switchgear | 4 | MLG | TPM | TPM | TPM | 74255.3 | 5606.28 | 1641.04 | 992 | 100 | 8239.32
VWEN | Wellington Electricity LInes Limited | MLG | Melling | OFT | Switchgear | 3 | MLG | TPM | TPM | TPM | 74255.3 | 5606.28 | 1641.04 | 992 | 100 | 8239.32
VWEN | Wellington Electricity LInes Limited | MLG | Melling | OFT | Switchgear | 202 | HAY | TPM | TPM | TPM | 670825.15 | 50647.3 | 14825.24 | 4960 | 100 | 70432.54
VWEN | Wellington Electricity LInes Limited | MLG | Melling | OFT | Switchgear | 182 | HAY | TPM | TPM | TPM | 670825.15 | 50647.3 | 14825.24 | 4960 | 100 | 70432.54
VWEN | Wellington Electricity LInes Limited | KWA | Kaiwharawhara | OFT | Switchgear | 202 | WIL | TPM | TPM | TPM | 714112.63 | 53915.5 | 15781.89 | 4960 | 100 | 74657.39
VWEN | Wellington Electricity LInes Limited | KWA | Kaiwharawhara | OFT | Switchgear | 182 | WIL | TPM | TPM | TPM | 714112.63 | 53915.5 | 15781.89 | 4960 | 100 | 74657.39
VWEN | Wellington Electricity LInes Limited | KWA | Kaiwharawhara | OFT | Switchgear | RM39 | KWA | TPM | TPM | TPM | 31410.32 | 2371.48 | 694.17 | 0 | 100 | 3065.65
VWEN | Wellington Electricity LInes Limited | KWA | Kaiwharawhara | OFT | Switchgear | RM37 | KWA | TPM | TPM | TPM | 31410.32 | 2371.48 | 694.17 | 0 | 100 | 3065.65
VWEN | Wellington Electricity LInes Limited | HAY | Haywards | OFT | Switchgear | RM2832 | HAY | TPM | TPM | TPM | 31147.07 | 2351.6 | 688.35 | 0 | 50 | 1519.98
VWEN | Wellington Electricity LInes Limited | HAY | Haywards | OFT | Switchgear | RM2772 | HAY | TPM | TPM | TPM | 31147.07 | 2351.6 | 688.35 | 0 | 100 | 3039.95
VWEN | Wellington Electricity LInes Limited | HAY | Haywards | OFT | Switchgear | RM1042 | HAY | TPM | TPM | TPM | 29129.16 | 2199.25 | 643.75 | 0 | 50 | 1421.5
VWEN | Wellington Electricity LInes Limited | HAY | Haywards | OFT | Switchgear | 2882 | HAY | TPM | TPM | TPM | 65686.2 | 4959.31 | 1451.67 | 992 | 100 | 7402.98
VWEN | Wellington Electricity LInes Limited | HAY | Haywards | OFT | Switchgear | 2862 | HAY | TPM | TPM | TPM | 65686.2 | 4959.31 | 1451.67 | 992 | 100 | 7402.98
VWEN | Wellington Electricity LInes Limited | CPK | Central Park | OFT | Switchgear | 72 | CPK | TPM | TPM | TPM | 347493.52 | 26235.76 | 7679.61 | 1984 | 100 | 35899.37
VWEN | Wellington Electricity LInes Limited | CPK | Central Park | OFT | Switchgear | 82 | CPK | TPM | TPM | TPM | 347493.52 | 26235.76 | 7679.61 | 1984 | 100 | 35899.37
VWEN | Wellington Electricity LInes Limited | CPK | Central Park | OFT | Switchgear | 102 | CPK | TPM | TPM | TPM | 347493.52 | 26235.76 | 7679.61 | 1984 | 100 | 35899.37
VWEN | Wellington Electricity LInes Limited | HAY | Haywards | OFT | Switchgear | 2842 | HAY | TPM | TPM | TPM | 65686.2 | 4959.31 | 1451.67 | 992 | 100 | 7402.98
VWEN | Wellington Electricity LInes Limited | HAY | Haywards | OFT | Switchgear | 2832 | HAY | TPM | TPM | TPM | 69468.61 | 5244.88 | 1535.26 | 992 | 50 | 3886.07
VWEN | Wellington Electricity LInes Limited | CPK | Central Park | OFT | Switchgear | 2152 | CPK | TPM | TPM | TPM | 113494.36 | 8568.82 | 2508.23 | 992 | 100 | 12069.05
VWEN | Wellington Electricity LInes Limited | CPK | Central Park | OFT | Switchgear | 2162 | CPK | TPM | TPM | TPM | 113494.36 | 8568.82 | 2508.23 | 992 | 100 | 12069.05
VWEN | Wellington Electricity LInes Limited | CPK | Central Park | OFT | Switchgear | 2172 | CPK | TPM | TPM | TPM | 113494.36 | 8568.82 | 2508.23 | 992 | 100 | 12069.05
VWEN | Wellington Electricity LInes Limited | CPK | Central Park | OFT | Switchgear | 2182 | CPK | TPM | TPM | TPM | 121342.81 | 9161.38 | 2681.68 | 992 | 100 | 12835.06
VWEN | Wellington Electricity LInes Limited | CPK | Central Park | OFT | Switchgear | 2198 | CPK | TPM | TPM | TPM | 113494.36 | 8568.82 | 2508.23 | 992 | 100 | 12069.05
VWEN | Wellington Electricity LInes Limited | CPK | Central Park | OFT | Switchgear | 2212 | CPK | TPM | TPM | TPM | 121342.81 | 9161.38 | 2681.68 | 992 | 100 | 12835.06
VWEN | Wellington Electricity LInes Limited | CPK | Central Park | OFT | Switchgear | 2222 | CPK | TPM | TPM | TPM | 113494.36 | 8568.82 | 2508.23 | 992 | 100 | 12069.05
VWEN | Wellington Electricity LInes Limited | CPK | Central Park | OFT | Switchgear | 2232 | CPK | TPM | TPM | TPM | 113494.36 | 8568.82 | 2508.23 | 992 | 100 | 12069.05
VWEN | Wellington Electricity LInes Limited | CPK | Central Park | OFT | Switchgear | 2242 | CPK | TPM | TPM | TPM | 113494.36 | 8568.82 | 2508.23 | 992 | 100 | 12069.05
VWEN | Wellington Electricity LInes Limited | CPK | Central Park | OFT | Switchgear | 2252 | CPK | TPM | TPM | TPM | 121342.81 | 9161.38 | 2681.68 | 992 | 100 | 12835.06
VWEN | Wellington Electricity LInes Limited | CPK | Central Park | OFT | Switchgear | 2262 | CPK | TPM | TPM | TPM | 113494.36 | 8568.82 | 2508.23 | 992 | 100 | 12069.05
VWEN | Wellington Electricity LInes Limited | CPK | Central Park | OFT | Switchgear | 2272 | CPK | TPM | TPM | TPM | 113494.36 | 8568.82 | 2508.23 | 992 | 100 | 12069.05
VWEN | Wellington Electricity LInes Limited | CPK | Central Park | OFT | Switchgear | 2282 | CPK | TPM | TPM | TPM | 113494.36 | 8568.82 | 2508.23 | 992 | 100 | 12069.05
VWEN | Wellington Electricity LInes Limited | CPK | Central Park | OFT | Switchgear | 2298 | CPK | TPM | TPM | TPM | 113494.36 | 8568.82 | 2508.23 | 992 | 100 | 12069.05
VWEN | Wellington Electricity LInes Limited | CPK | Central Park | OFT | Switchgear | 2322 | CPK | TPM | TPM | TPM | 113494.36 | 8568.82 | 2508.23 | 992 | 100 | 12069.05
VWEN | Wellington Electricity LInes Limited | CPK | Central Park | OFT | Switchgear | 2332 | CPK | TPM | TPM | TPM | 121342.81 | 9161.38 | 2681.68 | 992 | 100 | 12835.06
VWEN | Wellington Electricity LInes Limited | CPK | Central Park | OFT | Switchgear | 2342 | CPK | TPM | TPM | TPM | 113494.36 | 8568.82 | 2508.23 | 992 | 100 | 12069.05
VWEN | Wellington Electricity LInes Limited | CPK | Central Park | OFT | Switchgear | 2352 | CPK | TPM | TPM | TPM | 113494.36 | 8568.82 | 2508.23 | 992 | 100 | 12069.05
VWEN | Wellington Electricity LInes Limited | CPK | Central Park | OFT | Switchgear | 2362 | CPK | TPM | TPM | TPM | 121342.81 | 9161.38 | 2681.68 | 992 | 100 | 12835.06
VWEN | Wellington Electricity LInes Limited | CPK | Central Park | OFT | Switchgear | 4022 | CPK | TPM | TPM | TPM | 125005.34 | 9437.9 | 2762.62 | 992 | 100 | 13192.52
VWEN | Wellington Electricity LInes Limited | CPK | Central Park | OFT | Switchgear | 4042 | CPK | TPM | TPM | TPM | 125005.34 | 9437.9 | 2762.62 | 992 | 100 | 13192.52
VWEN | Wellington Electricity LInes Limited | CPK | Central Park | OFT | Switchgear | RM2182 | CPK | TPM | TPM | TPM | 31410.32 | 2371.48 | 694.17 | 0 | 100 | 3065.65
VWEN | Wellington Electricity LInes Limited | CPK | Central Park | OFT | Switchgear | RM2252 | CPK | TPM | TPM | TPM | 31410.32 | 2371.48 | 694.17 | 0 | 100 | 3065.65
VWEN | Wellington Electricity LInes Limited | CPK | Central Park | OFT | Switchgear | RM2362 | CPK | TPM | TPM | TPM | 31410.32 | 2371.48 | 694.17 | 0 | 100 | 3065.65
VWEN | Wellington Electricity LInes Limited | CPK | Central Park | OFT | Switchgear | RM4022 | CPK | TPM | TPM | TPM | 31920.57 | 2410 | 705.44 | 0 | 100 | 3115.44
VWEN | Wellington Electricity LInes Limited | CPK | Central Park | OFT | Switchgear | RM4042 | CPK | TPM | TPM | TPM | 31920.57 | 2410 | 705.44 | 0 | 100 | 3115.44
VWEN | Wellington Electricity LInes Limited | CPK | Central Park | OFT | Switchgear | VT102 | CPK | TPM | TPM | TPM | 49288.68 | 3721.3 | 1089.28 | 0 | 100 | 4810.58
VWEN | Wellington Electricity LInes Limited | CPK | Central Park | OFT | Switchgear | VT72 | CPK | TPM | TPM | TPM | 49288.68 | 3721.3 | 1089.28 | 0 | 100 | 4810.58
VWEN | Wellington Electricity LInes Limited | CPK | Central Park | OFT | Switchgear | VT82 | CPK | TPM | TPM | TPM | 49288.68 | 3721.3 | 1089.28 | 0 | 100 | 4810.58
VWEN | Wellington Electricity LInes Limited | CPK | Central Park | OFT | Switchgear | 92 | WIL | TPM | TPM | TPM | 714112.63 | 53915.5 | 15781.89 | 4960 | 56.69 | 42323.27
VWEN | Wellington Electricity LInes Limited | CPK | Central Park | OFT | Switchgear | 112 | WIL | TPM | TPM | TPM | 714112.63 | 53915.5 | 15781.89 | 4960 | 56.69 | 42323.27
VWEN | Wellington Electricity LInes Limited | CPK | Central Park | OFT | Switchgear | 162 | WIL | TPM | TPM | TPM | 714112.63 | 53915.5 | 15781.89 | 4960 | 100 | 74657.39
VWEN | Wellington Electricity LInes Limited | GFD | Gracefield | OFT | Switchgear | 18 | GFD | TPM | TPM | TPM | 92748.31 | 7002.5 | 2049.74 | 992 | 100 | 10044.24
VWEN | Wellington Electricity LInes Limited | GFD | Gracefield | OFT | Switchgear | 19 | GFD | TPM | TPM | TPM | 92748.31 | 7002.5 | 2049.74 | 992 | 100 | 10044.24
VWEN | Wellington Electricity LInes Limited | GFD | Gracefield | OFT | Switchgear | 20 | GFD | TPM | TPM | TPM | 92748.31 | 7002.5 | 2049.74 | 992 | 100 | 10044.24
VWEN | Wellington Electricity LInes Limited | GFD | Gracefield | OFT | Switchgear | 21 | GFD | TPM | TPM | TPM | 92748.31 | 7002.5 | 2049.74 | 992 | 100 | 10044.24
VWEN | Wellington Electricity LInes Limited | GFD | Gracefield | OFT | Switchgear | 22 | GFD | TPM | TPM | TPM | 92748.31 | 7002.5 | 2049.74 | 992 | 100 | 10044.24
VWEN | Wellington Electricity LInes Limited | GFD | Gracefield | OFT | Switchgear | 23 | GFD | TPM | TPM | TPM | 92748.31 | 7002.5 | 2049.74 | 992 | 100 | 10044.24
VWEN | Wellington Electricity LInes Limited | GFD | Gracefield | OFT | Switchgear | 24 | GFD | TPM | TPM | TPM | 92748.31 | 7002.5 | 2049.74 | 992 | 100 | 10044.24
VWEN | Wellington Electricity LInes Limited | GFD | Gracefield | OFT | Switchgear | 25 | GFD | TPM | TPM | TPM | 92748.31 | 7002.5 | 2049.74 | 992 | 100 | 10044.24
VWEN | Wellington Electricity LInes Limited | GFD | Gracefield | OFT | Switchgear | 35 | GFD | TPM | TPM | TPM | 99162.07 | 7486.74 | 2191.48 | 992 | 100 | 10670.22
VWEN | Wellington Electricity LInes Limited | GFD | Gracefield | OFT | Switchgear | 36 | GFD | TPM | TPM | TPM | 106431 | 8035.54 | 2352.13 | 992 | 100 | 11379.67
VWEN | Wellington Electricity LInes Limited | GFD | Gracefield | OFT | Switchgear | 37 | GFD | TPM | TPM | TPM | 99162.07 | 7486.74 | 2191.48 | 992 | 100 | 10670.22
VWEN | Wellington Electricity LInes Limited | GFD | Gracefield | OFT | Switchgear | 72 | GFD | TPM | TPM | TPM | 268968.24 | 20307.1 | 5944.2 | 1984 | 100 | 28235.3
VWEN | Wellington Electricity LInes Limited | GFD | Gracefield | OFT | Switchgear | 92 | GFD | TPM | TPM | TPM | 268968.24 | 20307.1 | 5944.2 | 1984 | 100 | 28235.3
VWEN | Wellington Electricity LInes Limited | GFD | Gracefield | OFT | Switchgear | RM35 | GFD | TPM | TPM | TPM | 31410.32 | 2371.48 | 694.17 | 0 | 100 | 3065.65
VWEN | Wellington Electricity LInes Limited | GFD | Gracefield | OFT | Switchgear | RM37 | GFD | TPM | TPM | TPM | 31410.32 | 2371.48 | 694.17 | 0 | 100 | 3065.65
VWEN | Wellington Electricity LInes Limited | GFD | Gracefield | OFT | Switchgear | VT1 | GFD | TPM | TPM | TPM | 0.01 | 0 | 0 | 0 | 100 | 0
VWEN | Wellington Electricity LInes Limited | GFD | Gracefield | OFT | Switchgear | VT2 | GFD | TPM | TPM | TPM | 0.01 | 0 | 0 | 0 | 100 | 0
VWEN | Wellington Electricity LInes Limited | GFD | Gracefield | OFT | Switchgear | 242 | HAY | TPM | TPM | TPM | 678039.72 | 51192 | 14984.68 | 4960 | 100 | 71136.68
VWEN | Wellington Electricity LInes Limited | GFD | Gracefield | OFT | Switchgear | 262 | HAY | TPM | TPM | TPM | 678039.72 | 51192 | 14984.68 | 4960 | 100 | 71136.68
VWEN | Wellington Electricity LInes Limited | HAY | Haywards | OFT | Switchgear | 34 | HAY | TPM | TPM | TPM | 104644.99 | 7900.7 | 2312.65 | 992 | 50 | 5602.68
VWEN | Wellington Electricity LInes Limited | HAY | Haywards | OFT | Switchgear | 132 | HAY | TPM | TPM | TPM | 518520.94 | 39148.33 | 11459.31 | 2976 | 100 | 53583.64
VWEN | Wellington Electricity LInes Limited | HAY | Haywards | OFT | Switchgear | 272 | HAY | TPM | TPM | TPM | 518520.94 | 39148.33 | 11459.31 | 2976 | 50 | 26791.82
VWEN | Wellington Electricity LInes Limited | HAY | Haywards | OFT | Switchgear | 1012 | HAY | TPM | TPM | TPM | 168670.82 | 12734.65 | 3727.63 | 3968 | 100 | 20430.28
VWEN | Wellington Electricity LInes Limited | HAY | Haywards | OFT | Switchgear | 1037 | HAY | TPM | TPM | TPM | 25221.39 | 1904.21 | 557.39 | 992 | 50 | 1726.8
VWEN | Wellington Electricity LInes Limited | HAY | Haywards | OFT | Switchgear | 1042 | HAY | TPM | TPM | TPM | 170501.92 | 12872.89 | 3768.09 | 1984 | 50 | 9312.49
VWEN | Wellington Electricity LInes Limited | HAY | Haywards | OFT | Switchgear | 1052 | HAY | TPM | TPM | TPM | 168670.82 | 12734.65 | 3727.63 | 3968 | 100 | 20430.28
VWEN | Wellington Electricity LInes Limited | HAY | Haywards | OFT | Switchgear | 2702 | HAY | TPM | TPM | TPM | 65686.2 | 4959.31 | 1451.67 | 992 | 100 | 7402.98
VWEN | Wellington Electricity LInes Limited | HAY | Haywards | OFT | Switchgear | 2722 | HAY | TPM | TPM | TPM | 65686.2 | 4959.31 | 1451.67 | 992 | 100 | 7402.98
VWEN | Wellington Electricity LInes Limited | HAY | Haywards | OFT | Switchgear | 2742 | HAY | TPM | TPM | TPM | 65686.2 | 4959.31 | 1451.67 | 992 | 100 | 7402.98
VWEN | Wellington Electricity LInes Limited | HAY | Haywards | OFT | Switchgear | 2762 | HAY | TPM | TPM | TPM | 65686.2 | 4959.31 | 1451.67 | 992 | 100 | 7402.98
VWEN | Wellington Electricity LInes Limited | HAY | Haywards | OFT | Switchgear | 2772 | HAY | TPM | TPM | TPM | 69468.61 | 5244.88 | 1535.26 | 992 | 100 | 7772.14
VWEN | Wellington Electricity LInes Limited | HAY | Haywards | OFT | Switchgear | 2782 | HAY | TPM | TPM | TPM | 65686.2 | 4959.31 | 1451.67 | 992 | 100 | 7402.98
VWEN | Wellington Electricity LInes Limited | HAY | Haywards | OFT | Switchgear | 2808 | HAY | TPM | TPM | TPM | 67199.17 | 5073.54 | 1485.1 | 992 | 100 | 7550.64
WTOM | The Lines Company Limited | TKU | Tokaanu | OFT | Transformer | T22 | TKU | TPM | TPM |  | 1259391.66 | 95084.07 | 27832.56 |  | 3.25 | 3994.79
WTOM | The Lines Company Limited | TKU | Tokaanu | OFT | Transformer | T21 | TKU | TPM | TPM |  | 1259391.66 | 95084.07 | 27832.56 |  | 3.25 | 3994.79
WTOM | The Lines Company Limited | TKU | Tokaanu | GEN | Transformer | T22 | TKU | TPM | TPM |  | 1259391.66 | 95084.07 | 72289.08 |  | 0 | 0
WTOM | The Lines Company Limited | TKU | Tokaanu | GEN | Transformer | T21 | TKU | TPM | TPM |  | 1259391.66 | 95084.07 | 72289.08 |  | 0 | 0
WTOM | The Lines Company Limited | ONG | Ongarue | OFT | Transformer | T1 | ONG | TPM | TPM |  | 1037954.13 | 78365.54 | 22938.79 |  | 71.7 | 72635.2
WTOM | The Lines Company Limited | ONG | Ongarue | GEN | Transformer | T1 | ONG | TPM | TPM |  | 1037954.13 | 78365.54 | 59578.57 |  | 28.3 | 39038.18
WTOM | The Lines Company Limited | OKN | Ohakune | OFT | Transformer | T1 | OKN | TPM | TPM |  | 774453.55 | 58471.24 | 17115.42 |  | 76.77 | 58027.88
WTOM | The Lines Company Limited | NPK | National Park | OFT | Transformer | T1 | NPK | TPM | TPM |  | 874836.87 | 66050.18 | 19333.89 |  | 99.68 | 85110.84
WTOM | The Lines Company Limited | NPK | National Park | GEN | Transformer | T1 | NPK | TPM | TPM |  | 874836.87 | 66050.18 | 50215.64 |  | 0.32 | 372.05
WTOM | The Lines Company Limited | HTI | Hangatiki | OFT | Transformer | T2 | HTI | TPM | TPM |  | 918942.16 | 69380.13 | 20308.62 |  | 100 | 89688.75
WTOM | The Lines Company Limited | HTI | Hangatiki | OFT | Transformer | T1 | HTI | TPM | TPM |  | 918942.16 | 69380.13 | 20308.62 |  | 100 | 89688.75
WTOM | The Lines Company Limited | HTI | Hangatiki | GEN | Transformer | T2 | HTI | TPM | TPM |  | 918942.16 | 69380.13 | 52747.28 |  | 0 | 0
WTOM | The Lines Company Limited | HTI | Hangatiki | GEN | Transformer | T1 | HTI | TPM | TPM |  | 918942.16 | 69380.13 | 52747.28 |  | 0 | 0
ALPE | Alpine Energy Limited | ABY | Albury | GEN | Transformer | T2 | ABY | TPM | TPM |  | 694011.59 | 52397.88 | 39836.27 |  | 59.84 | 55192.92
ALPE | Alpine Energy Limited | ABY | Albury | OFT | Transformer | T2 | ABY | TPM | TPM |  | 694011.59 | 52397.88 | 15337.66 |  | 40.16 | 27202.59
ALPE | Alpine Energy Limited | STU | Studholme | OFT | Transformer | T5 | STU | TPM | TPM |  | 759560.22 | 57346.8 | 16786.28 |  | 100 | 74133.08
ALPE | Alpine Energy Limited | STU | Studholme | OFT | Transformer | T6 | STU | TPM | TPM |  | 759560.22 | 57346.8 | 16786.28 |  | 100 | 74133.08
ALPE | Alpine Energy Limited | TKA | Tekapo A | OFT | Transformer | T1 | TKA | TPM | TPM |  | 527357.79 | 39815.51 | 11654.61 |  | 100 | 51470.12
ALPE | Alpine Energy Limited | TKA | Tekapo A | OFT | Transformer | T6 | TKA | TPM | TPM |  | 963805.36 | 72767.3 | 21300.1 |  | 13.09 | 12313.42
ALPE | Alpine Energy Limited | TMK | Temuka | OFT | Transformer | T1 | TMK | TPM | TPM |  | 1244675.64 | 93973.01 | 27507.33 |  | 100 | 121480.34
ALPE | Alpine Energy Limited | TMK | Temuka | OFT | Transformer | T2 | TMK | TPM | TPM |  | 1244675.64 | 93973.01 | 27507.33 |  | 100 | 121480.34
ALPE | Alpine Energy Limited | TIM | Timaru | OFT | Transformer | T2 | TIM | TPM | TPM |  | 956216.79 | 72194.37 | 21132.39 |  | 100 | 93326.76
ALPE | Alpine Energy Limited | TIM | Timaru | OFT | Transformer | T3 | TIM | TPM | TPM |  | 956216.79 | 72194.37 | 21132.39 |  | 100 | 93326.76
ALPE | Alpine Energy Limited | TIM | Timaru | OFT | Transformer | T4 | TIM | TPM | TPM |  | 982449.07 | 74174.9 | 21712.12 |  | 100 | 95887.02
ALPE | Alpine Energy Limited | TWZ | Twizel | OFT | Transformer | T18 | TWZ | TPM | TPM |  | 1008688.26 | 76155.96 | 22292.01 |  | 45 | 44301.59
ALPE | Alpine Energy Limited | TWZ | Twizel | OFT | Transformer | T19 | TWZ | TPM | TPM |  | 1008688.26 | 76155.96 | 22292.01 |  | 45 | 44301.59
BUEL | Buller Electricity Limited | WPT | Westport | OFT | Transformer | T1 | WPT | TPM | TPM |  | 807870.5 | 60994.22 | 17853.94 |  | 100 | 78848.16
BUEL | Buller Electricity Limited | WPT | Westport | OFT | Transformer | T2 | WPT | TPM | TPM |  | 807870.5 | 60994.22 | 17853.94 |  | 100 | 78848.16
CHBP | Centralines Limited | WPW | Waipawa | OFT | Transformer | T1 | WPW | TPM | TPM |  | 1866291.82 | 140905.03 | 41245.05 |  | 100 | 182150.08
CHBP | Centralines Limited | WPW | Waipawa | OFT | Transformer | T2 | WPW | TPM | TPM |  | 2278919.18 | 172058.4 | 50364.11 |  | 100 | 222422.51
CHHE | Carter Holt Harvey Limited | KIN | Kinleith | GEN | Transformer | T4 | KIN | TPM | TPM |  | 1830273.31 | 138185.63 | 105057.69 |  | 21.5 | 52297.31
CHHE | Carter Holt Harvey Limited | KIN | Kinleith | OFT | Transformer | T4 | KIN | TPM | TPM |  | 1830273.31 | 138185.63 | 40449.04 |  | 12.7 | 22686.6
COBB | Cobb Power Limited | COB | Cobb | GEN | Transformer | T3 | STK | TPM | TPM |  | 3595250.44 | 271441.41 | 206367.38 |  | 56.18 | 268432.98
COBB | Cobb Power Limited | COB | Cobb | OFT | Transformer | T3 | STK | TPM | TPM |  | 3595250.44 | 271441.41 | 79455.03 |  | 0.15 | 526.34
COUP | Counties Power Limited | BOB | Bombay | OFT | Transformer | T2 | BOB | TPM | TPM |  | 855335.68 | 64577.84 | 18902.92 |  | 89.56 | 74765.37
COUP | Counties Power Limited | BOB | Bombay | OFT | Transformer | T3 | BOB | TPM | TPM |  | 855335.68 | 64577.84 | 18902.92 |  | 89.56 | 74765.37
COUP | Counties Power Limited | GLN | Glenbrook | OFT | Transformer | T4 | GLN | TPM | TPM |  | 2925303.36 | 220860.4 | 64649.2 |  | 0 | 0
COUP | Counties Power Limited | GLN | Glenbrook | OFT | Transformer | T5 | GLN | TPM | TPM |  | 2925303.36 | 220860.4 | 64649.2 |  | 18.21 | 51991.3
COUP | Counties Power Limited | GLN | Glenbrook | OFT | Transformer | T6 | GLN | TPM | TPM |  | 2925303.36 | 220860.4 | 64649.2 |  | 18.21 | 51991.3
CTCT | Contact Energy Limited | NPL | New Plymouth | OFT | Transformer | T6 | NPL | TPM | TPM |  | 918942.16 | 69380.13 | 20308.62 |  | 5.15 | 4618.97
CTCT | Contact Energy Limited | NPL | New Plymouth | OFT | Transformer | T7 | NPL | TPM | TPM |  | 918942.16 | 69380.13 | 20308.62 |  | 5.15 | 4618.97
CTCT | Contact Energy Limited | OTA | Otahuhu | OFT | Transformer | T11 | OTA | TPM | TPM |  | 1839717.59 | 138898.68 | 40657.76 |  | 11.58 | 20792.64
CTCT | Contact Energy Limited | OTA | Otahuhu | OFT | Transformer | T12 | OTA | TPM | TPM |  | 1734665.89 | 130967.27 | 38336.12 |  | 11.58 | 19605.33
DUNE | Aurora Energy Limited | CYD | Clyde | GEN | Transformer | T7 | CYD | TPM | TPM |  | 506303.36 | 38225.9 | 29061.81 |  | 67.02 | 45096.22
DUNE | Aurora Energy Limited | CYD | Clyde | GEN | Transformer | T8 | CYD | TPM | TPM |  | 506303.36 | 38225.9 | 29061.81 |  | 67.02 | 45096.22
DUNE | Aurora Energy Limited | CYD | Clyde | OFT | Transformer | T7 | CYD | TPM | TPM |  | 506303.36 | 38225.9 | 11189.3 |  | 32.98 | 16297.13
DUNE | Aurora Energy Limited | CYD | Clyde | OFT | Transformer | T8 | CYD | TPM | TPM |  | 506303.36 | 38225.9 | 11189.3 |  | 32.98 | 16297.13
DUNE | Aurora Energy Limited | CML | Cromwell | GEN | Transformer | T5AB | CML | TPM | TPM |  | 2895149.38 | 218583.78 | 166181.57 |  | 0 | 0
DUNE | Aurora Energy Limited | CML | Cromwell | OFT | Transformer | T5AB | CML | TPM | TPM |  | 2895149.38 | 218583.78 | 63982.8 |  | 18.56 | 52444.36
DUNE | Aurora Energy Limited | FKN | Frankton | OFT | Transformer | T5AB | CML | TPM | TPM |  | 2895149.38 | 218583.78 | 63982.8 |  | 33.48 | 94603.29
DUNE | Aurora Energy Limited | FKN | Frankton | OFT | Transformer | T2AB | FKN | TPM | TPM |  | 1649386.84 | 124528.71 | 36451.45 |  | 95.79 | 154202.9
DUNE | Aurora Energy Limited | HWB | Halfway Bush | GEN | Transformer | T1 | HWB | TPM | TPM |  | 1104124.63 | 83361.41 | 63376.75 |  | 13.96 | 20484.65
DUNE | Aurora Energy Limited | HWB | Halfway Bush | GEN | Transformer | T2 | HWB | TPM | TPM |  | 873242.88 | 65929.84 | 50124.14 |  | 13.96 | 16201.14
DUNE | Aurora Energy Limited | HWB | Halfway Bush | GEN | Transformer | T5 | HWB | TPM | TPM |  | 1472166.17 | 111148.55 | 84502.34 |  | 13.96 | 27312.86
DUNE | Aurora Energy Limited | HWB | Halfway Bush | OFT | Transformer | T1 | HWB | TPM | TPM |  | 1104124.63 | 83361.41 | 24401.15 |  | 86.04 | 92718.91
DUNE | Aurora Energy Limited | HWB | Halfway Bush | OFT | Transformer | T2 | HWB | TPM | TPM |  | 873242.88 | 65929.84 | 19298.67 |  | 86.04 | 73330.61
DUNE | Aurora Energy Limited | HWB | Halfway Bush | OFT | Transformer | T5 | HWB | TPM | TPM |  | 1472166.17 | 111148.55 | 32534.87 |  | 86.04 | 123625.21
DUNE | Aurora Energy Limited | SDN | South Dunedin | OFT | Transformer | T1 | SDN | TPM | TPM |  | 2382481.28 | 179877.34 | 52652.84 |  | 100 | 232530.18
DUNE | Aurora Energy Limited | SDN | South Dunedin | OFT | Transformer | T2 | SDN | TPM | TPM |  | 2462133.47 | 185891.08 | 54413.15 |  | 100 | 240304.23
EASH | Electricity Ashburton Limited | ASB | Ashburton | OFT | Transformer | T1 | ASB | TPM | TPM |  | 1834195.55 | 138481.76 | 40535.72 |  | 100 | 179017.48
EASH | Electricity Ashburton Limited | ASB | Ashburton | OFT | Transformer | T3 | ASB | TPM | TPM |  | 1834195.55 | 138481.76 | 40535.72 |  | 100 | 179017.48
EAST | Eastland Network Limited | TUI | Tuai | OFT | Transformer | T15 | TUI | TPM | TPM |  | 651705.23 | 49203.74 | 14402.69 |  | 100 | 63606.43
EAST | Eastland Network Limited | WRA | Wairoa | GEN | Transformer | T1 | WRA | TPM | TPM |  | 774453.55 | 58471.24 | 44453.63 |  | 13.33 | 13719.89
EAST | Eastland Network Limited | WRA | Wairoa | GEN | Transformer | T2 | WRA | TPM | TPM |  | 774453.55 | 58471.24 | 44453.63 |  | 13.33 | 13719.89
EAST | Eastland Network Limited | WRA | Wairoa | OFT | Transformer | T1 | WRA | TPM | TPM |  | 774453.55 | 58471.24 | 17115.42 |  | 86.67 | 65510.96
EAST | Eastland Network Limited | WRA | Wairoa | OFT | Transformer | T2 | WRA | TPM | TPM |  | 774453.55 | 58471.24 | 17115.42 |  | 86.67 | 65510.96
ESLL | Electricity Southland Limited | FKN | Frankton | OFT | Transformer | T5AB | CML | TPM | TPM |  | 2895149.38 | 218583.78 | 63982.8 |  | 1.47 | 4153.73
ESLL | Electricity Southland Limited | FKN | Frankton | OFT | Transformer | T2AB | FKN | TPM | TPM |  | 1649386.84 | 124528.71 | 36451.45 |  | 4.21 | 6777.26
GENE | Genesis Power Limited trading as Genesis Energy | TKA | Tekapo A | GEN | Transformer | T6 | TKA | TPM | TPM |  | 963805.36 | 72767.3 | 55322.43 |  | 86.35 | 110605.48
GENE | Genesis Power Limited trading as Genesis Energy | TKA | Tekapo A | OFT | Transformer | T6 | TKA | TPM | TPM |  | 963805.36 | 72767.3 | 21300.1 |  | 0.56 | 526.78
GENE | Genesis Power Limited trading as Genesis Energy | TKU | Tokaanu | GEN | Transformer | T21 | TKU | TPM | TPM |  | 1259391.66 | 95084.07 | 72289.08 |  | 94.78 | 158636.27
GENE | Genesis Power Limited trading as Genesis Energy | TKU | Tokaanu | GEN | Transformer | T22 | TKU | TPM | TPM |  | 1259391.66 | 95084.07 | 72289.08 |  | 94.78 | 158636.27
GENE | Genesis Power Limited trading as Genesis Energy | TKU | Tokaanu | OFT | Transformer | T21 | TKU | TPM | TPM |  | 1259391.66 | 95084.07 | 27832.56 |  | 1.98 | 2433.75
GENE | Genesis Power Limited trading as Genesis Energy | TKU | Tokaanu | OFT | Transformer | T22 | TKU | TPM | TPM |  | 1259391.66 | 95084.07 | 27832.56 |  | 1.98 | 2433.75
WPOW | Westpower Limited | OTI | Otira | OFT | Transformer | T6 | OTI | TPM | TPM |  | 338687.19 | 25570.88 | 7484.99 |  | 100 | 33055.87
WPOW | Westpower Limited | DOB | Dobson | OFT | Transformer | T2 | DOB | TPM | TPM |  | 762758.71 | 57588.28 | 16856.97 |  | 100 | 74445.25
WPOW | Westpower Limited | DOB | Dobson | OFT | Transformer | T1 | DOB | TPM | TPM |  | 762758.71 | 57588.28 | 16856.97 |  | 100 | 74445.25
WPOW | Westpower Limited | DOB | Dobson | GEN | Transformer | T2 | DOB | TPM | TPM |  | 762758.71 | 57588.28 | 43782.35 |  | 0 | 0
WPOW | Westpower Limited | DOB | Dobson | GEN | Transformer | T1 | DOB | TPM | TPM |  | 762758.71 | 57588.28 | 43782.35 |  | 0 | 0
HAWK | Unison Networks Limited | FHL | Fernhill | OFT | Transformer | T1 | FHL | TPM | TPM |  | 889549.1 | 67160.96 | 19659.04 |  | 100 | 86820
HAWK | Unison Networks Limited | FHL | Fernhill | OFT | Transformer | T2 | FHL | TPM | TPM |  | 1182476.01 | 89276.94 | 26132.72 |  | 100 | 115409.66
HAWK | Unison Networks Limited | OWH | Owhata | OFT | Transformer | T1 | OWH | TPM | TPM |  | 759560.22 | 57346.8 | 16786.28 |  | 100 | 74133.08
HAWK | Unison Networks Limited | OWH | Owhata | OFT | Transformer | T2 | OWH | TPM | TPM |  | 759560.22 | 57346.8 | 16786.28 |  | 100 | 74133.08
HAWK | Unison Networks Limited | RDF | Redclyffe | OFT | Transformer | T1 | RDF | TPM | TPM |  | 1076830.06 | 81300.67 | 23797.94 |  | 100 | 105098.61
HAWK | Unison Networks Limited | RDF | Redclyffe | OFT | Transformer | T2 | RDF | TPM | TPM |  | 1182476.01 | 89276.94 | 26132.72 |  | 100 | 115409.66
HAWK | Unison Networks Limited | ROT | Rotorua | GEN | Transformer | T2 | ROT | TPM | TPM |  | 1437056.38 | 108497.76 | 82487.04 |  | 0 | 0
HAWK | Unison Networks Limited | ROT | Rotorua | GEN | Transformer | T3 | ROT | TPM | TPM |  | 894207.9 | 67512.7 | 51327.53 |  | 0 | 0
HAWK | Unison Networks Limited | ROT | Rotorua | GEN | Transformer | T4 | ROT | TPM | TPM |  | 894207.9 | 67512.7 | 51327.53 |  | 0 | 0
HAWK | Unison Networks Limited | ROT | Rotorua | GEN | Transformer | T5 | ROT | TPM | TPM |  | 1437056.38 | 108497.76 | 82487.04 |  | 0 | 0
HAWK | Unison Networks Limited | ROT | Rotorua | OFT | Transformer | T2 | ROT | TPM | TPM |  | 1437056.38 | 108497.76 | 31758.95 |  | 100 | 140256.71
HAWK | Unison Networks Limited | ROT | Rotorua | OFT | Transformer | T3 | ROT | TPM | TPM |  | 894207.9 | 67512.7 | 19761.99 |  | 100 | 87274.69
HAWK | Unison Networks Limited | ROT | Rotorua | OFT | Transformer | T4 | ROT | TPM | TPM |  | 894207.9 | 67512.7 | 19761.99 |  | 100 | 87274.69
HAWK | Unison Networks Limited | ROT | Rotorua | OFT | Transformer | T5 | ROT | TPM | TPM |  | 1437056.38 | 108497.76 | 31758.95 |  | 100 | 140256.71
HAWK | Unison Networks Limited | WRK | Wairakei | GEN | Transformer | T29 | WRK | TPM | TPM |  | 3155100.42 | 238210.08 | 181102.76 |  | 65.73 | 275614.33
HAWK | Unison Networks Limited | WRK | Wairakei | GEN | Transformer | T30 | WRK | TPM | TPM |  | 2306150.94 | 174114.4 | 132373.06 |  | 65.73 | 201454.21
HAWK | Unison Networks Limited | WRK | Wairakei | OFT | Transformer | T29 | WRK | TPM | TPM |  | 3155100.42 | 238210.08 | 69727.72 |  | 34.27 | 105530.28
HAWK | Unison Networks Limited | WRK | Wairakei | OFT | Transformer | T30 | WRK | TPM | TPM |  | 2306150.94 | 174114.4 | 50965.94 |  | 34.27 | 77135.03
HAWK | Unison Networks Limited | WTU | Whakatu | OFT | Transformer | T3 | WTU | TPM | TPM |  | 2477780.53 | 187072.43 | 54758.95 |  | 100 | 241831.38
HAWK | Unison Networks Limited | WTU | Whakatu | OFT | Transformer | T4 | WTU | TPM | TPM |  | 2477780.53 | 187072.43 | 54758.95 |  | 100 | 241831.38
HORO | Electra Limited | MHO | Mangahao | GEN | Transformer | T3 | MHO | TPM | TPM |  | 923321.28 | 69710.76 | 52998.64 |  | 37.42 | 45917.86
HORO | Electra Limited | MHO | Mangahao | GEN | Transformer | T4 | MHO | TPM | TPM |  | 1201855.67 | 90740.1 | 68986.52 |  | 37.42 | 59769.7
HORO | Electra Limited | MHO | Mangahao | OFT | Transformer | T3 | MHO | TPM | TPM |  | 923321.28 | 69710.76 | 20405.4 |  | 62.58 | 56394.69
HORO | Electra Limited | MHO | Mangahao | OFT | Transformer | T4 | MHO | TPM | TPM |  | 1201855.67 | 90740.1 | 26561.01 |  | 62.58 | 73407.03
HORO | Electra Limited | PRM | Paraparaumu | OFT | Transformer | T3 | PRM | TPM | TPM |  | 1382400.03 | 104371.2 | 30551.04 |  | 100 | 134922.24
HORO | Electra Limited | PRM | Paraparaumu | OFT | Transformer | T4 | PRM | TPM | TPM |  | 1382400.03 | 104371.2 | 30551.04 |  | 100 | 134922.24
HRZE | Horizon Energy Distribution Limited | EDG | Edgecumbe | GEN | Transformer | T7 | EDG | NEA | NEA |  | 1758487.83 | 0 | 0 |  | 80.36 | 0
HRZE | Horizon Energy Distribution Limited | EDG | Edgecumbe | GEN | Transformer | T8 | EDG | NEA | NEA |  | 1758487.83 | 0 | 0 |  | 80.36 | 0
HRZE | Horizon Energy Distribution Limited | EDG | Edgecumbe | OFT | Transformer | T7 | EDG | NEA | NEA |  | 1758487.83 | 0 | 0 |  | 19.64 | 0
HRZE | Horizon Energy Distribution Limited | EDG | Edgecumbe | OFT | Transformer | T8 | EDG | NEA | NEA |  | 1758487.83 | 0 | 0 |  | 19.64 | 0
HRZE | Horizon Energy Distribution Limited | KAW | Kawerau | GEN | Transformer | T1 | KAW | TPM | TPM |  | 911741.39 | 68836.47 | 52333.96 |  | 1.21 | 1466.16
HRZE | Horizon Energy Distribution Limited | KAW | Kawerau | GEN | Transformer | T2 | KAW | TPM | TPM |  | 911741.39 | 68836.47 | 52333.96 |  | 1.21 | 1466.16
HRZE | Horizon Energy Distribution Limited | KAW | Kawerau | OFT | Transformer | T1 | KAW | TPM | TPM |  | 911741.39 | 68836.47 | 20149.48 |  | 98.79 | 87909.22
HRZE | Horizon Energy Distribution Limited | KAW | Kawerau | OFT | Transformer | T2 | KAW | TPM | TPM |  | 911741.39 | 68836.47 | 20149.48 |  | 98.79 | 87909.22
HRZE | Horizon Energy Distribution Limited | TKH | Te Kaha | OFT | Transformer | T1 | TKH | TPM | TPM |  | 252336.48 | 19051.4 | 5576.64 |  | 100 | 24628.04
HRZE | Horizon Energy Distribution Limited | TKH | Te Kaha | OFT | Transformer | T1 | WAI | TPM | TPM |  | 1729265.03 | 130559.51 | 38216.76 |  | 13.7 | 23122.35
HRZE | Horizon Energy Distribution Limited | TKH | Te Kaha | OFT | Transformer | T2 | WAI | TPM | TPM |  | 1729265.03 | 130559.51 | 38216.76 |  | 13.7 | 23122.35
HRZE | Horizon Energy Distribution Limited | TKH | Te Kaha | OFT | Transformer | T5 | WAI | TPM | TPM |  | 502978.46 | 37974.87 | 11115.82 |  | 100 | 49090.69
HRZE | Horizon Energy Distribution Limited | WAI | Waiotahi | OFT | Transformer | T1 | WAI | TPM | TPM |  | 1729265.03 | 130559.51 | 38216.76 |  | 86.3 | 145653.92
HRZE | Horizon Energy Distribution Limited | WAI | Waiotahi | OFT | Transformer | T2 | WAI | TPM | TPM |  | 1729265.03 | 130559.51 | 38216.76 |  | 86.3 | 145653.92
WNST | Winstone Pulp International Limited | TNG | Tangiwai | OFT | Transformer | T12 | TNG | TPM | TPM |  | 1796471.53 | 135633.6 | 39702.02 |  | 100 | 175335.62
WNST | Winstone Pulp International Limited | TNG | Tangiwai | OFT | Transformer | T11 | TNG | TPM | TPM |  | 1796471.53 | 135633.6 | 39702.02 |  | 100 | 175335.62
WNST | Winstone Pulp International Limited | TNG | Tangiwai | GEN | Transformer | T12 | TNG | TPM | TPM |  | 1796471.53 | 135633.6 | 103117.47 |  | 0 | 0
WNST | Winstone Pulp International Limited | TNG | Tangiwai | GEN | Transformer | T11 | TNG | TPM | TPM |  | 1796471.53 | 135633.6 | 103117.47 |  | 0 | 0
MARL | Marlborough Lines Limited | BLN | Blenheim | OFT | Transformer | T1 | BLN | TPM | TPM |  | 1816090.1 | 137114.8 | 40135.59 |  | 100 | 177250.39
MERI | Meridian Energy Limited | TWZ | Twizel | OFT | Transformer | T18 | TWZ | TPM | TPM |  | 1008688.26 | 76155.96 | 22292.01 |  | 17.69 | 17415.45
MERI | Meridian Energy Limited | TWZ | Twizel | OFT | Transformer | T19 | TWZ | TPM | TPM |  | 1008688.26 | 76155.96 | 22292.01 |  | 17.69 | 17415.45
MERI | Meridian Energy Limited | WTK | Waitaki | GEN | Transformer | T21 | WTK | TPM | TPM |  | 2160389.54 | 163109.41 | 124006.36 |  | 95.98 | 275573.72
MERI | Meridian Energy Limited | WTK | Waitaki | GEN | Transformer | T22 | WTK | TPM | TPM |  | 2160389.54 | 163109.41 | 124006.36 |  | 95.98 | 275573.72
MERI | Meridian Energy Limited | WTK | Waitaki | OFT | Transformer | T21 | WTK | TPM | TPM |  | 2160389.54 | 163109.41 | 47744.61 |  | 0 | 0
MERI | Meridian Energy Limited | WTK | Waitaki | OFT | Transformer | T22 | WTK | TPM | TPM |  | 2160389.54 | 163109.41 | 47744.61 |  | 0 | 0
METH | Methanex New Zealand Limited | MNI | Motunui | OFT | Transformer | T3 | MNI | TPM | TPM |  | 830111.58 | 62673.42 | 18345.47 |  | 100 | 81018.89
METH | Methanex New Zealand Limited | MNI | Motunui | OFT | Transformer | T4 | MNI | TPM | TPM |  | 830111.58 | 62673.42 | 18345.47 |  | 100 | 81018.89
MPOW | MainPower New Zealand Limited | ASY | Ashley | OFT | Transformer | T3 | ASY | TPM | TPM |  | 687727.44 | 51923.42 | 15198.78 |  | 100 | 67122.2
MPOW | MainPower New Zealand Limited | ASY | Ashley | OFT | Transformer | T5 | ASY | TPM | TPM |  | 687727.44 | 51923.42 | 15198.78 |  | 100 | 67122.2
MPOW | MainPower New Zealand Limited | CUL | Culverden | OFT | Transformer | T1 | CUL | TPM | TPM |  | 706398.95 | 53333.12 | 15611.42 |  | 100 | 68944.54
MPOW | MainPower New Zealand Limited | CUL | Culverden | OFT | Transformer | T22 | CUL | TPM | TPM |  | 1411184.82 | 106544.45 | 31187.18 |  | 100 | 137731.63
MPOW | MainPower New Zealand Limited | CUL | Culverden | OFT | Transformer | T23 | CUL | TPM | TPM |  | 1411184.82 | 106544.45 | 31187.18 |  | 100 | 137731.63
MPOW | MainPower New Zealand Limited | SBK | Southbrook | OFT | Transformer | T1 | SBK | TPM | TPM |  | 1071042.59 | 80863.72 | 23670.04 |  | 100 | 104533.76
MPOW | MainPower New Zealand Limited | SBK | Southbrook | OFT | Transformer | T2 | SBK | TPM | TPM |  | 1071042.59 | 80863.72 | 23670.04 |  | 100 | 104533.76
MPOW | MainPower New Zealand Limited | WPR | Waipara | OFT | Transformer | T3 | WPR | TPM | TPM |  | 717668.73 | 54183.99 | 15860.48 |  | 100 | 70044.47
WELE | WEL Networks Limited | MER | Meremere | OFT | Transformer | T3 | BOB | TPM | TPM |  | 855335.68 | 64577.84 | 18902.92 |  | 10.44 | 8715.39
WELE | WEL Networks Limited | MER | Meremere | OFT | Transformer | T2 | BOB | TPM | TPM |  | 855335.68 | 64577.84 | 18902.92 |  | 10.44 | 8715.39
WELE | WEL Networks Limited | HAM | Hamilton | OFT | Transformer | T5 | HAM | TPM | TPM |  | 2430130.91 | 183474.88 | 53705.89 |  | 100 | 237180.77
WELE | WEL Networks Limited | HAM | Hamilton | OFT | Transformer | T4 | HAM | TPM | TPM |  | 2610817.21 | 197116.7 | 57699.06 |  | 100 | 254815.76
WELE | WEL Networks Limited | HAM | Hamilton | GEN | Transformer | T5 | HAM | TPM | TPM |  | 2430130.91 | 183474.88 | 139489.51 |  | 0 | 0
WELE | WEL Networks Limited | HAM | Hamilton | GEN | Transformer | T4 | HAM | TPM | TPM |  | 2610817.21 | 197116.7 | 149860.91 |  | 0 | 0
NPOW | Northpower Limited | BRB | Bream Bay | OFT | Transformer | T2 | BRB | TPM | TPM |  | 1711760.44 | 129237.91 | 37829.91 |  | 100 | 167067.82
NPOW | Northpower Limited | BRB | Bream Bay | OFT | Transformer | T3 | BRB | TPM | TPM |  | 1711760.44 | 129237.91 | 37829.91 |  | 100 | 167067.82
NPOW | Northpower Limited | KEN | Kensington | OFT | Transformer | T1 | KEN | TPM | TPM |  | 1136996.16 | 85843.21 | 25127.62 |  | 100 | 110970.83
NPOW | Northpower Limited | KEN | Kensington | OFT | Transformer | T2 | KEN | TPM | TPM |  | 1136996.16 | 85843.21 | 25127.62 |  | 100 | 110970.83
NPOW | Northpower Limited | MTO | Maungaturoto | OFT | Transformer | T1 | MTO | TPM | TPM |  | 952013.68 | 71877.03 | 21039.5 |  | 100 | 92916.53
NPOW | Northpower Limited | MTO | Maungaturoto | OFT | Transformer | T2 | MTO | TPM | TPM |  | 952013.68 | 71877.03 | 21039.5 |  | 100 | 92916.53
NZST | New Zealand Steel Limited | GLN | Glenbrook | GEN | Transformer | T4 | GLN | TPM | TPM |  | 2925303.36 | 220860.4 | 167912.41 |  | 5.39 | 20954.85
NZST | New Zealand Steel Limited | GLN | Glenbrook | GEN | Transformer | T5 | GLN | TPM | TPM |  | 2925303.36 | 220860.4 | 167912.41 |  | 4.41 | 17144.88
NZST | New Zealand Steel Limited | GLN | Glenbrook | GEN | Transformer | T6 | GLN | TPM | TPM |  | 2925303.36 | 220860.4 | 167912.41 |  | 4.41 | 17144.88
NZST | New Zealand Steel Limited | GLN | Glenbrook | OFT | Transformer | T4 | GLN | TPM | TPM |  | 2925303.36 | 220860.4 | 64649.2 |  | 94.61 | 270120.63
NZST | New Zealand Steel Limited | GLN | Glenbrook | OFT | Transformer | T5 | GLN | TPM | TPM |  | 2925303.36 | 220860.4 | 64649.2 |  | 77.38 | 220927.33
NZST | New Zealand Steel Limited | GLN | Glenbrook | OFT | Transformer | T6 | GLN | TPM | TPM |  | 2925303.36 | 220860.4 | 64649.2 |  | 77.38 | 220927.33
ORON | Orion New Zealand Limited | ADD | Addington | OFT | Transformer | T2 | ADD | TPM | TPM |  | 899369.5 | 67902.4 | 19876.07 |  | 100 | 87778.47
ORON | Orion New Zealand Limited | ADD | Addington | OFT | Transformer | T3 | ADD | TPM | TPM |  | 899369.5 | 67902.4 | 19876.07 |  | 100 | 87778.47
ORON | Orion New Zealand Limited | ADD | Addington | OFT | Transformer | T5 | ADD | TPM | TPM |  | 741995.06 | 56020.63 | 16398.09 |  | 100 | 72418.72
ORON | Orion New Zealand Limited | ADD | Addington | OFT | Transformer | T6 | ADD | TPM | TPM |  | 989326.75 | 74694.17 | 21864.12 |  | 100 | 96558.29
ORON | Orion New Zealand Limited | ADD | Addington | OFT | Transformer | T7 | ADD | TPM | TPM |  | 741995.06 | 56020.63 | 16398.09 |  | 100 | 72418.72
ORON | Orion New Zealand Limited | APS | Arthurs Pass | OFT | Transformer | T1 | APS | TPM | TPM |  | 394267.66 | 29767.21 | 8713.32 |  | 100 | 38480.53
ORON | Orion New Zealand Limited | BRY | Bromley | OFT | Transformer | T2 | BRY | TPM | TPM |  | 1062922.21 | 80250.63 | 23490.58 |  | 100 | 103741.21
ORON | Orion New Zealand Limited | BRY | Bromley | OFT | Transformer | T3 | BRY | TPM | TPM |  | 797191.65 | 60187.97 | 17617.94 |  | 100 | 77805.91
ORON | Orion New Zealand Limited | BRY | Bromley | OFT | Transformer | T4 | BRY | TPM | TPM |  | 1062922.21 | 80250.63 | 23490.58 |  | 100 | 103741.21
ORON | Orion New Zealand Limited | BRY | Bromley | OFT | Transformer | T5 | BRY | TPM | TPM |  | 2341000.84 | 176745.56 | 51736.12 |  | 100 | 228481.68
ORON | Orion New Zealand Limited | BRY | Bromley | OFT | Transformer | T6 | BRY | TPM | TPM |  | 2341000.84 | 176745.56 | 51736.12 |  | 100 | 228481.68
ORON | Orion New Zealand Limited | CLH | Castle Hill | OFT | Transformer | T1 | CLH | TPM | TPM |  | 311127.81 | 23490.15 | 6875.92 |  | 100 | 30366.07
ORON | Orion New Zealand Limited | COL | Coleridge | OFT | Transformer | T6 | COL | TPM | TPM |  | 578823.81 | 43701.2 | 12792.01 |  | 100 | 56493.21
ORON | Orion New Zealand Limited | HOR | Hororata | OFT | Transformer | T5 | HOR | TPM | TPM |  | 703867.4 | 53141.99 | 15555.47 |  | 100 | 68697.46
ORON | Orion New Zealand Limited | HOR | Hororata | OFT | Transformer | T8 | HOR | TPM | TPM |  | 703867.4 | 53141.99 | 15555.47 |  | 100 | 68697.46
ORON | Orion New Zealand Limited | ISL | Islington | OFT | Transformer | T1 | ISL | TPM | TPM |  | 2511376.15 | 189608.9 | 55501.41 |  | 100 | 245110.31
ORON | Orion New Zealand Limited | ISL | Islington | OFT | Transformer | T2 | ISL | TPM | TPM |  | 2511376.15 | 189608.9 | 55501.41 |  | 100 | 245110.31
ORON | Orion New Zealand Limited | MLN | Middleton | OFT | Transformer | T5 | ADD | TPM | TPM |  | 741995.06 | 56020.63 | 16398.09 |  | 0 | 0
ORON | Orion New Zealand Limited | MLN | Middleton | OFT | Transformer | T6 | ADD | TPM | TPM |  | 989326.75 | 74694.17 | 21864.12 |  | 0 | 0
ORON | Orion New Zealand Limited | MLN | Middleton | OFT | Transformer | T7 | ADD | TPM | TPM |  | 741995.06 | 56020.63 | 16398.09 |  | 0 | 0
ORON | Orion New Zealand Limited | SPN | Springston | GEN | Transformer | T1 | SPN | TPM | TPM |  | 1190315.65 | 89868.83 | 68324.12 |  | 0 | 0
ORON | Orion New Zealand Limited | SPN | Springston | GEN | Transformer | T2 | SPN | TPM | TPM |  | 1190315.65 | 89868.83 | 68324.12 |  | 0 | 0
ORON | Orion New Zealand Limited | SPN | Springston | OFT | Transformer | T1 | SPN | TPM | TPM |  | 1190315.65 | 89868.83 | 26305.98 |  | 100 | 116174.81
ORON | Orion New Zealand Limited | SPN | Springston | OFT | Transformer | T2 | SPN | TPM | TPM |  | 1190315.65 | 89868.83 | 26305.98 |  | 100 | 116174.81
OTNT | Last Tango Ltd, Pylon Ltd and Southern Lines Ltd trading as OtagoNet | BAL | Balclutha | OFT | Transformer | T1 | BAL | TPM | TPM |  | 1435014.13 | 108343.57 | 31713.81 |  | 100 | 140057.38
OTNT | Last Tango Ltd, Pylon Ltd and Southern Lines Ltd trading as OtagoNet | BAL | Balclutha | OFT | Transformer | T2 | BAL | TPM | TPM |  | 1435014.13 | 108343.57 | 31713.81 |  | 100 | 140057.38
OTNT | Last Tango Ltd, Pylon Ltd and Southern Lines Ltd trading as OtagoNet | NSY | Naseby | GEN | Transformer | T1 | NSY | TPM | TPM |  | 1435816.38 | 108404.14 | 82415.86 |  | 0 | 0
OTNT | Last Tango Ltd, Pylon Ltd and Southern Lines Ltd trading as OtagoNet | NSY | Naseby | GEN | Transformer | T2 | NSY | TPM | TPM |  | 1435816.38 | 108404.14 | 82415.86 |  | 0 | 0
OTNT | Last Tango Ltd, Pylon Ltd and Southern Lines Ltd trading as OtagoNet | NSY | Naseby | OFT | Transformer | T1 | NSY | TPM | TPM |  | 1435816.38 | 108404.14 | 31731.54 |  | 100 | 140135.68
OTNT | Last Tango Ltd, Pylon Ltd and Southern Lines Ltd trading as OtagoNet | NSY | Naseby | OFT | Transformer | T2 | NSY | TPM | TPM |  | 1435816.38 | 108404.14 | 31731.54 |  | 100 | 140135.68
OTNT | Last Tango Ltd, Pylon Ltd and Southern Lines Ltd trading as OtagoNet | PAL | Palmerston | OFT | Transformer | T1 | PAL | TPM | TPM |  | 564711.88 | 42635.75 | 12480.13 |  | 100 | 55115.88
PANP | Pan Pac Forest Products Limited | WHI | Whirinaki | GEN | Transformer | T1 | WHI | TPM | TPM |  | 1682705.69 | 127044.28 | 96587.31 |  | 0 | 0
PANP | Pan Pac Forest Products Limited | WHI | Whirinaki | GEN | Transformer | T2 | WHI | TPM | TPM |  | 1629430.4 | 123022 | 93529.3 |  | 0 | 0
PANP | Pan Pac Forest Products Limited | WHI | Whirinaki | GEN | Transformer | T3 | WHI | TPM | TPM |  | 1629430.4 | 123022 | 93529.3 |  | 0 | 0
PANP | Pan Pac Forest Products Limited | WHI | Whirinaki | OFT | Transformer | T1 | WHI | TPM | TPM |  | 1682705.69 | 127044.28 | 37187.8 |  | 100 | 164232.08
PANP | Pan Pac Forest Products Limited | WHI | Whirinaki | OFT | Transformer | T2 | WHI | TPM | TPM |  | 1629430.4 | 123022 | 36010.41 |  | 100 | 159032.41
PANP | Pan Pac Forest Products Limited | WHI | Whirinaki | OFT | Transformer | T3 | WHI | TPM | TPM |  | 1629430.4 | 123022 | 36010.41 |  | 100 | 159032.41
WATA | Network Waitaki Limited | WTK | Waitaki | OFT | Transformer | T28 | WTK | TPM | TPM |  | 529298.18 | 39962.01 | 11697.49 |  | 100 | 51659.5
WATA | Network Waitaki Limited | WTK | Waitaki | OFT | Transformer | T22 | WTK | TPM | TPM |  | 2160389.54 | 163109.41 | 47744.61 |  | 4.02 | 8476.33
WATA | Network Waitaki Limited | WTK | Waitaki | OFT | Transformer | T21 | WTK | TPM | TPM |  | 2160389.54 | 163109.41 | 47744.61 |  | 4.02 | 8476.33
WATA | Network Waitaki Limited | WTK | Waitaki | GEN | Transformer | T28 | WTK | TPM | TPM |  | 529298.18 | 39962.01 | 30381.72 |  | 0 | 0
WATA | Network Waitaki Limited | WTK | Waitaki | GEN | Transformer | T22 | WTK | TPM | TPM |  | 2160389.54 | 163109.41 | 124006.36 |  | 0 | 0
WATA | Network Waitaki Limited | WTK | Waitaki | GEN | Transformer | T21 | WTK | TPM | TPM |  | 2160389.54 | 163109.41 | 124006.36 |  | 0 | 0
WATA | Network Waitaki Limited | TWZ | Twizel | OFT | Transformer | T19 | TWZ | TPM | TPM |  | 1008688.26 | 76155.96 | 22292.01 |  | 37.31 | 36730.94
WATA | Network Waitaki Limited | TWZ | Twizel | OFT | Transformer | T18 | TWZ | TPM | TPM |  | 1008688.26 | 76155.96 | 22292.01 |  | 37.31 | 36730.94
POCO | Powerco Limited | BRK | Brunswick | OFT | Transformer | T1 | BRK | TPM | TPM |  | 4725792.84 | 356797.36 | 104440.02 |  | 100 | 461237.38
POCO | Powerco Limited | BPE | Bunnythorpe | GEN | Transformer | T10 | BPE | TPM | TPM |  | 2126390.33 | 160542.47 | 122054.8 |  | 3.56 | 10060.46
POCO | Powerco Limited | BPE | Bunnythorpe | GEN | Transformer | T9 | BPE | TPM | TPM |  | 2126390.33 | 160542.47 | 122054.8 |  | 3.56 | 10060.46
POCO | Powerco Limited | BPE | Bunnythorpe | OFT | Transformer | T10 | BPE | TPM | TPM |  | 2126390.33 | 160542.47 | 46993.23 |  | 96.44 | 200147.43
POCO | Powerco Limited | BPE | Bunnythorpe | OFT | Transformer | T9 | BPE | TPM | TPM |  | 2126390.33 | 160542.47 | 46993.23 |  | 96.44 | 200147.43
POCO | Powerco Limited | GYT | Greytown | GEN | Transformer | T2 | GYT | TPM | TPM |  | 908526.7 | 68593.77 | 52149.43 |  | 21.66 | 26152.98
POCO | Powerco Limited | GYT | Greytown | GEN | Transformer | T3 | GYT | TPM | TPM |  | 908526.7 | 68593.77 | 52149.43 |  | 21.66 | 26152.98
POCO | Powerco Limited | GYT | Greytown | OFT | Transformer | T2 | GYT | TPM | TPM |  | 908526.7 | 68593.77 | 20078.44 |  | 78.34 | 69465.81
POCO | Powerco Limited | GYT | Greytown | OFT | Transformer | T3 | GYT | TPM | TPM |  | 908526.7 | 68593.77 | 20078.44 |  | 78.34 | 69465.81
POCO | Powerco Limited | HWA | Hawera | GEN | Transformer | T1 | HWA | TPM | TPM |  | 872442.39 | 65869.4 | 50078.19 |  | 49.8 | 57741.9
POCO | Powerco Limited | HWA | Hawera | GEN | Transformer | T2 | HWA | TPM | TPM |  | 872442.39 | 65869.4 | 50078.19 |  | 49.8 | 57741.9
POCO | Powerco Limited | HWA | Hawera | OFT | Transformer | T1 | HWA | TPM | TPM |  | 872442.39 | 65869.4 | 19280.98 |  | 50.2 | 42745.49
POCO | Powerco Limited | HWA | Hawera | OFT | Transformer | T2 | HWA | TPM | TPM |  | 872442.39 | 65869.4 | 19280.98 |  | 50.2 | 42745.49
POCO | Powerco Limited | HIN | Hinuera | OFT | Transformer | T1 | HIN | TPM | TPM |  | 872442.39 | 65869.4 | 19280.98 |  | 100 | 85150.38
POCO | Powerco Limited | HIN | Hinuera | OFT | Transformer | T2 | HIN | TPM | TPM |  | 1159736.08 | 87560.07 | 25630.17 |  | 100 | 113190.24
POCO | Powerco Limited | HUI | Huirangi | GEN | Transformer | T5 | HUI | TPM | TPM |  | 918942.16 | 69380.13 | 52747.28 |  | 37.85 | 46225.22
POCO | Powerco Limited | HUI | Huirangi | GEN | Transformer | T6 | HUI | TPM | TPM |  | 918942.16 | 69380.13 | 52747.28 |  | 37.85 | 46225.22
POCO | Powerco Limited | HUI | Huirangi | OFT | Transformer | T5 | HUI | TPM | TPM |  | 918942.16 | 69380.13 | 20308.62 |  | 62.15 | 55741.56
POCO | Powerco Limited | HUI | Huirangi | OFT | Transformer | T6 | HUI | TPM | TPM |  | 918942.16 | 69380.13 | 20308.62 |  | 62.15 | 55741.56
POCO | Powerco Limited | KIN | Kinleith | GEN | Transformer | T1A | KIN | TPM | TPM |  | 2068582.68 | 156177.99 | 118736.65 |  | 0 | 0
POCO | Powerco Limited | KIN | Kinleith | GEN | Transformer | T2 | KIN | TPM | TPM |  | 1147139.16 | 86609.01 | 65845.79 |  | 0 | 0
POCO | Powerco Limited | KIN | Kinleith | GEN | Transformer | T3A | KIN | TPM | TPM |  | 456802.55 | 34488.59 | 26220.47 |  | 0 | 0
POCO | Powerco Limited | KIN | Kinleith | GEN | Transformer | T3B | KIN | TPM | TPM |  | 499414.24 | 37705.78 | 28666.38 |  | 0 | 0
POCO | Powerco Limited | KIN | Kinleith | GEN | Transformer | T4 | KIN | TPM | TPM |  | 1830273.31 | 138185.63 | 105057.69 |  | 0 | 0
POCO | Powerco Limited | KIN | Kinleith | OFT | Transformer | T1A | KIN | TPM | TPM |  | 2068582.68 | 156177.99 | 45715.68 |  | 100 | 201893.67
POCO | Powerco Limited | KIN | Kinleith | OFT | Transformer | T2 | KIN | TPM | TPM |  | 1147139.16 | 86609.01 | 25351.78 |  | 100 | 111960.79
POCO | Powerco Limited | KIN | Kinleith | OFT | Transformer | T3A | KIN | TPM | TPM |  | 456802.55 | 34488.59 | 10095.34 |  | 100 | 44583.93
POCO | Powerco Limited | KIN | Kinleith | OFT | Transformer | T3B | KIN | TPM | TPM |  | 499414.24 | 37705.78 | 11037.05 |  | 100 | 48742.83
POCO | Powerco Limited | KIN | Kinleith | OFT | Transformer | T4 | KIN | TPM | TPM |  | 1830273.31 | 138185.63 | 40449.04 |  | 65.8 | 117541.61
POCO | Powerco Limited | KPU | Kopu | OFT | Transformer | T3 | KPU | TPM | TPM |  | 1231423.75 | 92972.49 | 27214.46 |  | 100 | 120186.95
POCO | Powerco Limited | KPU | Kopu | OFT | Transformer | T4 | KPU | TPM | TPM |  | 1231423.75 | 92972.49 | 27214.46 |  | 100 | 120186.95
POCO | Powerco Limited | LTN | Linton | GEN | Transformer | T2 | LTN | TPM | TPM |  | 2126390.33 | 160542.47 | 122054.8 |  | 22.98 | 64940.85
POCO | Powerco Limited | LTN | Linton | GEN | Transformer | T3 | LTN | TPM | TPM |  | 2126390.33 | 160542.47 | 122054.8 |  | 22.98 | 64940.85
POCO | Powerco Limited | LTN | Linton | OFT | Transformer | T2 | LTN | TPM | TPM |  | 2126390.33 | 160542.47 | 46993.23 |  | 77.02 | 159844
POCO | Powerco Limited | LTN | Linton | OFT | Transformer | T3 | LTN | TPM | TPM |  | 2126390.33 | 160542.47 | 46993.23 |  | 77.02 | 159844
POCO | Powerco Limited | MGM | Mangamaire | OFT | Transformer | T2 | MGM | TPM | TPM |  | 908526.7 | 68593.77 | 20078.44 |  | 100 | 88672.21
POCO | Powerco Limited | MGM | Mangamaire | OFT | Transformer | T3 | MGM | TPM | TPM |  | 908526.7 | 68593.77 | 20078.44 |  | 100 | 88672.21
POCO | Powerco Limited | MTN | Marton | OFT | Transformer | T1 | MTN | TPM | TPM |  | 936960.63 | 70740.53 | 20706.83 |  | 100 | 91447.36
POCO | Powerco Limited | MTR | Mataroa | OFT | Transformer | T2 | MTR | TPM | TPM |  | 891990.53 | 67345.29 | 19712.99 |  | 100 | 87058.28
POCO | Powerco Limited | NPL | New Plymouth | OFT | Transformer | T6 | NPL | TPM | TPM |  | 918942.16 | 69380.13 | 20308.62 |  | 94.85 | 85069.78
POCO | Powerco Limited | NPL | New Plymouth | OFT | Transformer | T7 | NPL | TPM | TPM |  | 918942.16 | 69380.13 | 20308.62 |  | 94.85 | 85069.78
POCO | Powerco Limited | OKN | Ohakune | OFT | Transformer | T1 | OKN | TPM | TPM |  | 774453.55 | 58471.24 | 17115.42 |  | 23.23 | 17558.78
POCO | Powerco Limited | OPK | Opunake | OFT | Transformer | T4 | OPK | TPM | TPM |  | 951812.67 | 71861.86 | 21035.06 |  | 100 | 92896.92
POCO | Powerco Limited | OPK | Opunake | OFT | Transformer | T5 | OPK | TPM | TPM |  | 951812.67 | 71861.86 | 21035.06 |  | 100 | 92896.92
POCO | Powerco Limited | SFD | Stratford | OFT | Transformer | T5 | SFD | TPM | TPM |  | 918942.16 | 69380.13 | 20308.62 |  | 100 | 89688.75
POCO | Powerco Limited | SFD | Stratford | OFT | Transformer | T6 | SFD | TPM | TPM |  | 918942.16 | 69380.13 | 20308.62 |  | 100 | 89688.75
POCO | Powerco Limited | TGA | Tauranga | GEN | Transformer | T1 | TGA | TPM | TPM |  | 1156454.38 | 87312.31 | 66380.48 |  | 9.99 | 15353.91
POCO | Powerco Limited | TGA | Tauranga | GEN | Transformer | T2 | TGA | TPM | TPM |  | 1156454.38 | 87312.31 | 66380.48 |  | 9.99 | 15353.91
POCO | Powerco Limited | TGA | Tauranga | OFT | Transformer | T1 | TGA | TPM | TPM |  | 1156454.38 | 87312.31 | 25557.64 |  | 90.01 | 101594.24
POCO | Powerco Limited | TGA | Tauranga | OFT | Transformer | T2 | TGA | TPM | TPM |  | 1156454.38 | 87312.31 | 25557.64 |  | 90.01 | 101594.24
POCO | Powerco Limited | TMI | Te Matai | OFT | Transformer | T1 | TMI | TPM | TPM |  | 1993353.85 | 150498.22 | 44053.12 |  | 100 | 194551.34
POCO | Powerco Limited | WHU | Waihou | OFT | Transformer | T1 | WHU | TPM | TPM |  | 896598.63 | 67693.2 | 19814.83 |  | 100 | 87508.03
POCO | Powerco Limited | WHU | Waihou | OFT | Transformer | T2 | WHU | TPM | TPM |  | 896598.63 | 67693.2 | 19814.83 |  | 100 | 87508.03
POCO | Powerco Limited | WHU | Waihou | OFT | Transformer | T3 | WHU | TPM | TPM |  | 896598.63 | 67693.2 | 19814.83 |  | 100 | 87508.03
POCO | Powerco Limited | WKO | Waikino | OFT | Transformer | T1 | WKO | TPM | TPM |  | 1993353.85 | 150498.22 | 44053.12 |  | 100 | 194551.34
POCO | Powerco Limited | WKO | Waikino | OFT | Transformer | T2 | WKO | TPM | TPM |  | 1531386.89 | 115619.71 | 33843.65 |  | 100 | 149463.36
POCO | Powerco Limited | WGN | Wanganui | OFT | Transformer | T1 | WGN | TPM | TPM |  | 889549.1 | 67160.96 | 19659.04 |  | 100 | 86820
POCO | Powerco Limited | WGN | Wanganui | OFT | Transformer | T2 | WGN | TPM | TPM |  | 889549.1 | 67160.96 | 19659.04 |  | 100 | 86820
POCO | Powerco Limited | WVY | Waverley | OFT | Transformer | T1 | WVY | TPM | TPM |  | 759560.2 | 57346.8 | 16786.28 |  | 100 | 74133.08
POWN | PowerNet Limited | GOR | Gore | OFT | Transformer | T2 | GOR | TPM | TPM |  | 1297719.94 | 97977.86 | 28679.61 |  | 100 | 126657.47
POWN | PowerNet Limited | GOR | Gore | OFT | Transformer | T3 | GOR | TPM | TPM |  | 1595382.68 | 120451.39 | 35257.96 |  | 100 | 155709.35
POWN | PowerNet Limited | NMA | North Makarewa | GEN | Transformer | T1 | NMA | TPM | TPM |  | 1859260.97 | 140374.2 | 106721.58 |  | 44.51 | 109982.33
POWN | PowerNet Limited | NMA | North Makarewa | GEN | Transformer | T2 | NMA | TPM | TPM |  | 1859260.97 | 140374.2 | 106721.58 |  | 44.51 | 109982.33
POWN | PowerNet Limited | NMA | North Makarewa | OFT | Transformer | T1 | NMA | TPM | TPM |  | 1859260.97 | 140374.2 | 41089.67 |  | 55.49 | 100694.3
POWN | PowerNet Limited | NMA | North Makarewa | OFT | Transformer | T2 | NMA | TPM | TPM |  | 1859260.97 | 140374.2 | 41089.67 |  | 55.49 | 100694.3
WAIP | Waipa Networks Limited | TMU | Te Awamutu | OFT | Transformer | T2 | TMU | TPM | TPM |  | 1152884.05 | 87042.75 | 25478.74 |  | 100 | 112521.49
WAIP | Waipa Networks Limited | TMU | Te Awamutu | OFT | Transformer | T1 | TMU | TPM | TPM |  | 1152884.05 | 87042.75 | 25478.74 |  | 100 | 112521.49
WAIP | Waipa Networks Limited | TMU | Te Awamutu | GEN | Transformer | T2 | TMU | TPM | TPM |  | 1152884.05 | 87042.75 | 66175.54 |  | 0 | 0
WAIP | Waipa Networks Limited | TMU | Te Awamutu | GEN | Transformer | T1 | TMU | TPM | TPM |  | 1152884.05 | 87042.75 | 66175.54 |  | 0 | 0
WAIP | Waipa Networks Limited | CBG | Cambridge | OFT | Transformer | T4 | CBG | TPM | TPM |  | 1152884.05 | 87042.75 | 25478.74 |  | 100 | 112521.49
WAIP | Waipa Networks Limited | CBG | Cambridge | OFT | Transformer | T3 | CBG | TPM | TPM |  | 1152884.05 | 87042.75 | 25478.74 |  | 100 | 112521.49
WAIP | Waipa Networks Limited | CBG | Cambridge | GEN | Transformer | T4 | CBG | TPM | TPM |  | 1152884.05 | 87042.75 | 66175.54 |  | 0 | 0
WAIP | Waipa Networks Limited | CBG | Cambridge | GEN | Transformer | T3 | CBG | TPM | TPM |  | 1152884.05 | 87042.75 | 66175.54 |  | 0 | 0
SCAN | Scanpower Limited | WDV | Woodville | OFT | Transformer | T1 | WDV | TPM | TPM |  | 846388.27 | 63902.31 | 18705.18 |  | 100 | 82607.49
SHPK | Southpark Utilities Limited | PEN | Penrose | OFT | Transformer | T7 | PEN | TPM | TPM |  | 2967370.08 | 224036.44 | 65578.88 |  | 0.03 | 86.88
SHPK | Southpark Utilities Limited | PEN | Penrose | OFT | Transformer | T9 | PEN | TPM | TPM |  | 2845655.36 | 214846.98 | 62888.98 |  | 0.03 | 83.32
TAPP | Norske Skog Tasman Limited | KAW | Kawerau | GEN | Transformer | T6 | KAW | TPM | TPM |  | 1441674.88 | 108846.45 | 82752.14 |  | 42.08 | 80624.69
TAPP | Norske Skog Tasman Limited | KAW | Kawerau | GEN | Transformer | T7 | KAW | TPM | TPM |  | 1441674.88 | 108846.45 | 82752.14 |  | 42.08 | 80624.69
TAPP | Norske Skog Tasman Limited | KAW | Kawerau | OFT | Transformer | T6 | KAW | TPM | TPM |  | 1441674.88 | 108846.45 | 31861.01 |  | 57.92 | 81497.76
TAPP | Norske Skog Tasman Limited | KAW | Kawerau | OFT | Transformer | T7 | KAW | TPM | TPM |  | 1441674.88 | 108846.45 | 31861.01 |  | 57.92 | 81497.76
TASM | Network Tasman Limited | KIK | Kikiwa | OFT | Transformer | T1 | KIK | TPM | TPM |  | 3645177.41 | 275210.89 | 80558.42 |  | 5.28 | 18784.62
TASM | Network Tasman Limited | KIK | Kikiwa | OFT | Transformer | T2 | KIK | TPM | TPM |  | 3184800.74 | 240452.46 | 70384.1 |  | 1.76 | 5470.72
TASM | Network Tasman Limited | MOT | Motueka | OFT | Transformer | T5 | MOT | TPM | TPM |  | 802366.41 | 60578.66 | 17732.3 |  | 100 | 78310.96
TASM | Network Tasman Limited | MOT | Motueka | OFT | Transformer | T6 | MOT | TPM | TPM |  | 802366.41 | 60578.66 | 17732.3 |  | 100 | 78310.96
TASM | Network Tasman Limited | MOT | Motueka | OFT | Transformer | T3 | STK | TPM | TPM |  | 3595250.44 | 271441.41 | 79455.03 |  | 32.04 | 112427.22
TASM | Network Tasman Limited | MPI | Motupipi | OFT | Transformer | T3 | STK | TPM | TPM |  | 3595250.44 | 271441.41 | 79455.03 |  | 11.63 | 40809.26
TASM | Network Tasman Limited | MCH | Murchison | OFT | Transformer | T1 | MCH | TPM | TPM |  | 715194.61 | 53997.19 | 15805.8 |  | 100 | 69802.99
TASM | Network Tasman Limited | STK | Stoke | OFT | Transformer | T10 | STK | TPM | TPM |  | 3155100.42 | 238210.08 | 69727.72 |  | 100 | 307937.8
TASM | Network Tasman Limited | STK | Stoke | OFT | Transformer | T8 | STK | TPM | TPM |  | 1758486.97 | 132765.77 | 38862.56 |  | 100 | 171628.33
TASM | Network Tasman Limited | STK | Stoke | OFT | Transformer | T9 | STK | TPM | TPM |  | 1758486.97 | 132765.77 | 38862.56 |  | 100 | 171628.33
TRNZ | New Zealand Railways Corporation (trading as KIWIRAIL) | BPE | Bunnythorpe | GEN | Transformer | T16 | BPE | TPM | TPM |  | 920839.56 | 69523.39 | 52856.19 |  | 0.12 | 146.86
TRNZ | New Zealand Railways Corporation (trading as KIWIRAIL) | BPE | Bunnythorpe | OFT | Transformer | T16 | BPE | TPM | TPM |  | 920839.56 | 69523.39 | 20350.55 |  | 99.88 | 89766.09
TRNZ | New Zealand Railways Corporation (trading as KIWIRAIL) | HAM | Hamilton | GEN | Transformer | T7 | HAM | TPM | TPM |  | 903131.11 | 68186.4 | 51839.73 |  | 6.4 | 7681.67
TRNZ | New Zealand Railways Corporation (trading as KIWIRAIL) | HAM | Hamilton | OFT | Transformer | T7 | HAM | TPM | TPM |  | 903131.11 | 68186.4 | 19959.2 |  | 93.6 | 82504.28
TRNZ | New Zealand Railways Corporation (trading as KIWIRAIL) | TNG | Tangiwai | GEN | Transformer | T2 | TNG | TPM | TPM |  | 881923.53 | 66585.23 | 50622.41 |  | 11.47 | 13443.72
TRNZ | New Zealand Railways Corporation (trading as KIWIRAIL) | TNG | Tangiwai | OFT | Transformer | T2 | TNG | TPM | TPM |  | 881923.53 | 66585.23 | 19490.51 |  | 88.53 | 76202.85
TRNZ | New Zealand Railways Corporation (trading as KIWIRAIL) | TMN | Taumarunui | GEN | Transformer | T8 | TMN | TPM | TPM |  | 903131.11 | 68186.4 | 51839.73 |  | 14.17 | 17007.7
TRNZ | New Zealand Railways Corporation (trading as KIWIRAIL) | TMN | Taumarunui | OFT | Transformer | T8 | TMN | TPM | TPM |  | 903131.11 | 68186.4 | 19959.2 |  | 85.83 | 75655.37
VWEN | Wellington Electricity LInes Limited | WIL | Wilton | OFT | Transformer | T5 | WIL | TPM | TPM |  | 2477780.53 | 187072.43 | 54758.95 |  | 100 | 241831.38
VWEN | Wellington Electricity LInes Limited | WIL | Wilton | OFT | Transformer | T3 | WIL | TPM | TPM |  | 2477780.53 | 187072.43 | 54758.95 |  | 100 | 241831.38
VWEN | Wellington Electricity LInes Limited | PNI | Pauatahanui | OFT | Transformer | T2 | PNI | TPM | TPM |  | 990094.22 | 74752.11 | 21881.08 |  | 100 | 96633.19
VWEN | Wellington Electricity LInes Limited | PNI | Pauatahanui | OFT | Transformer | T1 | PNI | TPM | TPM |  | 936960.63 | 70740.53 | 20706.83 |  | 100 | 91447.36
VWEN | Wellington Electricity LInes Limited | MLG | Melling | OFT | Transformer | T4 | MLG | TPM | TPM |  | 1182476.01 | 89276.94 | 26132.72 |  | 100 | 115409.66
VWEN | Wellington Electricity LInes Limited | MLG | Melling | OFT | Transformer | T3 | MLG | TPM | TPM |  | 1182476.01 | 89276.94 | 26132.72 |  | 100 | 115409.66
VWEN | Wellington Electricity LInes Limited | MLG | Melling | OFT | Transformer | T2 | MLG | TPM | TPM |  | 974966.14 | 73609.94 | 21546.75 |  | 100 | 95156.69
VWEN | Wellington Electricity LInes Limited | MLG | Melling | OFT | Transformer | T1 | MLG | TPM | TPM |  | 974966.14 | 73609.94 | 21546.75 |  | 100 | 95156.69
VWEN | Wellington Electricity LInes Limited | HAY | Haywards | OFT | Transformer | T12 | HAY | TPM | TPM |  | 1866291.82 | 140905.03 | 41245.05 |  | 50 | 91075.04
VWEN | Wellington Electricity LInes Limited | HAY | Haywards | OFT | Transformer | T11 | HAY | TPM | TPM |  | 1890575.23 | 142738.43 | 41781.71 |  | 100 | 184520.14
VWEN | Wellington Electricity LInes Limited | GFD | Gracefield | OFT | Transformer | T6 | GFD | TPM | TPM |  | 1480471.04 | 111775.56 | 32718.41 |  | 100 | 144493.97
VWEN | Wellington Electricity LInes Limited | GFD | Gracefield | OFT | Transformer | T5 | GFD | TPM | TPM |  | 1480471.04 | 111775.56 | 32718.41 |  | 100 | 144493.97
VWEN | Wellington Electricity LInes Limited | CPK | Central Park | OFT | Transformer | T5 | CPK | TPM | TPM |  | 2132156 | 160977.78 | 47120.65 |  | 100 | 208098.43
VWEN | Wellington Electricity LInes Limited | CPK | Central Park | OFT | Transformer | T4 | CPK | TPM | TPM |  | 1774694.94 | 133989.47 | 39220.76 |  | 100 | 173210.23
VWEN | Wellington Electricity LInes Limited | CPK | Central Park | OFT | Transformer | T3 | CPK | TPM | TPM |  | 1774694.94 | 133989.47 | 39220.76 |  | 100 | 173210.23
VWEN | Wellington Electricity LInes Limited | CPK | Central Park | OFT | Transformer | T12 | CPK | TPM | TPM |  | 613163.54 | 46293.85 | 13550.91 |  | 100 | 59844.76
VWEN | Wellington Electricity LInes Limited | CPK | Central Park | OFT | Transformer | T11 | CPK | TPM | TPM |  | 613163.54 | 46293.85 | 13550.91 |  | 100 | 59844.76
VECT | Vector Limited | ALB | Albany | OFT | Transformer | T3 | ALB | TPM | TPM |  | 2559624.72 | 193251.67 | 56567.71 |  | 100 | 249819.38
VECT | Vector Limited | ALB | Albany | OFT | Transformer | T6 | ALB | TPM | TPM |  | 2559624.72 | 193251.67 | 56567.71 |  | 100 | 249819.38
VECT | Vector Limited | HEP | Hepburn Road | OFT | Transformer | T1 | HEP | TPM | TPM |  | 1680992 | 126914.9 | 37149.92 |  | 100 | 164064.82
VECT | Vector Limited | HEP | Hepburn Road | OFT | Transformer | T2 | HEP | TPM | TPM |  | 3189242.16 | 240787.78 | 70482.25 |  | 100 | 311270.03
VECT | Vector Limited | ROS | Mt Roskill | OFT | Transformer | T3 | ROS | TPM | TPM |  | 1250794.42 | 94434.98 | 27642.56 |  | 100 | 122077.54
VECT | Vector Limited | OTA | Otahuhu | OFT | Transformer | T11 | OTA | TPM | TPM |  | 1839717.59 | 138898.68 | 40657.76 |  | 88.42 | 158763.8
VECT | Vector Limited | OTA | Otahuhu | OFT | Transformer | T12 | OTA | TPM | TPM |  | 1734665.89 | 130967.27 | 38336.12 |  | 88.42 | 149698.06
VECT | Vector Limited | PAK | Pakuranga | OFT | Transformer | T1 | PAK | TPM | TPM |  | 2559624.72 | 193251.67 | 56567.71 |  | 100 | 249819.38
VECT | Vector Limited | PAK | Pakuranga | OFT | Transformer | T2 | PAK | TPM | TPM |  | 2559624.72 | 193251.67 | 56567.71 |  | 100 | 249819.38
VECT | Vector Limited | PEN | Penrose | GEN | Transformer | T7 | PEN | TPM | TPM |  | 2967370.08 | 224036.44 | 170327.04 |  | 0 | 0
VECT | Vector Limited | PEN | Penrose | GEN | Transformer | T9 | PEN | TPM | TPM |  | 2845655.36 | 214846.98 | 163340.62 |  | 0 | 0
VECT | Vector Limited | PEN | Penrose | OFT | Transformer | T7 | PEN | TPM | TPM |  | 2967370.08 | 224036.44 | 65578.88 |  | 99.97 | 289528.44
VECT | Vector Limited | PEN | Penrose | OFT | Transformer | T9 | PEN | TPM | TPM |  | 2845655.36 | 214846.98 | 62888.98 |  | 99.97 | 277652.64
VECT | Vector Limited | TAK | Takanini | OFT | Transformer | T5 | TAK | TPM | TPM |  | 2925303.36 | 220860.4 | 64649.2 |  | 100 | 285509.6
VECT | Vector Limited | TAK | Takanini | OFT | Transformer | T8 | TAK | TPM | TPM |  | 2925303.36 | 220860.4 | 64649.2 |  | 100 | 285509.6
VECT | Vector Limited | WEL | Wellsford | OFT | Transformer | T1 | WEL | TPM | TPM |  | 855335.68 | 64577.84 | 18902.92 |  | 100 | 83480.76
VECT | Vector Limited | WIR | Wiri | OFT | Transformer | T1 | WIR | TPM | TPM |  | 3342699.58 | 252373.82 | 73873.66 |  | 100 | 326247.48
VECT | Vector Limited | WIR | Wiri | OFT | Transformer | T2 | WIR | TPM | TPM |  | 1706437.44 | 128836.03 | 37712.27 |  | 100 | 166548.3
Note on X37: David Rohan: Mokai is MRP at WKM; this conection charge is subtracted from MRP

## Charges as residential impact
Charges in $ per year terms, for a specified level of household consumption | [7 empty] | $/yr
| Status quo |  |  |  | New AoB | Household consumption (kWh per year) | ACOT ($/yr) | ACOT + Status quo
Alpine Energy | 110.5298 | 104.2751 | 167.0595 | 6619.4943 | 104.2751 | 8339.43 | 0 | 110.5298
Aurora Energy | 131.4242 | 117.7158 | 164.9302 | 11117.3691 | 117.7158 | 8233.1367 | 43.6527 | 175.0769
Buller Electricity | 65.3451 | 91.8214 | 109.7992 | 587.0084 | 91.8214 | 5481.06 | 0 | 65.3451
Centralines | 125.8801 | 97.287 | 139.3502 | 787.6572 | 97.287 | 6956.21 | 0 | 125.8801
Counties Power | 143.6976 | 176.2339 | 160.2178 | 4530.0545 | 176.2339 | 7997.9 | 0 | 143.6976
Eastland Network | 111.0516 | 86.9574 | 126.5881 | 1910.9206 | 86.9574 | 6319.14 | 55.2818 | 166.3334
Electra | 94.8908 | 109.2303 | 129.5176 | 2801.0677 | 109.2303 | 6465.38 | 20.6154 | 115.5062
Electricity Ashburton | 50.5439 | 167.5465 | 174.7772 | 5471.7932 | 167.5465 | 8724.69 | 15.1982 | 65.7421
Electricity Invercargill | 181.9015 | 118.0417 | 169.866 | 2187.4016 | 118.0417 | 8479.53 | 0 | 181.9015
Horizon | 41.1758 | 86.928 | 126.6386 | 3152.0113 | 86.928 | 6321.66 | 43.0436 | 84.2194
Lakeland Network | 171.5149 | 138.1444 | 185.2931 | 102.9609 | 138.1444 | 9249.63 | 0 | 171.5149
Mainpower | 153.3854 | 134.2604 | 178.0303 | 4866.9125 | 134.2604 | 8887.08 | 14.8405 | 168.2259
Marlborough Lines | 121.591 | 90.8972 | 144.5268 | 2827.0698 | 90.8972 | 7214.62 | 2.87 | 124.4609
Network Tasman | 102.57 | 98.5239 | 139.8028 | 5093.8514 | 98.5239 | 6978.805 | 0.69797 | 103.2679
Network Waitaki | 90.2239 | 111.5078 | 151.7827 | 2037.9786 | 111.5078 | 7576.83 | 0 | 90.2239
Northpower | 109.3395 | 172.5554 | 127.5777 | 4832.2908 | 172.5554 | 6368.54 | 27.6807 | 137.0202
Orion | 173.2908 | 129.022 | 176.0853 | 28495.6709 | 129.022 | 8789.99 | 3.3237 | 176.6145
OtagoNet JV | 65.326 | 77.5935 | 139.8728 | 2965.2816 | 77.5935 | 6982.3 | 16.7285 | 82.0545
Powerco | 107.8817 | 105.4382 | 127.6219 | 27924.1813 | 105.4382 | 6370.7483 | 13.3794 | 121.2612
Scanpower | 129.1204 | 101.2424 | 142.4368 | 592.9801 | 101.2424 | 7110.29 | 0 | 129.1204
The Lines Company | 101.5816 | 142.9719 | 160.9129 | 2339.4787 | 142.9719 | 8032.6 | 37.2472 | 138.8288
The Power Company | 106.8863 | 110.8406 | 170.6113 | 6583.5907 | 110.8406 | 8516.73 | 23.5869 | 130.4732
Top Energy | 72.6004 | 159.6399 | 121.4872 | 2173.202 | 159.6399 | 6064.51 | 66.7958 | 139.3962
Unison | 133.0122 | 108.0154 | 142.2585 | 11576.3522 | 108.0154 | 7101.39 | 26.1251 | 159.1374
Vector | 151.282 | 217.3332 | 142.6142 | 59901.0342 | 217.3332 | 7119.145 | 8.0164 | 159.2984
Waipa Power | 130.8681 | 121.3267 | 153.214 | 2882.0493 | 121.3267 | 7648.28 | 0 | 130.8681
WEL | 111.288 | 124.9246 | 140.7442 | 8744.8095 | 124.9246 | 7025.8 | 21.0146 | 132.3026
Wellington Electricity | 160.4908 | 125.4587 | 143.4262 | 17644.745 | 125.4587 | 7159.68 | 0.51013 | 161.0009
Westpower | 34.7923 | 101.1282 | 123.2194 | 1743.3477 | 101.1282 | 6150.98 | 17.7307 | 52.523
Note, this does not include connection charges, tax, or pass-through of charges on generators.
Note on G13: David Rohan: Aurora;s Queenstown data is used as a proxy for Lakeland's typical demand

## Deltas
Deltas vs status quo, in c/kWh terms |  |  |  |  | Note, these figures do not include pass-through of charges on generators.
| Proposal assuming continuation of ACOT | Proposal assuming ACOT discontinued | CHECK O/H ALLOCATION METHOD (1 vs 2) | ACOT alone
Alpine Energy | -0.075001 | -0.075001 |  | 0
Aurora Energy | -0.1665 | -0.69671 |  | -0.53021
Buller Electricity | 0.48305 | 0.48305 |  | 0
Centralines | -0.41105 | -0.41105 |  | 0
Counties Power | 0.40681 | 0.40681 |  | 0
Eastland Network | -0.38129 | -1.2561 |  | -0.87483
Electra | 0.22179 | -0.09707 |  | -0.31886
Electricity Ashburton | 1.3411 | 1.1669 |  | -0.1742
Electricity Invercargill | -0.75311 | -0.75311 |  | 0
Horizon | 0.72374 | 0.042846 |  | -0.68089
Lakeland Network | -0.36078 | -0.36078 |  | 0
Mainpower | -0.2152 | -0.38219 |  | -0.16699
Marlborough Lines | -0.42544 | -0.46522 |  | -0.03978
Network Tasman | -0.057976 | -0.067977 |  | -0.010001
Network Waitaki | 0.28091 | 0.28091 |  | 0
Northpower | 0.99263 | 0.55798 |  | -0.43465
Orion | -0.50363 | -0.54144 |  | -0.037812
OtagoNet JV | 0.17569 | -0.063889 |  | -0.23958
Powerco | -0.038355 | -0.24837 |  | -0.21001
Scanpower | -0.39208 | -0.39208 |  | 0
The Lines Company | 0.51528 | 0.051579 |  | -0.4637
The Power Company | 0.04643 | -0.23052 |  | -0.27695
Top Energy | 1.4352 | 0.33381 |  | -1.1014
Unison | -0.352 | -0.71989 |  | -0.36789
Vector | 0.9278 | 0.81519 |  | -0.1126 | [17 empty] | 24.6957
Waipa Power | -0.12475 | -0.12475 |  | 0
WEL | 0.19409 | -0.10501 |  | -0.29911 |  | MBIE Quarterly electricity price survey | [16 empty] | 0.080986
Wellington Electricity | -0.4893 | -0.49642 |  | -0.0071251 |  | http://www.mbie.govt.nz/info-services/sectors-industries/energy/energy-data-modelling/statistics/prices/electricity-prices/QSDEP-report-15-feb-2016.xlsx | [16 empty] | 8.078%
Westpower | 1.0785 | 0.7902 |  | -0.28826 | [13 empty] | 2015 |  | c/kWh
[11 empty] | MBIE DATA c/kWh |  | $/MWh | c/kWh | $/MWh |  |  | Comcom data (PWC compendium) |  |  | Less status quo tx
Deltas vs status quo, as % of EDB's retail tariff | [6 empty] | Retail | Lines Comp | Energy/Other |  | Retail excl GST | Network Lines Cost excl GST | AoB + Residual | TPM Proposal |  | Network Lines cost less status quo tx |  | line revenue | GWh/yr | Network Lines Cost (ComCom data) | Network Lines Cost less transmission (ComCom data) |  | 24.7985 | tariff x GWh
| Proposal assuming continuation of ACOT | Proposal assuming ACOT discontinued |  | EDB retail tariffs (excl GST) |  | Alpine Energy | 25.7957 | 9.4724 | 16.3233 | Alpine Energy | 22.4311 | 8.2369 | 12.5039 | 1.2504 | 13.2539 | 6.9115 | s | 51134 | 806 | 6.3442 | 5.0188 |  | 18079.4326 | 18079.4326
Alpine Energy | -0.3344% | -0.3344% |  | 22.4311 |  | Aurora Energy (Clyde/Cromwell) | 31.0962 | 14.7457 | 16.3505 | Aurora Energy | 24.0723 | 9.8006 | 14.2978 | 1.4298 | 15.9628 | 8.2043 | s | 89333 | 1347 | 6.632 | 5.0357 |  | 32425.4075 | 32425.4075
Aurora Energy | -0.6917% | -2.894% |  | 24.0723 |  | Aurora Energy (Dunedin) | 24.4014 | 8.1122 | 16.2892 | Buller Electricity | 31.3195 | 14.3888 | 16.7525 | 1.6752 | 11.922 | 13.1966 | s | 7605 | 58 | 13.1121 | 11.9199 |  | 1816.532 | 1816.532
Buller Electricity | 1.542% | 1.542% |  | 31.3195 |  | Aurora Energy (Queenstown) | 27.5519 | 10.9541 | 16.5978 | Centralines | 28.4279 | 15.2048 | 13.9856 | 1.3986 | 18.0961 | 13.3952 | n | 12182 | 115 | 10.593 | 8.7834 |  | 3269.2108 | 3269.2108
Centralines | -1.446% | -1.446% |  | 28.4279 |  | Buller Electricity | 36.0174 | 16.5472 | 19.4703 | Counties Power | 24.8558 | 10.4768 | 22.035 | 2.2035 | 17.9669 | 8.6802 | n | 46359 | 567 | 8.1762 | 6.3795 |  | 14093.2449 | 14093.2449
Counties Power | 1.637% | 1.637% |  | 24.8558 |  | Centralines | 32.6921 | 17.4856 | 15.2065 | Eastland Network | 28.0281 | 12.6309 | 13.761 | 1.3761 | 17.5739 | 10.8735 | n | 40514 | 666 | 6.0832 | 4.3258 |  | 18666.7416 | 18666.7416
Eastland Network | -1.36% | -4.482% |  | 28.0281 |  | Counties Power | 28.5842 | 12.0484 | 16.5358 | Electra | 23.1651 | 9.4268 | 16.8946 | 1.6895 | 14.6768 | 7.9592 | n | 33347 | 300 | 11.1157 | 9.648 |  | 6949.519 | 6949.519
Electra | 0.9574% | -0.419% |  | 23.1651 |  | EA Networks | 26.7859 | 7.8808 | 18.9051 | Electricity Ashburton | 23.2921 | 6.8528 | 19.2037 | 1.9204 | 5.7932 | 6.2735 | s | 37731 | 431 | 8.7543 | 8.175 |  | 10038.8801 | 10038.8801
Electricity Ashburton | 5.758% | 5.01% |  | 23.2921 |  | Eastland (High Density) | 32.2324 | 14.5256 | 17.7068 | Electricity Invercargill | 22.4629 | 8.6424 | 13.9208 | 1.3921 | 21.4518 | 6.4972 | s | 19979 | 273 | 7.3183 | 5.1731 |  | 6132.3829 | 6132.3829
Electricity Invercargill | -3.353% | -3.353% |  | 22.4629 |  | Electra | 26.6398 | 10.8409 | 15.799 | Horizon | 25.0719 | 10.6678 | 13.7508 | 1.3751 | 6.5134 | 10.0165 | n | 31817 | 539 | 5.903 | 5.2516 |  | 13513.7445 | 13513.7445
Horizon | 2.887% | 0.1709% |  | 25.0719 |  | Electricity Invercargill | 25.8324 | 9.9387 | 15.8937 | Lakeland Network | 24.0723 | 9.8006 | 14.9351 | 1.4935 | 18.5429 | 7.9463 | s | [5 empty] | 0 | 0
Lakeland Network | -1.499% | -1.499% |  | 24.0723 |  | Horizon Energy (Urban) | 28.8327 | 12.268 | 16.5646 | Mainpower | 23.7597 | 9.2303 | 15.1074 | 1.5107 | 17.2594 | 7.5044 | s | 52909 | 646 | 8.1902 | 6.4643 |  | 15348.7518 | 15348.7518
Mainpower | -0.9057% | -1.609% |  | 23.7597 |  | Mainpower (Kaiapoi) | 26.2336 | 9.5195 | 16.7141 | Marlborough Lines | 28.7012 | 12.268 | 12.599 | 1.2599 | 16.8534 | 10.5827 | s | 34527 | 397 | 8.697 | 7.0116 |  | 11394.3819 | 11394.3819
Marlborough Lines | -1.482% | -1.621% |  | 28.7012 |  | Mainpower (North Canterbury) | 28.4136 | 11.7103 | 16.7034 | Network Tasman | 23.3656 | 7.8628 | 14.1176 | 1.4118 | 14.6974 | 6.3931 | s | 42339 | 627 | 6.7526 | 5.2829 |  | 14650.2074 | 14650.2074
Network Tasman | -0.2481% | -0.2909% |  | 23.3656 |  | Marlborough Lines (Non-remote) | 33.0064 | 14.1083 | 18.8981 | Network Waitaki | 22.5434 | 8.1327 | 14.717 | 1.4717 | 11.9079 | 6.9419 | s | 16953 | 292 | 5.8058 | 4.615 |  | 6582.6787 | 6582.6787
Network Waitaki | 1.246% | 1.246% |  | 22.5434 |  | Nelson Electricity | 29.7533 | 9.6656 | 20.0877 | Northpower | 24.6722 | 9.7848 | 27.095 | 2.7095 | 17.1687 | 8.068 | n | 63340 | 1035 | 6.1198 | 4.4029 |  | 25535.7113 | 25535.7113
Northpower | 4.023% | 2.262% |  | 24.6722 |  | Network Tasman | 26.8704 | 9.0423 | 17.8281 | Orion | 23.4867 | 9.567 | 14.6783 | 1.4678 | 19.7146 | 7.5955 | s | 242069 | 3271 | 7.4005 | 5.429 |  | 76825.1246 | 76825.1246
Orion | -2.144% | -2.305% |  | 23.4867 |  | Network Waitaki | 25.9249 | 9.3526 | 16.5724 | OtagoNet JV | 33.8259 | 17.0318 | 11.1129 | 1.1113 | 9.3559 | 16.0962 | s | 35105 | 426 | 8.2406 | 7.305 |  | 14409.8225 | 14409.8225
OtagoNet JV | 0.5194% | -0.1889% |  | 33.8259 |  | Northpower | 28.373 | 11.2526 | 17.1204 | Powerco | 26.2287 | 10.6954 | 16.5504 | 1.655 | 16.9339 | 9.002 | n | 367197 | 4715 | 7.7878 | 6.0945 |  | 123668.1492 | 123668.1492
Powerco | -0.1462% | -0.9469% |  | 26.2287 |  | Orion NZ | 27.0098 | 11.002 | 16.0077 | Scanpower | 25.199 | 11.948 | 14.2389 | 1.4239 | 18.1597 | 10.132 | n | 8404 | 83 | 10.1253 | 8.3093 |  | 2091.5195 | 2091.5195
Scanpower | -1.556% | -1.556% |  | 25.199 |  | OtagoNet Joint Venture | 38.8998 | 19.5866 | 19.3131 | The Lines Company | 26.7721 | 11.5287 | 17.799 | 1.7799 | 12.6462 | 10.2641 | n | 38458 | 361 | 10.6532 | 9.3886 |  | 9664.738 | 9664.738
The Lines Company | 1.925% | 0.1927% |  | 26.7721 |  | Powerco (Tauranga) | 32.2835 | 11.6965 | 20.587 | The Power Company | 25.8839 | 10.8983 | 13.0145 | 1.3014 | 12.5502 | 9.6433 | s | 56711 | 754 | 7.5214 | 6.2663 |  | 19516.4246 | 19516.4246
The Power Company | 0.1794% | -0.8906% |  | 25.8839 |  | Powerco (Thames Valley) | 29.8377 | 12.8373 | 17.0004 | Top Energy | 32.7747 | 16.5828 | 26.3236 | 2.6324 | 11.9714 | 15.3857 | n | 38611 | 357 | 10.8154 | 9.6183 |  | 11700.5816 | 11700.5816
Top Energy | 4.379% | 1.018% |  | 32.7747 |  | Powerco (Western A - Manawatu) | 28.3688 | 11.3028 | 17.066 | Unison | 26.4349 | 11.9515 | 15.2105 | 1.521 | 18.7304 | 10.0785 | n | 141720 | 1637 | 8.6573 | 6.7843 |  | 43273.9468 | 43273.9468
Unison | -1.332% | -2.723% |  | 26.4349 |  | Powerco (Western A - Nth Taranaki) | 28.1348 | 11.3028 | 16.832 | Vector | 23.8968 | 9.9848 | 30.528 | 3.0528 | 21.25 | 7.8598 | n | 625681 | 8685 | 7.2042 | 5.0792 |  | 207543.8103 | 207543.8103
Vector | 3.883% | 3.411% |  | 23.8968 |  | Powerco (Western A - Whanganui) | 28.6472 | 11.3028 | 17.3443 | Waipa Power | 22.032 | 6.7488 | 15.8633 | 1.5863 | 17.1108 | 5.0378 | n | 23022 | 378 | 6.0905 | 4.3794 |  | 8328.0892 | 8328.0892
Waipa Power | -0.5662% | -0.5662% |  | 22.032 |  | Powerco (Western B - Sth Taranaki) | 31.856 | 13.828 | 18.028 | WEL | 24.8344 | 11.4548 | 17.7808 | 1.7781 | 15.8399 | 9.8709 | n | 96877 | 1266 | 7.6522 | 6.0682 |  | 31440.3556 | 31440.3556
WEL | 0.7816% | -0.4229% |  | 24.8344 |  | Powerco (Western B - Wairarapa) | 32.0128 | 13.828 | 18.1849 | Wellington Electricity | 23.4343 | 9.4048 | 17.523 | 1.7523 | 22.4159 | 7.1633 | n | 181939 | 2442 | 7.4504 | 5.2088 |  | 57226.4563 | 57226.4563
Wellington Electricity | -2.088% | -2.118% |  | 23.4343 |  | Scanpower | 28.9789 | 13.7402 | 15.2387 | Westpower | 28.7432 | 10.9768 | 16.441 | 1.6441 | 5.6564 | 10.4112 | s | 20361 | 284 | 7.1694 | 6.6037 |  | 8163.0581 | 8163.0581
Westpower | 3.752% | 2.749% |  | 28.7432 |  | The Lines Company (Hangatiki GXP - LV High Density) | 30.4004 | 13.6455 | 16.7549 | [8 empty] | 2456224 | 32758
[6 empty] | The Lines Company (Ongarue GXP - LV High Density) | 31.1755 | 12.8705 | 18.3049
[6 empty] | The Power Company (Urban) | 29.7664 | 12.5331 | 17.2334 | [14 empty] | s | 235383.0847 | 9612 | 24.4885
Deltas vs status quo, as charges in $ per year terms, for a specified level of household consumption | [5 empty] | Top Energy | 37.6909 | 19.0703 | 18.6207 | [14 empty] | n | 576965.8187 | 23146 | 24.9272
| Proposal assuming continuation of ACOT | Proposal assuming ACOT discontinued |  |  |  | Unison (Hawke's Bay) | 29.3197 | 14.1276 | 15.1921
Alpine Energy | -6.2547 | -6.2547 |  |  |  | Unison (Rotorua) | 31.0795 | 13.5526 | 17.5269
Aurora Energy | -13.7084 | -57.3612 |  |  |  | Unison (Taupo) | 30.8013 | 13.5526 | 17.2487
Buller Electricity | 26.4763 | 26.4763 |  |  |  | Vector (Auckland) | 27.3672 | 11.4826 | 15.8846
Centralines | -28.5932 | -28.5932 |  |  |  | Vector (Northern) | 27.5955 | 11.4826 | 16.1129
Counties Power | 32.5362 | 32.5362 |  |  |  | Waipa Networks | 25.3368 | 7.7612 | 17.5756
Eastland Network | -24.0942 | -79.376 |  |  |  | WEL Networks | 28.5596 | 13.1731 | 15.3865
Electra | 14.3395 | -6.2759 |  |  |  | Wellington Electricity Lines | 26.9494 | 10.8156 | 16.1338
Electricity Ashburton | 117.0026 | 101.8044 |  |  |  | Westpower | 33.0546 | 12.6233 | 20.4313
Electricity Invercargill | -63.8598 | -63.8598
Horizon | 45.7522 | 2.7086
Lakeland Network | -33.3704 | -33.3704
Mainpower | -19.1249 | -33.9654
Marlborough Lines | -30.6937 | -33.5637
Network Tasman | -4.046 | -4.744
Network Waitaki | 21.2839 | 21.2839
Northpower | 63.2159 | 35.5352
Orion | -44.2688 | -47.5925
OtagoNet JV | 12.2675 | -4.4609
Powerco | -2.4435 | -15.8229
Scanpower | -27.878 | -27.878
The Lines Company | 41.3904 | 4.1432
The Power Company | 3.9543 | -19.6326
Top Energy | 87.0395 | 20.2437
Unison | -24.9968 | -51.122
Vector | 66.0512 | 58.0348
Waipa Power | -9.5413 | -9.5413
WEL | 13.6366 | -7.378
Wellington Electricity | -35.032 | -35.5422
Westpower | 66.3359 | 48.6052
Note on W44: David Rohan: Assume same as Aurora (no Lakeland data)

## $M by option and group
|  |  | Base option from TPM options paper |  | New option 1 - Deeper connection | AoB
|  | Status quo | Application A | Application B | Regions (1a) | Proposal
|  | Status quo |  |  |  | Proposal | Difference | Fully variabilised generation charges
NI gen | NI Generation | 0 |  |  |  | 11.7749 | 11.7749 | Status quo (Post 2017 TPM) | Proposal
SI gen | SI Generation | 140 | #REF! | #REF! | #REF! | 57.8829 | -82.1171 | 3.2885 | #REF!
UNI MM load | UNI mass-market load | 206.293 | #REF! | #REF! | #REF! | 299.3376 | 93.0446
LNI MM load | LNI mass-market load | 234.2935 | #REF! | #REF! | #REF! | 194.9243 | -39.3692
SI MM load | SI mass-market load | 131.4989 | #REF! | #REF! | #REF! | 141.3245 | 9.8256
Tiwai | NZAS | 60.8449 | #REF! | #REF! | #REF! | 39.9757 | -20.8691
Other ind | Other major industrials | 22.1281 | #REF! | #REF! | #REF! | 48.6701 | 26.542
|  | Status quo (Post 2017) | Base option from TPM Options Paper - Application A | Base option from TPM Options Paper - Application B | 1a | AoB
|  | new option 3## | TPM OP 2## | TPM OP App B 2## | new option 1#RC#1a
Base option from TPM options paper
Note on C12: David Rohan: 'new option 3' is post 2017 status quo; TPM OP5 is old 'status quo'

## $ per MWh by option and group
|  | Status quo (Post 2017 TPM) | Base option from TPM options paper |  | New option 1 - Deeper connection
|  | Status quo (Post 2017 TPM) | Application A | Application B | Regions (1a) | Proposal
|  | Status quo (Post 2017 TPM) | 0 | 0 | 0 | Proposal | Difference
NI gen | NI Generation | 0 |  |  |  | 0.47876
SI gen | SI Generation | 7.7871 |  |  |  | 3.2196 | -4.5675
UNI MM load | UNI mass-market load | 20.2955 | #REF! | #REF! | #REF! | 29.4494 | 9.1539
LNI MM load | LNI mass-market load | 20.5442 | #REF! | #REF! | #REF! | 17.092 | -3.4521
SI MM load | SI mass-market load | 13.9981 | #REF! | #REF! | #REF! | 15.044 | 1.0459
Tiwai | NZAS | 12.2047 | #REF! | #REF! | #REF! | 8.0186 | -4.1861
Other ind | Other major industrials | 5.9073 | #REF! | #REF! | #REF! | 12.993 | 7.0857
|  | Status quo (Post 2017) | Base option from TPM Options Paper - Application A | Base option from TPM Options Paper - Application B | 1a | 1ai

## Load factors
|  |  | Live data | [5 empty] | GRAPHING (paste values from table to the left, & sort this data)
Old format | New format |  | customer | GWh/yr | MW | Load Factor | Residual charge only ($/MWh) |  | customer | GWh/yr | MW | Load Factor | Residual charge only ($/MWh)
Alpine Energy | Alpine Energy |  | Alpine Energy | 793.7586 | 158.6886 | 57.1% | 7.1008 | NZ Aluminium Smelter | NZAS | 4985.358 | 582.214 | 0.97748 | 4.148
Aurora Energy | Aurora Energy |  | Aurora Energy | 1350.32 | 317.7951 | 48.5% | 8.3591 | Refining NZ | Refinery | 262.251 | 35.5992 | 0.84096 | 4.8214
Buller Electricity | Buller Electricity |  | Buller Electricity | 107.0976 | 28.4424 | 42.98% | 9.4327 | Carter Holt Harvey | CHH | 585.3358 | 88.9649 | 0.75107 | 5.3984
Centralines | Centralines |  | Centralines | 113.2308 | 20.4267 | 63.28% | 6.4074 | NZ Steel | NZ Steel | 1065.394 | 170.436 | 0.71358 | 5.682
Counties Power | Counties Power |  | Counties Power | 566.4055 | 127.3104 | 50.79% | 7.9834 | Pan Pac | PanPac | 528.9181 | 85.1403 | 0.70917 | 5.7174
Eastland Network | Eastland Network |  | Eastland Network | 302.402 | 58.1133 | 59.4% | 6.8256 | Winstones | Winstones | 235.6306 | 38.9886 | 0.68991 | 5.877
Electra | Electra |  | Electra | 433.241 | 96.7638 | 51.11% | 7.933 | Daiken MDF | Daiken MDF | 68.1162 | 11.3736 | 0.68367 | 5.9306
Electricity Ashburton | Electricity Ashburton |  | Electricity Ashburton | 627.1619 | 197.2005 | 36.31% | 11.1681 | Rayonier | Rayonier | 53.554 | 9.1182 | 0.67047 | 6.0474
Electricity Invercargill | Electricity Invercargill |  | Electricity Invercargill | 257.9626 | 55.5672 | 52.99% | 7.6509 | OtagoNet JV | OtagoNet JV | 424.6855 | 73.2879 | 0.6615 | 6.1294
Horizon | Horizon |  | Horizon | 498.605 | 94.8969 | 59.98% | 6.76 | Methanex | Methanex | 53.6941 | 9.5025 | 0.64504 | 6.2858
Lakeland Network | Lakeland Network |  | Lakeland Network | 11.1313 | 2.7846 | 45.63% | 8.8852 | Centralines | Centralines | 113.2308 | 20.4267 | 0.63279 | 6.4074
Mainpower | Mainpower |  | Mainpower | 547.6391 | 127.3272 | 49.1% | 8.2581 | Northpower | Northpower | 758.7753 | 138.1569 | 0.62696 | 6.4671
Marlborough Lines | Marlborough Lines |  | Marlborough Lines | 391.8529 | 76.2636 | 58.65% | 6.9127 | Scanpower | Scanpower | 83.3975 | 15.372 | 0.61932 | 6.5468
Network Tasman | Network Tasman |  | Network Tasman | 729.9031 | 160.6752 | 51.86% | 7.8187 | Horizon | Horizon | 498.605 | 94.8969 | 0.59979 | 6.76
Network Waitaki | Network Waitaki |  | Network Waitaki | 268.9751 | 63.861 | 48.08% | 8.4329 | Eastland Network | Eastland Network | 302.402 | 58.1133 | 0.59403 | 6.8256
Northpower | Northpower |  | Northpower | 758.7753 | 138.1569 | 62.7% | 6.4671 | Marlborough Lines | Marlborough Lines | 391.8529 | 76.2636 | 0.58655 | 6.9127
Orion | Orion |  | Orion | 3241.832 | 734.5065 | 50.38% | 8.0474 | Alpine Energy | Alpine Energy | 793.7586 | 158.6886 | 0.571 | 7.1008
OtagoNet JV | OtagoNet JV |  | OtagoNet JV | 424.6855 | 73.2879 | 66.15% | 6.1294 | Top Energy | Top Energy | 358.3475 | 72.2988 | 0.56581 | 7.166
Powerco | Powerco |  | Powerco | 4383.187 | 984.1692 | 50.84% | 7.975 | The Power Company | The Power Company | 773.0186 | 155.9699 | 0.56578 | 7.1664
Scanpower | Scanpower |  | Scanpower | 83.3975 | 15.372 | 61.93% | 6.5468 | Waipa Power | Waipa Power | 376.8232 | 77.4984 | 0.55506 | 7.3048
The Lines Company | The Lines Company |  | The Lines Company | 291.248 | 76.2216 | 43.62% | 9.2954 | Unison | Unison | 1630.153 | 344.337 | 0.54043 | 7.5025
The Power Company | The Power Company |  | The Power Company | 773.0186 | 155.9699 | 56.58% | 7.1664 | Electricity Invercargill | Electricity Invercargill | 257.9626 | 55.5672 | 0.52995 | 7.6509
Top Energy | Top Energy |  | Top Energy | 358.3475 | 72.2988 | 56.58% | 7.166 | Network Tasman | Network Tasman | 729.9031 | 160.6752 | 0.51858 | 7.8187
Unison | Unison |  | Unison | 1630.153 | 344.337 | 54.04% | 7.5025 | Electra | Electra | 433.241 | 96.7638 | 0.51111 | 7.933
Vector | Vector |  | Vector | 8414.077 | 2191.1694 | 43.84% | 9.2496 | Powerco | Powerco | 4383.187 | 984.1692 | 0.50841 | 7.975
Waipa Power | Waipa Power |  | Waipa Power | 376.8232 | 77.4984 | 55.51% | 7.3048 | Counties Power | Counties Power | 566.4055 | 127.3104 | 0.50788 | 7.9834
WEL | WEL Networks |  | WEL | 1244.671 | 287.9541 | 49.34% | 8.2171 | Orion | Orion | 3241.832 | 734.5065 | 0.50384 | 8.0474
Wellington Electricity | Wellington Electricity |  | Wellington Electricity | 2464.46 | 589.617 | 47.71% | 8.4977 | WEL Networks | WEL | 1244.671 | 287.9541 | 0.49343 | 8.2171
Westpower | Westpower |  | Westpower | 283.426 | 74.4366 | 43.47% | 9.3282 | Mainpower | Mainpower | 547.6391 | 127.3272 | 0.49099 | 8.2581
CHH | Carter Holt Harvey |  | CHH | 585.3358 | 88.9649 | 75.11% | 5.3984 | Aurora Energy | Aurora Energy | 1350.32 | 317.7951 | 0.48505 | 8.3591
Daiken MDF | Daiken MDF |  | Daiken MDF | 68.1162 | 11.3736 | 68.37% | 5.9306 | Network Waitaki | Network Waitaki | 268.9751 | 63.861 | 0.48081 | 8.4329
Kiwirail | Kiwirail |  | Kiwirail | 39.9454 | 37.2267 | 12.25% | 33.1009 | Wellington Electricity | Wellington Electricity | 2464.46 | 589.617 | 0.47714 | 8.4977
Methanex | Methanex |  | Methanex | 53.6941 | 9.5025 | 64.5% | 6.2858 | Norske Skog | Norske Skog | 476.3598 | 113.97 | 0.47713 | 8.4978
Norske Skog | Norske Skog |  | Norske Skog | 476.3598 | 113.97 | 47.71% | 8.4978 | Lakeland Network | Lakeland Network | 11.1313 | 2.7846 | 0.45633 | 8.8852
NZ Steel | NZ Steel |  | NZ Steel | 1065.394 | 170.436 | 71.36% | 5.682 | Vector | Vector | 8414.077 | 2191.1694 | 0.43836 | 9.2496
NZAS | NZ Aluminium Smelter | Pacific Aluminium | NZAS | 4985.358 | 582.214 | 97.75% | 4.148 | The Lines Company | The Lines Company | 291.248 | 76.2216 | 0.4362 | 9.2954
PanPac | Pan Pac |  | PanPac | 528.9181 | 85.1403 | 70.92% | 5.7174 | Westpower | Westpower | 283.426 | 74.4366 | 0.43466 | 9.3282
Rayonier | Rayonier |  | Rayonier | 53.554 | 9.1182 | 67.05% | 6.0474 | Buller Electricity | Buller Electricity | 107.0976 | 28.4424 | 0.42984 | 9.4327
Refinery | Refining NZ |  | Refinery | 262.251 | 35.5992 | 84.1% | 4.8214 | Electricity Ashburton | Electricity Ashburton | 627.1619 | 197.2005 | 0.36305 | 11.1681
Winstones | Winstones |  | Winstones | 235.6306 | 38.9886 | 68.99% | 5.877 | Kiwirail | Kiwirail | 39.9454 | 37.2267 | 0.12249 | 33.1009
Contact | Contact
Genesis | Genesis
Meridian | Meridian
Tuaropaki | Mokai JV
Mercury | MRP
Nga Awa Purua JV | NAP JV
Ngatamariki | Ngatamariki
Pioneer | Pioneer
Todd | Todd
Trustpower | Trustpower

## Volumes
customer | Updated from vSPD scenario | generator | injection_at_load_and_generation_nodes_annual_GWh | island | total_generation_including_injection_at_load_nodes_annual_GWh | _group | net_load_annual_GWh
Alpine Energy | 793.7586 | Contact | 10651.012 | N | 24594.2625 | LNI mass-market load | 11404.387
Aurora Energy | 1350.32 | Genesis | 7423.6117 | S | 17978.4043 | Other major industrials | 3745.8702
Buller Electricity | 107.0976 | Meridian | 13468.6726 |  |  | SI mass-market load | 9394.0838
Centralines | 113.2308 | Mokai JV | 915.048 |  |  | Tiwai | 4985.358
CHH | 585.3358 | MRP | 4421.4037 |  | Offered | UNI mass-market load | 10164.4761
Counties Power | 566.4055 | NAP JV | 1078.7414 | N | 22489.2034
Daiken MDF | 68.1162 | Ngatamariki | 655.4544 | S | 17757.2263
Eastland Network | 302.402 | Pioneer | 47.4793
Electra | 433.241 | Southern Generation | 0 |  | Non-offered
Electricity Ashburton | 627.1619 | Todd | 971.4417 | N | -2105.059
Electricity Invercargill | 257.9626 | Trustpower | 2034.6312 | S | -221.178
Fonterra | 40.9917
Horizon | 498.605 | _Top Energy | 100.2799
Kiwirail | 39.9454 | CHH | 264.7103
Lakeland Network | 11.1313 | Fonterra | 117.5565
Mainpower | 547.6391 | NZ Steel | 422.624
Marlborough Lines | 391.8529
Methanex | 53.6941 |  | 42572.6668
Network Tasman | 729.9031
Network Waitaki | 268.9751
Norske Skog | 476.3598
Northpower | 758.7753
NZ Steel | 1065.394
Orion | 3241.832
OtagoNet JV | 424.6855
Other | 121.9017
NZAS | 4985.358
Pacific Steel | 201.9628
PanPac | 528.9181
Powerco | 4383.187
Rayonier | 53.554
Scanpower | 83.3975
The Lines Company | 291.248
The Power Company | 773.0186
Top Energy | 358.3475
Unison | 1630.153
Vector | 8414.077
Waipa Power | 376.8232
WEL | 1244.671
Wellington Electricity | 2464.46
Westpower | 283.426
Winstones | 235.6306
Powernet | 1455.6667
Refinery | 262.251
41902.868