## About
Sheet | Description/purpose
Welfare change 1 MW | Modelled consumer welfare effect of an additional MW of demand that attracts transmission charges, reducing charges to all other consumer.
aob Demand | Model results for scenario with proposal (including unapproved major capex)
Reallocation | Summary/calculation of amount of revenue reallocated - without PDP - per 1 MW of demand
Marginal benefits and costs | Calculating marginal impacts on consumers in terms of reduced charges and increased costs from increased congestion (approximate, average for national rather than location specific, flat load profile)
Impact of time limits | Calculate impact of extending time limit for PDP in terms of additional discount required with a time limit.

## Impact of time limits
Discount required:
Benefit based on equal likelihood of occurrence, 2022-2049 | 84927.9383 | [9 empty] | Sensitivity to benefit timing
Benefit, PV | 199303.9042 | [9 empty] | Average undiscounted benefit, 1 year | 14479.2117
Assumptions | [10 empty] | Year of agreement | PV benefit
Quantity of demand at risk (MW) | 1 | [9 empty] | 2022 | 167339.4011
Social discount rate | 0.06 | [9 empty] | 2023 | 157867.3596
Private discount rate | 0.08 | [9 empty] | 2024 | 148931.4713
Connection cost per MW | 20000 | [9 empty] | 2025 | 140501.388
Connection cost per MWh | 2.2831 | [9 empty] | 2026 | 132548.4793
Energy cost per MWh | 100 | [9 empty] | 2027 | 125045.7351
Average revenue per MW | 136699.5101 | [9 empty] | 2028 | 117967.6747
Interconnection cost $/MWh | 15.605 | [9 empty] | 2029 | 111290.2591
Full cost of connection/demand | 117.8881 | [9 empty] | 2030 | 104990.8105
Social gain from cost sharing | 137675.5316 | [9 empty] | 2031 | 99047.9344
Social cost of increased demand | 2652.277 | [9 empty] | 2032 | 93441.4476
Assessment horizon (years) | 30 | [9 empty] | 2033 | 88152.309
[11 empty] | 2034 | 83162.5557
Scenarios | [10 empty] | 2035 | 78455.2412
Discount required | 0.1 | 0.2 | 0.3 | 0.4 | 0.5 | 0.6 | 0.7 | 0.8 | 0.9 | 1 | 2036 | 74014.3785
[11 empty] | 2037 | 69824.8854
Discounted interconnection cost | 14.0445 | 12.484 | 10.9235 | 9.363 | 7.8025 | 6.242 | 4.6815 | 3.121 | 1.5605 | 0 | 2038 | 65872.5334
Point of indifference | 116.3276 | 114.7671 | 113.2066 | 111.6461 | 110.0856 | 108.5251 | 106.9646 | 105.4041 | 103.8436 | 102.2831 | 2039 | 62143.8994
Expected price with time limit | 116.7112 | 115.5344 | 114.3575 | 113.1807 | 112.0038 | 110.827 | 109.6501 | 108.4733 | 107.2964 | 106.1195 | 2040 | 58626.3202
Required discount for indifference | 1.9441 | 3.8883 | 5.8324 | 7.7766 | 9.7207 | 11.6648 | 13.609 | 15.5531 | 17.4973 | 19.4414 | 2041 | 55307.8492
Required discount with time limit % | 12.46% | 24.92% | 37.38% | 49.83% | 62.29% | 74.75% | 87.21% | 99.67% | 112.1% | 124.6% | 2042 | 52177.2163
Price with required discount given time limit | 115.9439 | 113.9998 | 112.0556 | 110.1115 | 108.1674 | 106.2232 | 104.2791 | 102.3349 | 100.3908 | 98.4467 | 2043 | 49223.7889
Customer consumer surplus with time limit | 1680.3622 | 3360.7244 | 5041.0865 | 6721.4487 | 8401.8109 | 10082.1731 | 11762.5353 | 13442.8975 | 0 | 0 | 2044 | 46437.5367
Social benefit | 120523.2589 | 103370.9861 | 86218.7133 | 69066.4405 | 51914.1677 | 34761.895 | 17609.6222 | 457.3494 | 0 | 0 | 2045 | 43808.9969
Social cost | 2652.277 | 2652.277 | 2652.277 | 2652.277 | 2652.277 | 2652.277 | 2652.277 | 2652.277 | -2652.277 | -2652.277 | 2046 | 41329.2424
Net benefit of discount | 117870.9818 | 100718.709 | 83566.4363 | 66414.1635 | 49261.8907 | 32109.6179 | 14957.3451 | -2194.9276 | 2652.277 | 2652.277 | 2047 | 38989.8513
PV net benefit | 1622474.1625 | 1386376.0238 | 1150277.8851 | 914179.7464 | 678081.6077 | 441983.4691 | 205885.3304 | -30212.8083 | 36508.1456 | 36508.1456 | 2048 | 36782.8786
Consumer surplus with certainty | 0 | 0 | 0 | 0 | 0 | 0 | 0 | 0 | 0 | 0 | 2049 | 34700.8288
Gain with certain contract | 123907.9785 | 110140.4253 | 96372.8722 | 82605.319 | 68837.7658 | 55070.2127 | 41302.6595 | 27535.1063 | 13767.5532 | 0
Cost with certain contract | 2652.277 | 2652.277 | 2652.277 | 2652.277 | 2652.277 | 2652.277 | 2652.277 | 2652.277 | 2652.277 | -2652.277
Net gain with certain contract | 121255.7014 | 107488.1483 | 93720.5951 | 79953.0419 | 66185.4888 | 52417.9356 | 38650.3825 | 24882.8293 | 11115.2761 | 2652.277
Present value gain with certain contract | 1669064.2565 | 1479556.2118 | 1290048.1671 | 1100540.1224 | 911032.0778 | 721524.0331 | 532015.9884 | 342507.9437 | 152999.8991 | 36508.1456
Net benefit of policy, PV | 46590.094 | 93180.188 | 139770.282 | 186360.376 | 232950.47 | 279540.564 | 326130.658 | 372720.752 | 116491.7535 | 0
Undiscounted benefit | 3384.7196 | 6769.4392 | 10154.1588 | 13538.8785 | 16923.5981 | 20308.3177 | 23693.0373 | 27077.7569 | 8462.9991 | 0
Cost to consumers = Transfer
True discount required | 0.05 | 0.05 | 0.05 | 0.05 | 0.05 | 0.05 | 0.05 | 0.05 | 0.05 | 0.05
Assessed discount required | 0.1 | 0.2 | 0.3 | 0.4 | 0.5 | 0.6 | 0.7 | 0.8 | 0.9 | 1
Discounted interconnection cost | 14.0445 | 12.484 | 10.9235 | 9.363 | 7.8025 | 6.242 | 4.6815 | 3.121 | 1.5605 | 0
Point of indifference | 117.1078 | 117.1078 | 117.1078 | 117.1078 | 117.1078 | 117.1078 | 117.1078 | 117.1078 | 117.1078 | 117.1078
Price paid | 116.3276 | 114.7671 | 113.2066 | 111.6461 | 110.0856 | 108.5251 | 106.9646 | 105.4041 | 103.8436 | 102.2831
Consumer surplus | 3417.4878 | 10252.4633 | 17087.4388 | 23922.4143 | 30757.3898 | 37592.3653 | 44427.3408 | 51262.3163 | 58097.2918 | 64932.2673
Social cost | 2652.277 | 2652.277 | 2652.277 | 2652.277 | 2652.277 | 2652.277 | 2652.277 | 2652.277 | 2652.277 | 2652.277
Social benefit | 123907.9785 | 110140.4253 | 96372.8722 | 82605.319 | 68837.7658 | 55070.2127 | 41302.6595 | 27535.1063 | 13767.5532 | 0
Net benefit | 121255.7014 | 107488.1483 | 93720.5951 | 79953.0419 | 66185.4888 | 52417.9356 | 38650.3825 | 24882.8293 | 11115.2761 | -2652.277
Total including consumer surplus | 124673.1892 | 117740.6115 | 110808.0339 | 103875.4562 | 96942.8786 | 90010.3009 | 83077.7232 | 76145.1456 | 69212.5679 | 62279.9903

## Marginal benefits and costs
1 MW
|  | 2022-2049 | PV | Annual
External | Consumer gains | 3854914.886 | 1632480.5818 | 137675.5316
| Revenue | 3827586.2833 | 1621591.431 | 136699.5101
| Cost | 74263.7571 | 32414.0728 | 2652.277
Maximum discount
Coeff: dLCE/dMW
0.13
Benefits of an additional MW |  |  | Costs of additional MW
Year | CS | PV CS | LCE ($2018) | Demand (MWh) | Change in demand | Marginal cost | PV marginal cost
2022 | 136109.1746 | 114279.8876 | 102651322.724 | 40973640.2 | 0.00021498 | 2868.8722 | 2408.7604
2023 | 135029.9497 | 106956.3675 | 102651322.724 | 40806527.9414 | 0.00021586 | 2880.5363 | 2281.6545
2024 | 134169.6357 | 100259.3568 | 102651322.724 | 41080344.5996 | 0.00021441 | 2861.2374 | 2138.083
2025 | 133863.6218 | 94368.5712 | 102651322.724 | 41351118.0502 | 0.000213 | 2842.4579 | 2003.8206
2026 | 134842.1689 | 89677.7436 | 102651322.724 | 41619384.7221 | 0.00021164 | 2824.2168 | 1878.2655
2027 | 134573.1583 | 84432.8644 | 102651322.724 | 41895538.5413 | 0.00021024 | 2805.5619 | 1760.2442
2028 | 134291.844 | 79487.1361 | 102651322.724 | 42174469.3372 | 0.00020884 | 2786.9665 | 1649.6012
2029 | 134016.1767 | 74833.9331 | 102651322.724 | 42456190.3592 | 0.00020746 | 2768.434 | 1545.8791
2030 | 135622.0534 | 71444.0059 | 102651322.724 | 42732842.2821 | 0.00020612 | 2750.6478 | 1449.007
2031 | 138171.3313 | 68666.9186 | 102651322.724 | 43008388.2943 | 0.00020482 | 2733.2471 | 1358.3401
2032 | 138363.6619 | 64870.284 | 102651322.724 | 43296776.1927 | 0.00020346 | 2715.0463 | 1272.9197
2033 | 138509.0076 | 61262.6676 | 102651322.724 | 43588178.7012 | 0.0002021 | 2696.8953 | 1192.8394
2034 | 138642.4967 | 57850.6698 | 102651322.724 | 43882587.821 | 0.00020074 | 2678.8008 | 1117.77
2035 | 138764.6563 | 54624.1913 | 102651322.724 | 44180036.1747 | 0.00019939 | 2660.7634 | 1047.3996
2036 | 138875.8464 | 51573.548 | 102651322.724 | 44480557.3642 | 0.00019804 | 2642.7838 | 981.4359
2037 | 138976.408 | 48689.5217 | 102651322.724 | 44784185.5983 | 0.0001967 | 2624.8625 | 919.6043
2038 | 139066.6654 | 45963.3422 | 102651322.724 | 45090955.6378 | 0.00019536 | 2607.0001 | 861.6474
2039 | 139146.9278 | 43386.6698 | 102651322.724 | 45400902.7588 | 0.00019402 | 2589.1971 | 807.3239
2040 | 139217.4904 | 40951.5769 | 102651322.724 | 45714062.7303 | 0.0001927 | 2571.454 | 756.4071
2041 | 139278.6351 | 38650.5311 | 102651322.724 | 46030471.8048 | 0.00019137 | 2553.7714 | 708.6846
2042 | 139330.6316 | 36476.3778 | 102651322.724 | 46350166.7127 | 0.00019005 | 2536.1497 | 663.957
2043 | 139373.7378 | 34422.3234 | 102651322.724 | 46673184.6624 | 0.00018873 | 2518.5894 | 622.0375
2044 | 139408.2004 | 32481.9198 | 102651322.724 | 46999563.3423 | 0.00018742 | 2501.0909 | 582.7508
2045 | 139434.2557 | 30649.0478 | 102651322.724 | 47329340.923 | 0.00018612 | 2483.6548 | 545.9322
2046 | 139452.1299 | 28917.9025 | 102651322.724 | 47662556.0609 | 0.00018481 | 2466.2814 | 511.4277
2047 | 139462.0397 | 27282.9788 | 102651322.724 | 47999247.9028 | 0.00018352 | 2448.9713 | 479.0926
2048 | 139464.1928 | 25739.0566 | 102651322.724 | 48339456.0903 | 0.00018222 | 2431.7248 | 448.7912
2049 | 139458.788 | 24281.1878 | 102651322.724 | 48683220.7642 | 0.00018094 | 2414.5424 | 420.3963
Note on D12: John Stephenson: Assume no change in LCE seeing as the grid-use model does not account for LCE reductions in response to transmission investment.
Note on D13: John Stephenson: Model-based estimate. By comparison average LCE between 2005 and 2017 averaged $95,000,000 per year (real $2018)

## Reallocation
[13 empty] | Total | PV | PV_CV | % change in revenue
[12 empty] | Total revenue | 3827586.2833 | 1621591.431 | 1546536 | 0.01952%
| Total revenue | Total demand | Revenue per MWh | Change in demand given 1MW | Revenue per MWh | % change in revenue | change in charge | $/kW | Peak MW | DG MW | Shoulder MW | Off-peak MW | Revenue associated with 1 MW | PV revenue
2022 | 639587995.3252 | 41337519.0224 | 15.4723 | 41346279.0224 | 15.4691 | -0.02119% | -0.0032781 | -3.2781 | 5845.2891 | 454.8485 | 5582.2264 | 4315.2567 | 135508.9496 | 113775.9271
2023 | 634927052.1068 | 41172146.5102 | 15.4213 | 41180906.5102 | 15.418 | -0.02127% | -0.0032804 | -3.2804 | 5837.5677 | 457.0232 | 5570.1892 | 4293.0802 | 135061.645 | 106981.4732
2024 | 630323784.8879 | 41447640.8575 | 15.2077 | 41456400.8575 | 15.2045 | -0.02113% | -0.0032135 | -3.2135 | 5880.2351 | 459.1203 | 5608.5808 | 4321.2088 | 133191.4069 | 99528.3674
2025 | 633100769.4485 | 41720089.0791 | 15.175 | 41728849.0791 | 15.1718 | -0.02099% | -0.0031856 | -3.1856 | 5922.3871 | 461.2138 | 5646.5819 | 4349.0212 | 132904.7616 | 93692.6126
2026 | 641918808.8053 | 41990029.9125 | 15.2874 | 41998789.9125 | 15.2842 | -0.02086% | -0.0031886 | -3.1886 | 5964.1157 | 463.3065 | 5684.2771 | 4376.5693 | 133889.7806 | 89044.351
2027 | 644771873.1691 | 42267880.7337 | 15.2544 | 42276640.7337 | 15.2513 | -0.02072% | -0.0031608 | -3.1608 | 6007.1291 | 465.4277 | 5723.0398 | 4404.9298 | 133601.0031 | 83822.9222
2028 | 647677297.2001 | 42548520.2507 | 15.2221 | 42557280.2507 | 15.219 | -0.02058% | -0.0031333 | -3.1333 | 6050.5892 | 467.5636 | 5762.1946 | 4433.5732 | 133318.0384 | 78910.7421
2029 | 650634957.9223 | 42831961.6877 | 15.1904 | 42840721.6877 | 15.1873 | -0.02045% | -0.0031061 | -3.1061 | 6094.4971 | 469.7142 | 5801.7439 | 4462.5008 | 133040.7614 | 74289.2663
2030 | 662817363.3299 | 43110331.2017 | 15.3749 | 43119091.2017 | 15.3718 | -0.02032% | -0.0031235 | -3.1235 | 6137.5564 | 471.8611 | 5840.6499 | 4490.8989 | 134656.8293 | 70935.5379
2031 | 679656042.3403 | 43387603.8833 | 15.6648 | 43396363.8833 | 15.6616 | -0.02019% | -0.0031621 | -3.1621 | 6180.4126 | 474.0195 | 5879.4376 | 4519.1783 | 137195.5251 | 68181.9728
2032 | 684958627.8018 | 43677757.4068 | 15.6821 | 43686517.4068 | 15.6789 | -0.02005% | -0.0031446 | -3.1446 | 6225.3613 | 476.2265 | 5919.951 | 4548.7836 | 137347.5831 | 64393.9066
2033 | 690258065.3589 | 43970942.5192 | 15.6981 | 43979702.5192 | 15.6949 | -0.01992% | -0.0031268 | -3.1268 | 6270.79 | 478.4548 | 5960.8901 | 4578.6965 | 137487.5296 | 60810.8669
2034 | 695555775.7823 | 44267149.7753 | 15.7127 | 44275909.7753 | 15.7096 | -0.01979% | -0.0031088 | -3.1088 | 6316.6975 | 480.7024 | 6002.2545 | 4608.9161 | 137615.887 | 57422.3014
2035 | 700853121.0341 | 44566410.9687 | 15.726 | 44575170.9687 | 15.7229 | -0.01965% | -0.0030905 | -3.0905 | 6363.0905 | 482.9685 | 6044.0488 | 4639.4455 | 137733.0296 | 54218.0952
2036 | 706151413.1469 | 44868759.2233 | 15.7382 | 44877519.2233 | 15.7351 | -0.01952% | -0.0030721 | -3.0721 | 6409.9754 | 485.2523 | 6086.2776 | 4670.2881 | 137839.3121 | 51188.616
2037 | 711451917.1956 | 45174228.5253 | 15.7491 | 45182988.5253 | 15.746 | -0.01939% | -0.0030534 | -3.0534 | 6457.3582 | 487.5537 | 6128.9456 | 4701.4473 | 137935.0724 | 48324.6962
2038 | 716755852.7777 | 45482853.571 | 15.7588 | 45491613.571 | 15.7558 | -0.01926% | -0.0030346 | -3.0346 | 6505.245 | 489.8724 | 6172.0578 | 4732.9266 | 138020.6323 | 45617.6147
2039 | 722064396.6836 | 45794669.6607 | 15.7674 | 45803429.6607 | 15.7644 | -0.01913% | -0.0030156 | -3.0156 | 6553.6415 | 492.2086 | 6215.6191 | 4764.7295 | 138096.2989 | 43059.0788
2040 | 727378684.9918 | 46109712.637 | 15.775 | 46118472.637 | 15.772 | -0.01899% | -0.0029964 | -2.9964 | 6602.5537 | 494.5624 | 6259.6348 | 4796.8597 | 138162.3657 | 40641.2063
2041 | 732699814.3135 | 46428018.8513 | 15.7814 | 46436778.8513 | 15.7784 | -0.01886% | -0.0029771 | -2.9771 | 6651.9875 | 496.9338 | 6304.1098 | 4829.3208 | 138219.1128 | 38356.5083
2042 | 738028844.2599 | 46749625.1471 | 15.7868 | 46758385.1471 | 15.7839 | -0.01873% | -0.0029576 | -2.9576 | 6701.949 | 499.323 | 6349.0494 | 4862.1166 | 138266.8083 | 36197.8717
2043 | 743366799.0731 | 47074568.8541 | 15.7913 | 47083328.8541 | 15.7883 | -0.01861% | -0.002938 | -2.938 | 6752.4441 | 501.7302 | 6394.4589 | 4895.2509 | 138305.7086 | 34158.5431
2044 | 748714668.7985 | 47402887.7864 | 15.7947 | 47411647.7864 | 15.7918 | -0.01848% | -0.0029183 | -2.9183 | 6803.4792 | 504.1556 | 6440.3437 | 4928.7274 | 138336.0589 | 32232.1123
2045 | 754073411.4169 | 47734620.2435 | 15.7972 | 47743380.2435 | 15.7943 | -0.01835% | -0.0028985 | -2.8985 | 6855.0603 | 506.5992 | 6486.7092 | 4962.55 | 138358.0938 | 30412.4966
2046 | 759443954.2445 | 48069805.0132 | 15.7988 | 48078565.0132 | 15.7959 | -0.01822% | -0.0028786 | -2.8786 | 6907.1937 | 509.0612 | 6533.5608 | 4996.7227 | 138372.0383 | 28693.9262
2047 | 764827195.1693 | 48408481.3756 | 15.7994 | 48417241.3756 | 15.7966 | -0.01809% | -0.0028586 | -2.8586 | 6959.886 | 511.5418 | 6580.9042 | 5031.2493 | 138378.1075 | 27070.929
2048 | 770224003.9162 | 48750689.1072 | 15.7992 | 48759449.1072 | 15.7964 | -0.01797% | -0.0028385 | -2.8385 | 7013.1434 | 514.0413 | 6628.745 | 5066.1341 | 138376.5075 | 25538.3169
2049 | 775635223.721 | 49096468.4851 | 15.7982 | 49105228.4851 | 15.7954 | -0.01784% | -0.0028183 | -2.8183 | 7066.9727 | 516.5597 | 6677.0888 | 5101.3809 | 138367.436 | 24091.1724

## aob Demand
0.01971%
| bb | type | p_yr | m_yr | pk_s | dg_s | sh_s | off_s | pk_p | dg_p | sh_p | off_p | pk_q | dg_q | sh_q | off_q | exp_per_icp | exp_all | icp | dg_max | earn_icp | dg_icp | pk_pt | dg_pt | sh_pt | off_pt | pk_i | dg_i | sh_i | off_i | pk_ic | dg_ic | sh_ic | off_ic | pk_pg | dg_pg | sh_pg | off_pg | pk_px | dg_px | sh_px | off_px | pk_e | dg_e | sh_e | off_e | pk_pt_mu | dg_pt_mu | sh_pt_mu | off_pt_mu | pk_s_pt_mu | dg_s_pt_mu | sh_s_pt_mu | off_s_pt_mu | pk_ns_pt_mu | dg_ns_pt_mu | sh_ns_pt_mu | off_ns_pt_mu | pk_pt_sd | dg_pt_sd | sh_pt_sd | off_pt_sd | pk_s_pt_sd | dg_s_pt_sd | sh_s_pt_sd | off_s_pt_sd | pk_ns_pt_sd | dg_ns_pt_sd | sh_ns_pt_sd | off_ns_pt_sd | pk_theta | dg_theta | sh_theta | off_theta | pk_pr | dg_pr | sh_pr | off_pr | pk_rev | dg_rev | sh_rev | off_rev | Transport costs (LCE) | revenue | quantity | pkMW | DGMW | ShMW | offMW | MWh |  | LCE | MWh | MWh + 1MW*8760
180 | BEN | 1 | 2010 | 2008 | 0.44956 | 0.0040799 | 0.14122 | 0.40514 | 436.9245 | 229.8524 | 185.5703 | 160.4525 | 245177.854 | 4229.6455 | 181337.355 | 601669.395 | 5932.2494 | 238286592.2 | 40168 | 18.857 | 34408.6568 | 0.00046945 | 24.4787 | 24.4787 | 11.4735 | 22.8087 | 207.0721 | 0 | 0 | 0 | 50769496.93 | 0 | 0 | 0 | 205.3736 | 205.3736 | 174.0968 | 137.6438 | 229.8524 | 229.8524 | 185.5703 | 160.4525 | 107124204.2 | 972193.9819 | 33650821.31 | 96539372.72 | 0.94681 | 0.94681 | 0.89631 | 0.87421 | 1.1307 | 1.1307 | 0.94681 | 1.1307 | 0.94681 | 0.94681 | 0.89631 | 0.87418 | 0.17582 | 0.17582 | 0.22712 | 0.30899 | 0.03514 | 0.03514 | 0.17582 | 0.03514 | 0.17582 | 0.17582 | 0.22712 | 0.309 | 0 | 0 | 0 | 0.00021295 | 102.041 | 0 | 0 | 0 | 25018185.88 | 0 | 0 | 0 | 0 | 25018185.88 | 1032414.2495 | 306.4723 | 5.2871 | 117.943 | 93.6815 | 1028184.604 | 2022 | 102651322.724 | 40973640.2 | 40982400.2
181 | BEN | 1 | 2011 | 2009 | 0.49607 | 0.007327 | 0.14556 | 0.35105 | 131.5021 | 71.0797 | 44.1944 | 30.8814 | 205429.342 | 5613.488 | 179356.641 | 619038.126 | 1331.7857 | 54456716.39 | 40890 | 18.896 | 33040.8591 | 0.00046212 | -18.7038 | -18.7038 | -13.6526 | -7.9123 | 60.4223 | 0 | 0 | 0 | 12412517.96 | 0 | 0 | 0 | 89.7835 | 89.7835 | 57.847 | 38.7938 | 71.0797 | 71.0797 | 44.1944 | 30.8814 | 27014380.89 | 399005.2323 | 7926555.019 | 19116775.25 | 0.94681 | 0.94681 | 0.89631 | 0.87421 | 1.1307 | 1.1307 | 0.94681 | 1.1307 | 0.94681 | 0.94681 | 0.89631 | 0.87418 | 0.17582 | 0.17582 | 0.22712 | 0.30899 | 0.03514 | 0.03514 | 0.17582 | 0.03514 | 0.17582 | 0.17582 | 0.22712 | 0.309 | 0 | 0 | 0 | 0.00021295 | 103.0186 | 0 | 0 | 0 | 21163035.77 | 0 | 0 | 0 | 0 | 21163035.77 | 1009437.597 | 256.7867 | 7.0169 | 116.6547 | 96.3859 | 1003824.109 | 2023 | 105276278.8248 | 40806527.9414 | 40815287.9414
182 | BEN | 1 | 2012 | 2010 | 0.52874 | 0.0036329 | 0.13121 | 0.33642 | 378.9068 | 74.5981 | 79.3858 | 59.7094 | 160996.263 | 5618.704 | 190693.325 | 650049.098 | 2779.0945 | 115374106.7 | 41515 | 18.584 | 31706.4055 | 0.00044764 | -5.3399 | -5.3399 | -10.1794 | -2.5363 | 304.3087 | 0 | 0 | 0 | 48992564.54 | 0 | 0 | 0 | 79.9379 | 79.9379 | 89.5652 | 62.2457 | 74.5981 | 74.5981 | 79.3858 | 59.7094 | 61002575.04 | 419144.4743 | 15138343.19 | 38814044 | 0.94681 | 0.94681 | 0.89631 | 0.87421 | 1.1307 | 1.1307 | 0.94681 | 1.1307 | 0.94681 | 0.94681 | 0.89631 | 0.87418 | 0.17582 | 0.17582 | 0.22712 | 0.30899 | 0.03514 | 0.03514 | 0.17582 | 0.03514 | 0.17582 | 0.17582 | 0.22712 | 0.309 | 0 | 0 | 0 | 0.00021295 | 103.8912 | 0 | 0 | 0 | 16726096.7 | 0 | 0 | 0 | 0 | 16726096.7 | 1007357.39 | 201.2453 | 7.0234 | 124.0282 | 101.2143 | 1001738.686 | 2024 | 107958796.6633 | 41080344.5996 | 41089104.5996
183 | BEN | 1 | 2013 | 2011 | 0.39951 | 0.0076296 | 0.16077 | 0.43209 | 156.1685 | 85.06 | 57.7077 | 46.0971 | 167487.495 | 5872.556 | 182399.603 | 613692.72 | 1553.2514 | 65471100.52 | 42151 | 18.198 | 29836.2616 | 0.00043173 | -2.0619 | -2.0619 | -6.5458 | -5.2876 | 71.1086 | 0 | 0 | 0 | 11909793.03 | 0 | 0 | 0 | 87.1219 | 87.1219 | 64.2535 | 51.3847 | 85.06 | 85.06 | 57.7077 | 46.0971 | 26156275.62 | 499519.4823 | 10525868 | 28289437.41 | 0.94681 | 0.94681 | 0.89631 | 0.87421 | 1.1307 | 1.1307 | 0.94681 | 1.1307 | 0.94681 | 0.94681 | 0.89631 | 0.87418 | 0.17582 | 0.17582 | 0.22712 | 0.30899 | 0.03514 | 0.03514 | 0.17582 | 0.03514 | 0.17582 | 0.17582 | 0.22712 | 0.309 | 0 | 0 | 0 | 0.00021295 | 103.6997 | 0 | 0 | 0 | 17368409.87 | 0 | 0 | 0 | 0 | 17368409.87 | 969452.374 | 209.3594 | 7.3407 | 118.6339 | 95.5536 | 963579.818 | 2025 | 110629298.2312 | 41351118.0502 | 41359878.0502
184 | BEN | 1 | 2014 | 2012 | 0.29409 | 0.012838 | 0.17383 | 0.51924 | 369.2498 | 141.4796 | 122.7384 | 111.5 | 104086.481 | 11858.777 | 185086.777 | 608596.972 | 3068.2134 | 130687483.2 | 42594 | 18.964 | 30055.5501 | 0.00044523 | 16.368 | 16.368 | 10.6463 | 16.1121 | 227.7703 | 0 | 0 | 0 | 23707806.89 | 0 | 0 | 0 | 125.1115 | 125.1115 | 112.0921 | 95.3878 | 141.4796 | 141.4796 | 122.7384 | 111.5 | 38433916.64 | 1677774.577 | 22717254.51 | 67858537.49 | 0.94681 | 0.94681 | 0.89631 | 0.87421 | 1.1307 | 1.1307 | 0.94681 | 1.1307 | 0.94681 | 0.94681 | 0.89631 | 0.87418 | 0.17582 | 0.17582 | 0.22712 | 0.30899 | 0.03514 | 0.03514 | 0.17582 | 0.03514 | 0.17582 | 0.17582 | 0.22712 | 0.309 | 0 | 0 | 0 | 0.00021295 | 108.015 | 0 | 0 | 0 | 11242897.34 | 0 | 0 | 0 | 0 | 11242897.34 | 909629.007 | 130.1081 | 14.8235 | 120.3816 | 94.7601 | 897770.23 | 2026 | 113298090.0869 | 41619384.7221 | 41628144.7221
185 | BEN | 1 | 2015 | 2013 | 0.39665 | 0.011682 | 0.17718 | 0.41449 | 398.9762 | 87.0124 | 85.0743 | 61.2477 | 91590.793 | 12368.323 | 191865.426 | 623461.548 | 2127.8935 | 92127148.97 | 43295 | 19.482 | 31234.4543 | 0.00044998 | -10.2818 | -10.2818 | -9.7378 | -5.5548 | 311.9638 | 0 | 0 | 0 | 28573011.68 | 0 | 0 | 0 | 97.2942 | 97.2942 | 94.8121 | 66.8025 | 87.0124 | 87.0124 | 85.0743 | 61.2477 | 36542546.24 | 1076197.447 | 16322816.99 | 38185588.28 | 0.94681 | 0.94681 | 0.89631 | 0.87421 | 1.1307 | 1.1307 | 0.94681 | 1.1307 | 0.94681 | 0.94681 | 0.89631 | 0.87418 | 0.17582 | 0.17582 | 0.22712 | 0.30899 | 0.03514 | 0.03514 | 0.17582 | 0.03514 | 0.17582 | 0.17582 | 0.22712 | 0.309 | 0 | 0 | 0 | 0.00021295 | 124.8712 | 0 | 0 | 0 | 11437047.88 | 0 | 0 | 0 | 0 | 11437047.88 | 919286.09 | 114.4885 | 15.4604 | 124.7905 | 97.0746 | 906917.767 | 2027 | 116066534.887 | 41895538.5413 | 41904298.5413
186 | BEN | 1 | 2016 | 2014 | 0.31548 | 0.014361 | 0.20416 | 0.466 | 267.9588 | 84.6472 | 83.9701 | 58.5407 | 95340.03 | 13738.837 | 196884.299 | 644609.302 | 1832.3813 | 80978426.75 | 44193 | 19.294 | 30981.4539 | 0.00043659 | -6.6668 | -6.6668 | -5.7244 | -3.775 | 183.3116 | 0 | 0 | 0 | 17476930 | 0 | 0 | 0 | 91.314 | 91.314 | 89.6945 | 62.3157 | 84.6472 | 84.6472 | 83.9701 | 58.5407 | 25547198.22 | 1162954.318 | 16532402.8 | 37735871.41 | 0.94681 | 0.94681 | 0.89631 | 0.87421 | 1.1307 | 1.1307 | 0.94681 | 1.1307 | 0.94681 | 0.94681 | 0.89631 | 0.87418 | 0.17582 | 0.17582 | 0.22712 | 0.30899 | 0.03514 | 0.03514 | 0.17582 | 0.03514 | 0.17582 | 0.17582 | 0.22712 | 0.309 | 0 | 0 | 0 | 0.00021295 | 138.7734 | 0 | 0 | 0 | 13230664.66 | 0 | 0 | 0 | 0 | 13230664.66 | 950572.468 | 119.175 | 17.1735 | 128.0548 | 100.3673 | 936833.631 | 2028 | 118885730.7872 | 42174469.3372 | 42183229.3372
187 | BEN | 1 | 2017 | 2015 | 0.2227 | 0.011247 | 0.17811 | 0.58794 | 198.7312 | 75.4682 | 74.7405 | 72.3667 | 103252.468 | 13731.94 | 219577.273 | 748595.394 | 2037.7409 | 92140529.47 | 45217 | 19.486 | 32891.0101 | 0.00043094 | -2.2843 | -2.2843 | -2.4119 | -0.38768 | 123.263 | 0 | 0 | 0 | 12727211.14 | 0 | 0 | 0 | 77.7526 | 77.7526 | 77.1524 | 72.7544 | 75.4682 | 75.4682 | 74.7405 | 72.3667 | 20519490.49 | 1036324.986 | 16411318.76 | 54173395.23 | 0.94681 | 0.94681 | 0.89631 | 0.87421 | 1.1307 | 1.1307 | 0.94681 | 1.1307 | 0.94681 | 0.94681 | 0.89631 | 0.87418 | 0.17582 | 0.17582 | 0.22712 | 0.30899 | 0.03514 | 0.03514 | 0.17582 | 0.03514 | 0.17582 | 0.17582 | 0.22712 | 0.309 | 0 | 0 | 0 | 0.00021295 | 147.0038 | 0 | 0 | 0 | 15178508.69 | 0 | 0 | 0 | 0 | 15178508.69 | 1085157.075 | 129.0656 | 17.1649 | 142.8145 | 116.5583 | 1071425.135 | 2029 | 121756316.6683 | 42456190.3592 | 42464950.3592
188 | BEN | 1 | 2018 | 2016 | 0.2622 | 0.010049 | 0.17948 | 0.54827 | 177.9819 | 62.6343 | 57.7601 | 53.9457 | 105060.863 | 11441.678 | 221599.962 | 724801.299 | 1529.8751 | 71315128.49 | 46615 | 19.566 | 34773.8974 | 0.00041974 | -14.7918 | -14.7918 | -7.3145 | -6.0868 | 115.3475 | 0 | 0 | 0 | 12118511.43 | 0 | 0 | 0 | 77.4261 | 77.4261 | 65.0746 | 60.0326 | 62.6343 | 62.6343 | 57.7601 | 53.9457 | 18698927.92 | 716641.8065 | 12799638.07 | 39099920.69 | 0.94681 | 0.94681 | 0.89631 | 0.87421 | 1.1307 | 1.1307 | 0.94681 | 1.1307 | 0.94681 | 0.94681 | 0.89631 | 0.87418 | 0.17582 | 0.17582 | 0.22712 | 0.30899 | 0.03514 | 0.03514 | 0.17582 | 0.03514 | 0.17582 | 0.17582 | 0.22712 | 0.309 | 0 | 0 | 0 | 0.00021295 | 155.4178 | 0 | 0 | 0 | 16328327.27 | 0 | 0 | 0 | 0 | 16328327.27 | 1062903.802 | 131.3261 | 14.3021 | 144.1301 | 112.8535 | 1051462.124 | 2030 | 124600224.4217 | 42732842.2821 | 42741602.2821
189 | BEN | 1 | 2019 | 2017 | 0.32935 | 0.021214 | 0.19832 | 0.45111 | 258.3646 | 132.2618 | 78.1735 | 54.7135 | 106597.897 | 13412.973 | 212151.767 | 689479.044 | 1738.1396 | 83623632.38 | 48111 | 19.95 | 35126.962 | 0.00041467 | 8.3217 | 8.3217 | 0.85281 | 0.17298 | 126.1028 | 0 | 0 | 0 | 13442294.37 | 0 | 0 | 0 | 123.9401 | 123.9401 | 77.3207 | 54.5406 | 132.2618 | 132.2618 | 78.1735 | 54.7135 | 27541124.22 | 1774023.967 | 16584639.6 | 37723844.59 | 0.94681 | 0.94681 | 0.89631 | 0.87421 | 1.1307 | 1.1307 | 0.94681 | 1.1307 | 0.94681 | 0.94681 | 0.89631 | 0.87418 | 0.17582 | 0.17582 | 0.22712 | 0.30899 | 0.03514 | 0.03514 | 0.17582 | 0.03514 | 0.17582 | 0.17582 | 0.22712 | 0.309 | 0 | 0 | 0 | 0.00021295 | 150.6425 | 0 | 0 | 0 | 16058176.35 | 0 | 0 | 0 | 0 | 16058176.35 | 1021641.681 | 133.2474 | 16.7662 | 137.9849 | 107.3537 | 1008228.708 | 2031 | 127456356.4159 | 43008388.2943 | 43017148.2943
231 | BEN | 1 | 2020 | 2018 | 0.26799 | 0.017281 | 0.20296 | 0.51177 | 272.0437 | 123.2255 | 92.1303 | 71.5231 | 106148.2212 | 13342.5713 | 209586.3523 | 680750.8287 | 1967.3787 | 95139135.2443 | 48358.3236 | 19.95 | 35686.8729 | 0.00041253 | -6.9222 | -6.9222 | -10.6576 | -10.2911 | 148.8182 | 0 | 0 | 0 | 12416136.7 | 0 | 0 | 0 | 130.1478 | 130.1478 | 102.7879 | 81.8142 | 123.2255 | 123.2255 | 92.1303 | 71.5231 | 25496307.5866 | 1644145.4306 | 19309247.8234 | 48689434.4036 | 0.94661 | 0.94661 | 0.89577 | 0.87366 | 1.1301 | 1.1301 | 0.94624 | 1.1289 | 0.94661 | 0.94661 | 0.89577 | 0.87362 | 0.17582 | 0.17582 | 0.22712 | 0.30899 | 0.03514 | 0.03514 | 0.17582 | 0.03514 | 0.17582 | 0.17582 | 0.22712 | 0.309 | 0 | 0 | 0 | 0.00021295 | 158.4848 | 0 | 0 | 0 | 16894148.1005 | 0 | 0 | 0 | 0 | 16894148.1005 | 1009827.9735 | 132.6853 | 16.6782 | 136.3163 | 105.9947 | 996485.4022 | 2032 | 130465767.3594 | 43296776.1927 | 43305536.1927
253 | BEN | 1 | 2021 | 2019 | 0.28946 | 0.016749 | 0.197 | 0.4968 | 264.5838 | 123.1995 | 92.0746 | 71.4779 | 106981.0878 | 13414.7807 | 211122.8962 | 685833.0507 | 2030.0796 | 98675911.9803 | 48606.9186 | 19.95 | 36255.7087 | 0.00041041 | -6.9482 | -6.9482 | -10.7133 | -10.3363 | 141.3843 | 0 | 0 | 0 | 15382264.2157 | 0 | 0 | 0 | 130.1478 | 130.1478 | 102.7879 | 81.8142 | 123.1995 | 123.1995 | 92.0746 | 71.4779 | 28562284.9962 | 1652694.8058 | 19439049.7264 | 49021882.4519 | 0.94698 | 0.94698 | 0.8961 | 0.87399 | 1.1313 | 1.1313 | 0.94659 | 1.13 | 0.94698 | 0.94698 | 0.8961 | 0.87395 | 0.17582 | 0.17582 | 0.22712 | 0.30899 | 0.03514 | 0.03514 | 0.17582 | 0.03514 | 0.17582 | 0.17582 | 0.22712 | 0.309 | 0 | 0 | 0 | 0.00021295 | 148.8182 | 0 | 0 | 0 | 15796785.3458 | 0 | 0 | 0 | 0 | 15796785.3458 | 1017351.8153 | 133.7264 | 16.7685 | 137.3157 | 106.786 | 1003937.0347 | 2033 | 133530732.9413 | 43588178.7012 | 43596938.7012
275 | BEN | 1 | 2022 | 2020 | 0.28467 | 0.016835 | 0.19832 | 0.50017 | 259.7726 | 123.2479 | 92.1083 | 71.5045 | 107798.442 | 13490.1573 | 212636.2108 | 690822.5499 | 2021.4046 | 98759344.3442 | 48856.7916 | 19.95 | 36833.6114 | 0.0004083 | -6.8999 | -6.8999 | -10.6796 | -10.3096 | 136.5247 | 0 | 0 | 0 | 14828264.9775 | 0 | 0 | 0 | 130.1478 | 130.1478 | 102.7879 | 81.8142 | 123.2479 | 123.2479 | 92.1083 | 71.5045 | 28114193.6198 | 1662633.1837 | 19585564.2916 | 49396953.2492 | 0.94735 | 0.94735 | 0.89642 | 0.87431 | 1.1324 | 1.1324 | 0.94693 | 1.131 | 0.94735 | 0.94735 | 0.89642 | 0.87427 | 0.17582 | 0.17582 | 0.22712 | 0.30899 | 0.03514 | 0.03514 | 0.17582 | 0.03514 | 0.17582 | 0.17582 | 0.22712 | 0.309 | 0 | 0 | 0 | 0.00021295 | 141.3843 | 0 | 0 | 0 | 15125442.2104 | 0 | 0 | 0 | 0 | 15125442.2104 | 1024747.36 | 134.7481 | 16.8627 | 138.3 | 107.5629 | 1011257.2028 | 2034 | 136651730.1378 | 43882587.821 | 43891347.821
297 | BEN | 1 | 2023 | 2021 | 0.28315 | 0.016865 | 0.19873 | 0.50125 | 257.9698 | 123.295 | 92.1413 | 71.5306 | 108558.5429 | 13578.8359 | 214111.4986 | 695633.2569 | 2021.4758 | 99270530.7369 | 49107.949 | 19.95 | 37420.7258 | 0.0004062 | -6.8528 | -6.8528 | -10.6466 | -10.2836 | 134.6749 | 0 | 0 | 0 | 14724055.3586 | 0 | 0 | 0 | 130.1478 | 130.1478 | 102.7879 | 81.8142 | 123.295 | 123.295 | 92.1413 | 71.5306 | 28108775.9541 | 1674201.9511 | 19728518.6663 | 49759034.1655 | 0.94768 | 0.94768 | 0.89673 | 0.87461 | 1.1334 | 1.1334 | 0.94725 | 1.1321 | 0.94768 | 0.94768 | 0.89673 | 0.87457 | 0.17582 | 0.17582 | 0.22712 | 0.30899 | 0.03514 | 0.03514 | 0.17582 | 0.03514 | 0.17582 | 0.17582 | 0.22712 | 0.309 | 0 | 0 | 0 | 0.00021295 | 136.5247 | 0 | 0 | 0 | 14717155.1078 | 0 | 0 | 0 | 0 | 14717155.1078 | 1031882.1342 | 135.6982 | 16.9735 | 139.2595 | 108.3119 | 1018303.2983 | 2035 | 139829668.5409 | 44180036.1747 | 44188796.1747
319 | BEN | 1 | 2024 | 2022 | 0.15285 | 0.017782 | 0.22872 | 0.60065 | 137.196 | 137.196 | 106.0308 | 85.413 | 110715.5088 | 12880.1566 | 214364.5611 | 698840.0852 | 2013.276 | 99376101.9541 | 49360.3976 | 19.95 | 38017.1985 | 0.00040412 | -6.8093 | -6.8093 | -10.6146 | -10.2587 | 13.8575 | 13.8575 | 13.8575 | 13.8575 | 1504353.4987 | 188169.1549 | 2967056.9743 | 9639760.2199 | 130.1478 | 130.1478 | 102.7879 | 81.8142 | 123.3384 | 123.3384 | 92.1733 | 71.5555 | 15189719.95 | 1767105.3824 | 22729251.9773 | 59690024.6444 | 0.94862 | 0.94862 | 0.89679 | 0.87481 | 1.1364 | 1.1364 | 0.94731 | 1.1327 | 0.94862 | 0.94862 | 0.89679 | 0.87477 | 0.17582 | 0.17582 | 0.22712 | 0.30899 | 0.03514 | 0.03514 | 0.17582 | 0.03514 | 0.17582 | 0.17582 | 0.22712 | 0.309 | 0 | 0 | 0 | 0.00021295 | 13.8575 | 13.8575 | 13.8575 | 13.8575 | 1504353.4987 | 188169.1549 | 2967056.9743 | 9639760.2199 | 0 | 14299339.8478 | 1036800.3117 | 138.3944 | 16.1002 | 139.4241 | 108.8112 | 1023920.1551 | 2036 | 143065483.6034 | 44480557.3642 | 44489317.3642
341 | BEN | 1 | 2025 | 2023 | 0.15312 | 0.017809 | 0.22874 | 0.60033 | 136.9787 | 136.9787 | 105.6965 | 85.0897 | 111526.3579 | 12971.8239 | 215916.0007 | 703916.2244 | 2010.943 | 99771215.0586 | 49614.144 | 19.95 | 38623.1788 | 0.00040204 | -6.6868 | -6.6868 | -10.6091 | -10.2422 | 13.5178 | 13.5178 | 13.5178 | 13.5178 | 1496627.3963 | 174111.0656 | 2897732.0208 | 9446763.4112 | 130.1478 | 130.1478 | 102.7879 | 81.8142 | 123.461 | 123.461 | 92.1787 | 71.572 | 15276738.8492 | 1776863.9592 | 22821569.6256 | 59896042.6245 | 0.94897 | 0.94897 | 0.89711 | 0.87513 | 1.1374 | 1.1374 | 0.94765 | 1.1338 | 0.94897 | 0.94897 | 0.89711 | 0.87509 | 0.17582 | 0.17582 | 0.22712 | 0.30899 | 0.03514 | 0.03514 | 0.17582 | 0.03514 | 0.17582 | 0.17582 | 0.22712 | 0.309 | 0 | 0 | 0 | 0.00021295 | 13.5178 | 13.5178 | 13.5178 | 13.5178 | 1496627.3963 | 174111.0656 | 2897732.0208 | 9446763.4112 | 0 | 14015233.8939 | 1044330.4069 | 139.4079 | 16.2148 | 140.4332 | 109.6016 | 1031358.5831 | 2037 | 146360131.0354 | 44784185.5983 | 44792945.5983
363 | BEN | 1 | 2026 | 2024 | 0.1533 | 0.017826 | 0.22882 | 0.60006 | 136.6663 | 136.6663 | 105.3723 | 84.7581 | 112343.5955 | 13063.7072 | 217483.1879 | 709045.2159 | 2008.3136 | 100152983.3542 | 49869.1948 | 19.95 | 39238.8181 | 0.00039997 | -6.6416 | -6.6416 | -10.5758 | -10.2162 | 13.1602 | 13.1602 | 13.1602 | 13.1602 | 1467704.8236 | 170711.2905 | 2841489.3268 | 9263650.8277 | 130.1478 | 130.1478 | 102.7879 | 81.8142 | 123.5062 | 123.5062 | 92.2121 | 71.5979 | 15353586.3163 | 1785368.8544 | 22916695.2131 | 60097332.9704 | 0.94932 | 0.94932 | 0.89744 | 0.87545 | 1.1385 | 1.1385 | 0.948 | 1.1349 | 0.94932 | 0.94932 | 0.89744 | 0.87541 | 0.17582 | 0.17582 | 0.22712 | 0.30899 | 0.03514 | 0.03514 | 0.17582 | 0.03514 | 0.17582 | 0.17582 | 0.22712 | 0.309 | 0 | 0 | 0 | 0.00021295 | 13.1602 | 13.1602 | 13.1602 | 13.1602 | 1467704.8236 | 170711.2905 | 2841489.3268 | 9263650.8277 | 0 | 13743556.2686 | 1051935.7065 | 140.4295 | 16.3296 | 141.4525 | 110.4002 | 1038871.9993 | 2038 | 149714585.8127 | 45090955.6378 | 45099715.6378
385 | BEN | 1 | 2027 | 2025 | 0.15343 | 0.017839 | 0.22887 | 0.59986 | 136.4584 | 136.4584 | 105.1525 | 84.531 | 113151.8476 | 13155.4936 | 219037.154 | 714125.561 | 2007.6335 | 100633745.7665 | 50125.5567 | 19.95 | 39864.2706 | 0.00039792 | -6.5963 | -6.5963 | -10.5423 | -10.1902 | 12.907 | 12.907 | 12.907 | 12.907 | 1450014.0467 | 168612.7178 | 2807046.3303 | 9151616.6875 | 130.1478 | 130.1478 | 102.7879 | 81.8142 | 123.5514 | 123.5514 | 92.2456 | 71.624 | 15440517.0062 | 1795177.2554 | 23032309.3685 | 60365742.1365 | 0.94966 | 0.94966 | 0.89776 | 0.87576 | 1.1396 | 1.1396 | 0.94834 | 1.1359 | 0.94966 | 0.94966 | 0.89776 | 0.87572 | 0.17582 | 0.17582 | 0.22712 | 0.30899 | 0.03514 | 0.03514 | 0.17582 | 0.03514 | 0.17582 | 0.17582 | 0.22712 | 0.309 | 0 | 0 | 0 | 0.00021295 | 12.907 | 12.907 | 12.907 | 12.907 | 1450014.0467 | 168612.7178 | 2807046.3303 | 9151616.6875 | 0 | 13577289.7824 | 1059470.0562 | 141.4398 | 16.4444 | 142.4632 | 111.1912 | 1046314.5626 | 2039 | 153129841.5874 | 45400902.7588 | 45409662.7588
407 | BEN | 1 | 2028 | 2026 | 0.15352 | 0.017847 | 0.22891 | 0.59972 | 136.337 | 136.337 | 105.0196 | 84.3908 | 113953.2855 | 13247.2943 | 220581.4987 | 719169.7819 | 2008.5814 | 101198831.2396 | 50383.2365 | 19.95 | 40499.6925 | 0.00039587 | -6.5519 | -6.5519 | -10.5094 | -10.1645 | 12.7411 | 12.7411 | 12.7411 | 12.7411 | 1441678.6711 | 167615.4211 | 2790773.6364 | 9098743.0774 | 130.1478 | 130.1478 | 102.7879 | 81.8142 | 123.5959 | 123.5959 | 92.2785 | 71.6497 | 15536044.1178 | 1806095.7811 | 23165384.7229 | 60691306.6178 | 0.94999 | 0.94999 | 0.89807 | 0.87607 | 1.1406 | 1.1406 | 0.94867 | 1.137 | 0.94999 | 0.94999 | 0.89807 | 0.87603 | 0.17582 | 0.17582 | 0.22712 | 0.30899 | 0.03514 | 0.03514 | 0.17582 | 0.03514 | 0.17582 | 0.17582 | 0.22712 | 0.309 | 0 | 0 | 0 | 0.00021295 | 12.7411 | 12.7411 | 12.7411 | 12.7411 | 1441678.6711 | 167615.4211 | 2790773.6364 | 9098743.0774 | 0 | 13498810.806 | 1066951.8604 | 142.4416 | 16.5591 | 143.4676 | 111.9766 | 1053704.5661 | 2040 | 156606910.4287 | 45714062.7303 | 45722822.7303
429 | BEN | 1 | 2029 | 2027 | 0.15364 | 0.017858 | 0.22896 | 0.59954 | 136.155 | 136.155 | 104.8264 | 84.1904 | 114769.3062 | 13340.1802 | 222151.3805 | 724300.8899 | 2008.3873 | 101709231.1007 | 50642.2409 | 19.95 | 41145.2429 | 0.00039384 | -6.5081 | -6.5081 | -10.4768 | -10.1392 | 12.5154 | 12.5154 | 12.5154 | 12.5154 | 1426166.5505 | 165794.6753 | 2760657.1738 | 9000669.7276 | 130.1478 | 130.1478 | 102.7879 | 81.8142 | 123.6396 | 123.6396 | 92.3111 | 71.675 | 15626413.8878 | 1816332.1132 | 23287332.4274 | 60979152.6724 | 0.95033 | 0.95033 | 0.89839 | 0.87638 | 1.1417 | 1.1417 | 0.94901 | 1.138 | 0.95033 | 0.95033 | 0.89839 | 0.87635 | 0.17582 | 0.17582 | 0.22712 | 0.30899 | 0.03514 | 0.03514 | 0.17582 | 0.03514 | 0.17582 | 0.17582 | 0.22712 | 0.309 | 0 | 0 | 0 | 0.00021295 | 12.5154 | 12.5154 | 12.5154 | 12.5154 | 1426166.5505 | 165794.6753 | 2760657.1738 | 9000669.7276 | 0 | 13353288.1272 | 1074561.7567 | 143.4616 | 16.6752 | 144.4887 | 112.7755 | 1061221.5765 | 2041 | 160146822.7847 | 46030471.8048 | 46039231.8048
451 | BEN | 1 | 2030 | 2028 | 0.15375 | 0.017869 | 0.22901 | 0.59937 | 135.9839 | 135.9839 | 104.6439 | 84.0006 | 115589.6451 | 13433.6413 | 223729.9175 | 729459.826 | 2008.3876 | 102232102.6666 | 50902.5768 | 19.95 | 41801.083 | 0.00039181 | -6.4639 | -6.4639 | -10.444 | -10.1136 | 12.3 | 12.3 | 12.3 | 12.3 | 1411662.6998 | 164084.2431 | 2732462.4328 | 8908902.4209 | 130.1478 | 130.1478 | 102.7879 | 81.8142 | 123.6839 | 123.6839 | 92.3439 | 71.7006 | 15718330.8759 | 1826758.9552 | 23411971.7586 | 61275041.077 | 0.95067 | 0.95067 | 0.89871 | 0.8767 | 1.1428 | 1.1428 | 0.94935 | 1.1391 | 0.95067 | 0.95067 | 0.89871 | 0.87666 | 0.17582 | 0.17582 | 0.22712 | 0.30899 | 0.03514 | 0.03514 | 0.17582 | 0.03514 | 0.17582 | 0.17582 | 0.22712 | 0.309 | 0 | 0 | 0 | 0.00021295 | 12.3 | 12.3 | 12.3 | 12.3 | 1411662.6998 | 164084.2431 | 2732462.4328 | 8908902.4209 | 0 | 13217111.7966 | 1082213.0299 | 144.4871 | 16.7921 | 145.5154 | 113.5788 | 1068779.3886 | 2042 | 163750627.5604 | 46350166.7127 | 46358926.7127
473 | BEN | 1 | 2031 | 2029 | 0.15386 | 0.017879 | 0.22905 | 0.59921 | 135.8235 | 135.8235 | 104.4721 | 83.8215 | 116414.2854 | 13527.6793 | 225317.1077 | 734646.549 | 2008.5849 | 102767742.2632 | 51164.2511 | 19.95 | 42467.377 | 0.0003898 | -6.4197 | -6.4197 | -10.4112 | -10.0881 | 12.0954 | 12.0954 | 12.0954 | 12.0954 | 1398107.064 | 162485.7384 | 2706110.7235 | 8823134.0704 | 130.1478 | 130.1478 | 102.7879 | 81.8142 | 123.7281 | 123.7281 | 92.3767 | 71.7261 | 15811800.0335 | 1837377.2594 | 23539361.408 | 61579203.5623 | 0.95101 | 0.95101 | 0.89903 | 0.87701 | 1.1438 | 1.1438 | 0.94968 | 1.1402 | 0.95101 | 0.95101 | 0.89903 | 0.87697 | 0.17582 | 0.17582 | 0.22712 | 0.30899 | 0.03514 | 0.03514 | 0.17582 | 0.03514 | 0.17582 | 0.17582 | 0.22712 | 0.309 | 0 | 0 | 0 | 0.00021295 | 12.0954 | 12.0954 | 12.0954 | 12.0954 | 1398107.064 | 162485.7384 | 2706110.7235 | 8823134.0704 | 0 | 13089837.5962 | 1089905.6214 | 145.5179 | 16.9096 | 146.5477 | 114.3864 | 1076377.9421 | 2043 | 167419392.2753 | 46673184.6624 | 46681944.6624
495 | BEN | 1 | 2032 | 2030 | 0.15391 | 0.017884 | 0.22907 | 0.59914 | 135.7803 | 135.7803 | 104.4175 | 83.7596 | 117227.1162 | 13621.4921 | 226886.4991 | 739768.435 | 2011.0017 | 103420326.5901 | 51427.2705 | 19.95 | 43144.2915 | 0.00038779 | -6.3755 | -6.3755 | -10.3784 | -10.0626 | 12.008 | 12.008 | 12.008 | 12.008 | 1397907.5914 | 162440.9374 | 2705617.2207 | 8821666.3814 | 130.1478 | 130.1478 | 102.7879 | 81.8142 | 123.7722 | 123.7722 | 92.4095 | 71.7516 | 15917130.5194 | 1849530.0005 | 23690925.0816 | 61962740.9886 | 0.95135 | 0.95135 | 0.89934 | 0.87731 | 1.1449 | 1.1449 | 0.95001 | 1.1412 | 0.95135 | 0.95135 | 0.89934 | 0.87727 | 0.17582 | 0.17582 | 0.22712 | 0.30899 | 0.03514 | 0.03514 | 0.17582 | 0.03514 | 0.17582 | 0.17582 | 0.22712 | 0.309 | 0 | 0 | 0 | 0.00021295 | 12.008 | 12.008 | 12.008 | 12.008 | 1397907.5914 | 162440.9374 | 2705617.2207 | 8821666.3814 | 0 | 13087632.1309 | 1097503.5424 | 146.5339 | 17.0269 | 147.5685 | 115.1839 | 1083882.0503 | 2044 | 171154203.2672 | 46999563.3423 | 47008323.3423
517 | BEN | 1 | 2033 | 2031 | 0.15392 | 0.017885 | 0.22908 | 0.59911 | 135.7989 | 135.7989 | 104.4251 | 83.76 | 118036.1269 | 13715.4811 | 228451.2501 | 744871.4916 | 2014.6043 | 104138204.9645 | 51691.642 | 19.95 | 43831.9958 | 0.0003858 | -6.3323 | -6.3323 | -10.3462 | -10.0376 | 11.9834 | 11.9834 | 11.9834 | 11.9834 | 1404780.0544 | 163231.8621 | 2718872.8936 | 8864945.0434 | 130.1478 | 130.1478 | 102.7879 | 81.8142 | 123.8154 | 123.8154 | 92.4417 | 71.7766 | 16029170.618 | 1862546.6023 | 23856036.5052 | 62390451.239 | 0.95167 | 0.95167 | 0.89965 | 0.87762 | 1.1459 | 1.1459 | 0.95034 | 1.1422 | 0.95167 | 0.95167 | 0.89965 | 0.87758 | 0.17582 | 0.17582 | 0.22712 | 0.30899 | 0.03514 | 0.03514 | 0.17582 | 0.03514 | 0.17582 | 0.17582 | 0.22712 | 0.309 | 0 | 0 | 0 | 0.00021295 | 11.9834 | 11.9834 | 11.9834 | 11.9834 | 1404780.0544 | 163231.8621 | 2718872.8936 | 8864945.0434 | 0 | 13151829.8534 | 1105074.3497 | 147.5452 | 17.1444 | 148.5862 | 115.9784 | 1091358.8686 | 2045 | 174956165.912 | 47329340.923 | 47338100.923
539 | BEN | 1 | 2034 | 2032 | 0.154 | 0.017893 | 0.22911 | 0.59899 | 135.6914 | 135.6914 | 104.3068 | 83.6346 | 118870.0496 | 13811.0838 | 230058.5545 | 750120.9352 | 2015.8142 | 104736406.8815 | 51957.3725 | 19.95 | 44530.6618 | 0.00038382 | -6.2896 | -6.2896 | -10.3144 | -10.0128 | 11.8332 | 11.8332 | 11.8332 | 11.8332 | 1396747.4554 | 162298.3053 | 2703313.8988 | 8814228.2211 | 130.1478 | 130.1478 | 102.7879 | 81.8142 | 123.8582 | 123.8582 | 92.4735 | 71.8014 | 16129642.4227 | 1874045.1795 | 23996661.4536 | 62736057.8256 | 0.95201 | 0.95201 | 0.89997 | 0.87792 | 1.1469 | 1.1469 | 0.95067 | 1.1433 | 0.95201 | 0.95201 | 0.89997 | 0.87789 | 0.17582 | 0.17582 | 0.22712 | 0.30899 | 0.03514 | 0.03514 | 0.17582 | 0.03514 | 0.17582 | 0.17582 | 0.22712 | 0.309 | 0 | 0 | 0 | 0.00021295 | 11.8332 | 11.8332 | 11.8332 | 11.8332 | 1396747.4554 | 162298.3053 | 2703313.8988 | 8814228.2211 | 0 | 13076587.8806 | 1112860.6231 | 148.5876 | 17.2639 | 149.6316 | 116.7958 | 1099049.5393 | 2046 | 178826404.8669 | 47662556.0609 | 47671316.0609
561 | BEN | 1 | 2035 | 2033 | 0.15408 | 0.0179 | 0.22915 | 0.59887 | 135.5907 | 135.5907 | 104.1948 | 83.5154 | 119708.9154 | 13907.3057 | 231675.582 | 755401.8605 | 2017.1429 | 105344216.2282 | 52224.4691 | 19.95 | 45240.4643 | 0.00038184 | -6.2458 | -6.2458 | -10.2818 | -9.9875 | 11.6888 | 11.6888 | 11.6888 | 11.6888 | 1389442.5849 | 161434.34 | 2689097.4941 | 8767977.9247 | 130.1478 | 130.1478 | 102.7879 | 81.8142 | 123.9019 | 123.9019 | 92.5061 | 71.8267 | 16231412.8284 | 1885700.9916 | 24139395.2962 | 63087707.1121 | 0.95235 | 0.95235 | 0.90029 | 0.87823 | 1.148 | 1.148 | 0.95101 | 1.1443 | 0.95235 | 0.95235 | 0.90029 | 0.8782 | 0.17582 | 0.17582 | 0.22712 | 0.30899 | 0.03514 | 0.03514 | 0.17582 | 0.03514 | 0.17582 | 0.17582 | 0.22712 | 0.309 | 0 | 0 | 0 | 0.00021295 | 11.6888 | 11.6888 | 11.6888 | 11.6888 | 1389442.5849 | 161434.34 | 2689097.4941 | 8767977.9247 | 0 | 13007952.3436 | 1120693.6636 | 149.6361 | 17.3841 | 150.6833 | 117.618 | 1106786.3579 | 2047 | 182766064.3262 | 47999247.9028 | 48008007.9028
583 | BEN | 1 | 2036 | 2034 | 0.15415 | 0.017907 | 0.22918 | 0.59876 | 135.4971 | 135.4971 | 104.09 | 83.4034 | 120552.6121 | 14004.1436 | 233302.1883 | 760713.7138 | 2018.6057 | 105962547.4598 | 52492.9387 | 19.95 | 45961.5808 | 0.00037988 | -6.2021 | -6.2021 | -10.2493 | -9.9622 | 11.5514 | 11.5514 | 11.5514 | 11.5514 | 1382806.5583 | 160648.9667 | 2676179.2402 | 8725955.3194 | 130.1478 | 130.1478 | 102.7879 | 81.8142 | 123.9456 | 123.9456 | 92.5386 | 71.852 | 16334523.454 | 1897520.163 | 24284421.2485 | 63446082.5943 | 0.95268 | 0.95268 | 0.9006 | 0.87854 | 1.149 | 1.149 | 0.95134 | 1.1453 | 0.95268 | 0.95268 | 0.9006 | 0.8785 | 0.17582 | 0.17582 | 0.22712 | 0.30899 | 0.03514 | 0.03514 | 0.17582 | 0.03514 | 0.17582 | 0.17582 | 0.22712 | 0.309 | 0 | 0 | 0 | 0.00021295 | 11.5514 | 11.5514 | 11.5514 | 11.5514 | 1382806.5583 | 160648.9667 | 2676179.2402 | 8725955.3194 | 0 | 12945590.0845 | 1128572.6579 | 150.6908 | 17.5052 | 151.7413 | 118.4451 | 1114568.5143 | 2048 | 186776308.288 | 48339456.0903 | 48348216.0903
605 | BEN | 1 | 2037 | 2035 | 0.15422 | 0.017914 | 0.22921 | 0.59865 | 135.4101 | 135.4101 | 103.9918 | 83.298 | 121401.2195 | 14101.604 | 234938.516 | 766056.9749 | 2020.1956 | 106591152.2471 | 52762.7885 | 19.95 | 46694.1917 | 0.00037793 | -6.1584 | -6.1584 | -10.2168 | -9.937 | 11.4208 | 11.4208 | 11.4208 | 11.4208 | 1376804.8365 | 159938.2403 | 2664492.9186 | 8687943.8127 | 130.1478 | 130.1478 | 102.7879 | 81.8142 | 123.9893 | 123.9893 | 92.5711 | 71.8772 | 16438951.3399 | 1909499.6217 | 24431689.0957 | 63811012.1898 | 0.95302 | 0.95302 | 0.90092 | 0.87885 | 1.1501 | 1.1501 | 0.95168 | 1.1464 | 0.95302 | 0.95302 | 0.90092 | 0.87881 | 0.17582 | 0.17582 | 0.22712 | 0.30899 | 0.03514 | 0.03514 | 0.17582 | 0.03514 | 0.17582 | 0.17582 | 0.22712 | 0.309 | 0 | 0 | 0 | 0.00021295 | 11.4208 | 11.4208 | 11.4208 | 11.4208 | 1376804.8365 | 159938.2403 | 2664492.9186 | 8687943.8127 | 0 | 12889179.8082 | 1136498.3144 | 151.7515 | 17.627 | 152.8055 | 119.2771 | 1122396.7104 | 2049 | 190858320.8242 | 48683220.7642 | 48691980.7642
627 | BEN | 1 | 2038 | 2036 | 0.15429 | 0.017921 | 0.22924 | 0.59855 | 135.3294 | 135.3294 | 103.9 | 83.1989 | 122254.8157 | 14199.6936 | 236584.7047 | 771432.1138 | 2021.9057 | 107229797.8148 | 53034.0255 | 19.95 | 47438.4801 | 0.00037598 | -6.1148 | -6.1148 | -10.1844 | -9.9117 | 11.2965 | 11.2965 | 11.2965 | 11.2965 | 1371406.2345 | 159298.4633 | 2653977.8336 | 8653745.9466 | 130.1478 | 130.1478 | 102.7879 | 81.8142 | 124.033 | 124.033 | 92.6035 | 71.9025 | 16544675.6239 | 1921636.5617 | 24581151.8385 | 64182333.7907 | 0.95335 | 0.95335 | 0.90123 | 0.87916 | 1.1512 | 1.1512 | 0.95201 | 1.1474 | 0.95335 | 0.95335 | 0.90123 | 0.87912 | 0.17582 | 0.17582 | 0.22712 | 0.30899 | 0.03514 | 0.03514 | 0.17582 | 0.03514 | 0.17582 | 0.17582 | 0.22712 | 0.309 | 0 | 0 | 0 | 0.00021295 | 11.2965 | 11.2965 | 11.2965 | 11.2965 | 1371406.2345 | 159298.4633 | 2653977.8336 | 8653745.9466 | 0 | 12838428.478 | 1144471.3278 | 152.8185 | 17.7496 | 153.8762 | 120.114 | 1130271.6342
649 | BEN | 1 | 2039 | 2037 | 0.15436 | 0.017927 | 0.22927 | 0.59845 | 135.2547 | 135.2547 | 103.8141 | 83.1058 | 123113.4774 | 14298.4186 | 238240.8919 | 776839.5924 | 2023.7297 | 107878265.1499 | 53306.6568 | 19.95 | 48194.6321 | 0.00037405 | -6.0712 | -6.0712 | -10.1519 | -9.8865 | 11.1781 | 11.1781 | 11.1781 | 11.1781 | 1366581.1165 | 158726.1242 | 2644576.3135 | 8623174.0884 | 130.1478 | 130.1478 | 102.7879 | 81.8142 | 124.0766 | 124.0766 | 92.636 | 71.9277 | 16651676.83 | 1933928.3577 | 24732765.3218 | 64559894.6404 | 0.95369 | 0.95369 | 0.90155 | 0.87947 | 1.1522 | 1.1522 | 0.95234 | 1.1485 | 0.95369 | 0.95369 | 0.90155 | 0.87943 | 0.17582 | 0.17582 | 0.22712 | 0.30899 | 0.03514 | 0.03514 | 0.17582 | 0.03514 | 0.17582 | 0.17582 | 0.22712 | 0.309 | 0 | 0 | 0 | 0.00021295 | 11.1781 | 11.1781 | 11.1781 | 11.1781 | 1366581.1165 | 158726.1242 | 2644576.3135 | 8623174.0884 | 0 | 12793057.6426 | 1152492.3803 | 153.8918 | 17.873 | 154.9534 | 120.956 | 1138193.9617
671 | BEN | 1 | 2040 | 2038 | 0.15442 | 0.017933 | 0.22929 | 0.59836 | 135.1856 | 135.1856 | 103.7338 | 83.0183 | 123977.2798 | 14397.7855 | 239907.2125 | 782279.8648 | 2025.6617 | 108536348.3503 | 53580.6897 | 19.95 | 48962.837 | 0.00037213 | -6.0276 | -6.0276 | -10.1195 | -9.8613 | 11.0654 | 11.0654 | 11.0654 | 11.0654 | 1362301.3233 | 158217.8893 | 2636233.5711 | 8596049.9766 | 130.1478 | 130.1478 | 102.7879 | 81.8142 | 124.1201 | 124.1201 | 92.6684 | 71.9529 | 16759936.8018 | 1946372.5571 | 24886488.1001 | 64943550.8913 | 0.95402 | 0.95402 | 0.90187 | 0.87978 | 1.1533 | 1.1533 | 0.95268 | 1.1495 | 0.95402 | 0.95402 | 0.90187 | 0.87974 | 0.17582 | 0.17582 | 0.22712 | 0.30899 | 0.03514 | 0.03514 | 0.17582 | 0.03514 | 0.17582 | 0.17582 | 0.22712 | 0.309 | 0 | 0 | 0 | 0.00021295 | 11.0654 | 11.0654 | 11.0654 | 11.0654 | 1362301.3233 | 158217.8893 | 2636233.5711 | 8596049.9766 | 0 | 12752802.7603 | 1160562.1426 | 154.9716 | 17.9972 | 156.0372 | 121.803 | 1146164.3571
693 | BEN | 1 | 2041 | 2039 | 0.15448 | 0.017939 | 0.22932 | 0.59827 | 135.1217 | 135.1217 | 103.6588 | 82.9361 | 124846.2968 | 14497.8007 | 241583.7997 | 787753.3774 | 2027.6959 | 109203853.9887 | 53856.1312 | 19.95 | 49743.2868 | 0.00037022 | -5.9841 | -5.9841 | -10.0871 | -9.8361 | 10.958 | 10.958 | 10.958 | 10.958 | 1358540.1014 | 157770.5932 | 2628897.5636 | 8572204.2668 | 130.1478 | 130.1478 | 102.7879 | 81.8142 | 124.1637 | 124.1637 | 92.7008 | 71.9781 | 16869438.6391 | 1958966.8705 | 25042281.3067 | 65333167.1725 | 0.95436 | 0.95436 | 0.90218 | 0.88008 | 1.1543 | 1.1543 | 0.95301 | 1.1506 | 0.95436 | 0.95436 | 0.90218 | 0.88005 | 0.17582 | 0.17582 | 0.22712 | 0.30899 | 0.03514 | 0.03514 | 0.17582 | 0.03514 | 0.17582 | 0.17582 | 0.22712 | 0.309 | 0 | 0 | 0 | 0.00021295 | 10.958 | 10.958 | 10.958 | 10.958 | 1358540.1014 | 157770.5932 | 2628897.5636 | 8572204.2668 | 0 | 12717412.5251 | 1168681.2745 | 156.0579 | 18.1223 | 157.1277 | 122.6553 | 1154183.4738
715 | BEN | 1 | 2042 | 2040 | 0.15453 | 0.017944 | 0.22934 | 0.59818 | 135.0627 | 135.0627 | 103.5887 | 82.8588 | 125720.6009 | 14598.4705 | 243270.7843 | 793260.5696 | 2029.827 | 109880600.5001 | 54132.9887 | 19.95 | 50536.1766 | 0.00036831 | -5.9406 | -5.9406 | -10.0547 | -9.8109 | 10.8555 | 10.8555 | 10.8555 | 10.8555 | 1355272.0338 | 157381.2307 | 2622518.8573 | 8551476.0931 | 130.1478 | 130.1478 | 102.7879 | 81.8142 | 124.2072 | 124.2072 | 92.7332 | 72.0033 | 16980166.6362 | 1971709.1649 | 25200108.526 | 65728616.173 | 0.95469 | 0.95469 | 0.9025 | 0.88039 | 1.1554 | 1.1554 | 0.95334 | 1.1516 | 0.95469 | 0.95469 | 0.9025 | 0.88035 | 0.17582 | 0.17582 | 0.22712 | 0.30899 | 0.03514 | 0.03514 | 0.17582 | 0.03514 | 0.17582 | 0.17582 | 0.22712 | 0.309 | 0 | 0 | 0 | 0.00021295 | 10.8555 | 10.8555 | 10.8555 | 10.8555 | 1355272.0338 | 157381.2307 | 2622518.8573 | 8551476.0931 | 0 | 12686648.2149 | 1176850.4252 | 157.1508 | 18.2481 | 158.2249 | 123.5127 | 1162251.9548
737 | BEN | 1 | 2043 | 2041 | 0.15459 | 0.017949 | 0.22936 | 0.5981 | 135.0085 | 135.0085 | 103.5233 | 82.7862 | 126600.2636 | 14699.801 | 244968.2954 | 798801.874 | 2032.05 | 110566417.5857 | 54411.2695 | 19.95 | 51341.7048 | 0.00036642 | -5.8971 | -5.8971 | -10.0223 | -9.7857 | 10.7578 | 10.7578 | 10.7578 | 10.7578 | 1352472.9731 | 157046.9486 | 2617050.4952 | 8533712.64 | 130.1478 | 130.1478 | 102.7879 | 81.8142 | 124.2507 | 124.2507 | 92.7656 | 72.0284 | 17092106.2227 | 1984597.4546 | 25359935.6715 | 66129778.2369 | 0.95502 | 0.95502 | 0.90281 | 0.8807 | 1.1564 | 1.1564 | 0.95367 | 1.1527 | 0.95502 | 0.95502 | 0.90281 | 0.88066 | 0.17582 | 0.17582 | 0.22712 | 0.30899 | 0.03514 | 0.03514 | 0.17582 | 0.03514 | 0.17582 | 0.17582 | 0.22712 | 0.309 | 0 | 0 | 0 | 0.00021295 | 10.7578 | 10.7578 | 10.7578 | 10.7578 | 1352472.9731 | 157046.9486 | 2617050.4952 | 8533712.64 | 0 | 12660283.0568 | 1185070.234 | 158.2503 | 18.3748 | 159.329 | 124.3755 | 1170370.433
759 | BEN | 1 | 2044 | 2042 | 0.15464 | 0.017954 | 0.22939 | 0.59802 | 134.9586 | 134.9586 | 103.4624 | 82.718 | 127485.3552 | 14801.7987 | 246676.4602 | 804377.7166 | 2034.36 | 111261145.6607 | 54690.9808 | 19.95 | 52160.0729 | 0.00036454 | -5.8536 | -5.8536 | -9.99 | -9.7606 | 10.6644 | 10.6644 | 10.6644 | 10.6644 | 1350119.9787 | 156765.0375 | 2612447.8749 | 8518768.7452 | 130.1478 | 130.1478 | 102.7879 | 81.8142 | 124.2942 | 124.2942 | 92.7979 | 72.0536 | 17205243.9078 | 1997629.8949 | 25521730.8709 | 66536540.9871 | 0.95536 | 0.95536 | 0.90312 | 0.88101 | 1.1575 | 1.1575 | 0.95401 | 1.1537 | 0.95536 | 0.95536 | 0.90312 | 0.88097 | 0.17582 | 0.17582 | 0.22712 | 0.30899 | 0.03514 | 0.03514 | 0.17582 | 0.03514 | 0.17582 | 0.17582 | 0.22712 | 0.309 | 0 | 0 | 0 | 0.00021295 | 10.6644 | 10.6644 | 10.6644 | 10.6644 | 1350119.9787 | 156765.0375 | 2612447.8749 | 8518768.7452 | 0 | 12638101.6362 | 1193341.3307 | 159.3567 | 18.5022 | 160.44 | 125.2437 | 1178539.532
781 | BEN | 1 | 2045 | 2043 | 0.15469 | 0.017959 | 0.22941 | 0.59795 | 134.9129 | 134.9129 | 103.4056 | 82.654 | 128375.9448 | 14904.4696 | 248395.4043 | 809988.5177 | 2036.7527 | 111964635.3197 | 54972.13 | 19.95 | 52991.4854 | 0.00036266 | -5.8102 | -5.8102 | -9.9576 | -9.7354 | 10.5753 | 10.5753 | 10.5753 | 10.5753 | 1348191.2568 | 156532.9252 | 2608668.6293 | 8506506.5139 | 130.1478 | 130.1478 | 102.7879 | 81.8142 | 124.3376 | 124.3376 | 92.8303 | 72.0787 | 17319567.2272 | 2010804.7744 | 25685464.3562 | 66948798.9618 | 0.95569 | 0.95569 | 0.90344 | 0.88131 | 1.1585 | 1.1585 | 0.95434 | 1.1548 | 0.95569 | 0.95569 | 0.90344 | 0.88127 | 0.17582 | 0.17582 | 0.22712 | 0.30899 | 0.03514 | 0.03514 | 0.17582 | 0.03514 | 0.17582 | 0.17582 | 0.22712 | 0.309 | 0 | 0 | 0 | 0.00021295 | 10.5753 | 10.5753 | 10.5753 | 10.5753 | 1348191.2568 | 156532.9252 | 2608668.6293 | 8506506.5139 | 0 | 12619899.3252 | 1201664.3364 | 160.4699 | 18.6306 | 161.558 | 126.1173 | 1186759.8668
803 | BEN | 1 | 2046 | 2044 | 0.15474 | 0.017964 | 0.22943 | 0.59787 | 134.8711 | 134.8711 | 103.3527 | 82.5939 | 129272.1006 | 15007.8199 | 250125.2515 | 815634.6916 | 2039.2238 | 112676746.8255 | 55254.7245 | 19.95 | 53836.1504 | 0.0003608 | -5.7667 | -5.7667 | -9.9253 | -9.7103 | 10.49 | 10.49 | 10.49 | 10.49 | 1346666.1018 | 156348.1692 | 2605672.513 | 8496794.9492 | 130.1478 | 130.1478 | 102.7879 | 81.8142 | 124.381 | 124.381 | 92.8626 | 72.1039 | 17435064.692 | 2024120.509 | 25851108.358 | 67366453.2665 | 0.95602 | 0.95602 | 0.90375 | 0.88162 | 1.1596 | 1.1596 | 0.95467 | 1.1558 | 0.95602 | 0.95602 | 0.90375 | 0.88158 | 0.17582 | 0.17582 | 0.22712 | 0.30899 | 0.03514 | 0.03514 | 0.17582 | 0.03514 | 0.17582 | 0.17582 | 0.22712 | 0.309 | 0 | 0 | 0 | 0.00021295 | 10.49 | 10.49 | 10.49 | 10.49 | 1346666.1018 | 156348.1692 | 2605672.513 | 8496794.9492 | 0 | 12605481.7331 | 1210039.8636 | 161.5901 | 18.7598 | 162.6831 | 126.9964 | 1195032.0438
825 | BEN | 1 | 2047 | 2045 | 0.15478 | 0.017968 | 0.22945 | 0.5978 | 134.8329 | 134.8329 | 103.3034 | 82.5375 | 130173.8897 | 15111.8557 | 251866.1244 | 821316.6475 | 2041.7691 | 113397349.6348 | 55538.7718 | 19.95 | 54694.279 | 0.00035894 | -5.7233 | -5.7233 | -9.8929 | -9.6852 | 10.4085 | 10.4085 | 10.4085 | 10.4085 | 1345524.8424 | 156208.4499 | 2603421.2962 | 8489509.6083 | 130.1478 | 130.1478 | 102.7879 | 81.8142 | 124.4245 | 124.4245 | 92.895 | 72.129 | 17551725.7413 | 2037575.6347 | 26018637.0076 | 67789411.2512 | 0.95636 | 0.95636 | 0.90407 | 0.88193 | 1.1606 | 1.1606 | 0.955 | 1.1569 | 0.95636 | 0.95636 | 0.90407 | 0.88189 | 0.17582 | 0.17582 | 0.22712 | 0.30899 | 0.03514 | 0.03514 | 0.17582 | 0.03514 | 0.17582 | 0.17582 | 0.22712 | 0.309 | 0 | 0 | 0 | 0.00021295 | 10.4085 | 10.4085 | 10.4085 | 10.4085 | 1345524.8424 | 156208.4499 | 2603421.2962 | 8489509.6083 | 0 | 12594664.1969 | 1218468.5172 | 162.7174 | 18.8898 | 163.8154 | 127.8811 | 1203356.6615
847 | BEN | 1 | 2048 | 2046 | 0.15482 | 0.017973 | 0.22947 | 0.59774 | 134.7983 | 134.7983 | 103.2577 | 82.4845 | 131081.3783 | 15216.5831 | 253618.1438 | 827034.7893 | 2044.3851 | 114126321.9419 | 55824.2792 | 19.95 | 55566.0858 | 0.0003571 | -5.6799 | -5.6799 | -9.8606 | -9.6601 | 10.3304 | 10.3304 | 10.3304 | 10.3304 | 1344748.7898 | 156111.5647 | 2601878.6628 | 8484532.2718 | 130.1478 | 130.1478 | 102.7879 | 81.8142 | 124.4678 | 124.4678 | 92.9273 | 72.1541 | 17669540.697 | 2051168.8027 | 26188026.2431 | 68217586.1992 | 0.95669 | 0.95669 | 0.90438 | 0.88223 | 1.1617 | 1.1617 | 0.95534 | 1.1579 | 0.95669 | 0.95669 | 0.90438 | 0.8822 | 0.17582 | 0.17582 | 0.22712 | 0.30899 | 0.03514 | 0.03514 | 0.17582 | 0.03514 | 0.17582 | 0.17582 | 0.22712 | 0.309 | 0 | 0 | 0 | 0.00021295 | 10.3304 | 10.3304 | 10.3304 | 10.3304 | 1344748.7898 | 156111.5647 | 2601878.6628 | 8484532.2718 | 0 | 12587271.2891 | 1226950.8945 | 163.8517 | 19.0207 | 164.9549 | 128.7715 | 1211734.3114
869 | BEN | 1 | 2049 | 2047 | 0.15487 | 0.017977 | 0.22948 | 0.59767 | 134.7668 | 134.7668 | 103.2152 | 82.4349 | 131994.632 | 15322.0082 | 255381.4295 | 832789.5163 | 2047.0679 | 114863550.2447 | 56111.2543 | 19.95 | 56451.789 | 0.00035526 | -5.6365 | -5.6365 | -9.8283 | -9.6349 | 10.2556 | 10.2556 | 10.2556 | 10.2556 | 1344320.1873 | 156055.422 | 2601010.1127 | 8481750.6274 | 130.1478 | 130.1478 | 102.7879 | 81.8142 | 124.5112 | 124.5112 | 92.9596 | 72.1793 | 17788500.7204 | 2064898.773 | 26359253.7195 | 68650897.0317 | 0.95702 | 0.95702 | 0.9047 | 0.88254 | 1.1627 | 1.1627 | 0.95567 | 1.1589 | 0.95702 | 0.95702 | 0.9047 | 0.8825 | 0.17582 | 0.17582 | 0.22712 | 0.30899 | 0.03514 | 0.03514 | 0.17582 | 0.03514 | 0.17582 | 0.17582 | 0.22712 | 0.309 | 0 | 0 | 0 | 0.00021295 | 10.2556 | 10.2556 | 10.2556 | 10.2556 | 1344320.1873 | 156055.422 | 2601010.1127 | 8481750.6274 | 0 | 12583136.3494 | 1235487.586 | 164.9933 | 19.1525 | 166.1017 | 129.6675 | 1220165.5778
891 | BEN | 1 | 2050 | 2048 | 0.15491 | 0.017981 | 0.2295 | 0.59761 | 134.7385 | 134.7385 | 103.1758 | 82.3883 | 132913.7153 | 15428.1371 | 257156.1 | 838581.2234 | 2049.8144 | 115608928.9338 | 56399.7047 | 19.95 | 57351.6099 | 0.00035344 | -5.5931 | -5.5931 | -9.796 | -9.6098 | 10.1839 | 10.1839 | 10.1839 | 10.1839 | 1344222.1641 | 156038.035 | 2600782.8704 | 8481057.9709 | 130.1478 | 130.1478 | 102.7879 | 81.8142 | 124.5546 | 124.5546 | 92.9919 | 72.2044 | 17908597.7718 | 2078764.4093 | 26532298.7243 | 69089268.0284 | 0.95736 | 0.95736 | 0.90501 | 0.88285 | 1.1638 | 1.1638 | 0.956 | 1.16 | 0.95736 | 0.95736 | 0.90501 | 0.88281 | 0.17582 | 0.17582 | 0.22712 | 0.30899 | 0.03514 | 0.03514 | 0.17582 | 0.03514 | 0.17582 | 0.17582 | 0.22712 | 0.309 | 0 | 0 | 0 | 0.00021295 | 10.1839 | 10.1839 | 10.1839 | 10.1839 | 1344222.1641 | 156038.035 | 2600782.8704 | 8481057.9709 | 0 | 12582101.0404 | 1244079.1757 | 166.1421 | 19.2852 | 167.256 | 130.5693 | 1228651.0387
913 | BEN | 1 | 2051 | 2049 | 0.15495 | 0.017985 | 0.22952 | 0.59755 | 134.7131 | 134.7131 | 103.1394 | 82.3446 | 133838.692 | 15534.9757 | 258942.2724 | 844410.3014 | 2052.6213 | 116362359.909 | 56689.638 | 19.95 | 58265.7736 | 0.00035162 | -5.5498 | -5.5498 | -9.7636 | -9.5847 | 10.1151 | 10.1151 | 10.1151 | 10.1151 | 1344438.6903 | 156057.5169 | 2601165.7981 | 8482352.9264 | 130.1478 | 130.1478 | 102.7879 | 81.8142 | 124.598 | 124.598 | 93.0242 | 72.2295 | 18029824.5715 | 2092764.6741 | 26707142.0984 | 69532628.565 | 0.95769 | 0.95769 | 0.90533 | 0.88315 | 1.1648 | 1.1648 | 0.95633 | 1.161 | 0.95769 | 0.95769 | 0.90533 | 0.88312 | 0.17582 | 0.17582 | 0.22712 | 0.30899 | 0.03514 | 0.03514 | 0.17582 | 0.03514 | 0.17582 | 0.17582 | 0.22712 | 0.309 | 0 | 0 | 0 | 0.00021295 | 10.1151 | 10.1151 | 10.1151 | 10.1151 | 1344438.6903 | 156057.5169 | 2601165.7981 | 8482352.9264 | 0 | 12584014.9317 | 1252726.2415 | 167.2984 | 19.4187 | 168.4177 | 131.4769 | 1237191.2658
120 | BPE | 1 | 2010 | 2008 | 0.22288 | 0.024548 | 0.22326 | 0.52931 | 338.941 | 243.8069 | 170.1582 | 133.951 | 143190.887 | 21924.992 | 285711.199 | 860451.5785 | 2253.9642 | 217753227.5 | 96609 | 81.826 | 39993.6316 | 0.00084698 | 2.9526 | 2.9526 | 1.8341 | -0.52932 | 95.1342 | 0 | 0 | 0 | 13622343.79 | 0 | 0 | 0 | 240.8542 | 240.8542 | 168.3241 | 134.4804 | 243.8069 | 243.8069 | 170.1582 | 133.951 | 48533264.24 | 5345463.442 | 48616112.14 | 115258387.7 | 1.0488 | 1.0488 | 1.054 | 1.0486 | 1.0952 | 1.0952 | 1.0613 | 1.0551 | 1.0418 | 1.0418 | 1.0519 | 1.0454 | 0.15193 | 0.15193 | 0.15122 | 0.19097 | 0.18412 | 0.18412 | 0.14527 | 0.18154 | 0.14516 | 0.14516 | 0.15284 | 0.19537 | 0.11395 | 0.11395 | 0.19592 | 0.28392 | 102.041 | 0 | 0 | 0 | 14611336.91 | 0 | 0 | 0 | 4904671.7956 | 14611336.91 | 1311278.6565 | 178.9886 | 27.4062 | 185.8284 | 133.9746 | 1289353.6645
121 | BPE | 1 | 2011 | 2009 | 0.36657 | 0.027223 | 0.21385 | 0.39235 | 227.9431 | 124.0781 | 70.2932 | 42.828 | 150054.05 | 20471.918 | 283873.687 | 854810.867 | 961.4239 | 93308109.87 | 97052 | 68.928 | 39078.9425 | 0.00071022 | 28.6678 | 28.6678 | 11.1146 | 4.8381 | 103.865 | 0 | 0 | 0 | 15585370.34 | 0 | 0 | 0 | 95.4103 | 95.4103 | 59.1786 | 37.9899 | 124.0781 | 124.0781 | 70.2932 | 42.828 | 34203786.64 | 2540115.99 | 19954402.1 | 36609805.14 | 1.0488 | 1.0488 | 1.054 | 1.0486 | 1.0952 | 1.0952 | 1.0613 | 1.0551 | 1.0418 | 1.0418 | 1.0519 | 1.0454 | 0.15193 | 0.15193 | 0.15122 | 0.19097 | 0.18412 | 0.18412 | 0.14527 | 0.18154 | 0.14516 | 0.14516 | 0.15284 | 0.19537 | 0.11395 | 0.11395 | 0.19592 | 0.28392 | 103.0186 | 0 | 0 | 0 | 15458352.72 | 0 | 0 | 0 | 1576265.0333 | 15458352.72 | 1309210.522 | 187.5676 | 25.5899 | 184.6333 | 133.0963 | 1288738.604
122 | BPE | 1 | 2012 | 2010 | 0.25468 | 0.017949 | 0.20568 | 0.52169 | 191.6558 | 102.7157 | 79.6335 | 67.1678 | 147802.376 | 19435.782 | 287278.123 | 863879.969 | 1141.5233 | 111225460 | 97436 | 69.12 | 38052.1744 | 0.00070939 | 13.7422 | 13.7422 | 6.5973 | 2.3148 | 88.9401 | 0 | 0 | 0 | 13145561.76 | 0 | 0 | 0 | 88.9735 | 88.9735 | 73.0362 | 64.853 | 102.7157 | 102.7157 | 79.6335 | 67.1678 | 28327186.3 | 1996359.957 | 22876975.16 | 58024938.6 | 1.0488 | 1.0488 | 1.054 | 1.0486 | 1.0952 | 1.0952 | 1.0613 | 1.0551 | 1.0418 | 1.0418 | 1.0519 | 1.0454 | 0.15193 | 0.15193 | 0.15122 | 0.19097 | 0.18412 | 0.18412 | 0.14527 | 0.18154 | 0.14516 | 0.14516 | 0.15284 | 0.19537 | 0.11395 | 0.11395 | 0.19592 | 0.28392 | 103.8912 | 0 | 0 | 0 | 15355367.81 | 0 | 0 | 0 | 2227857.8822 | 15355367.81 | 1318396.25 | 184.753 | 24.2947 | 186.8476 | 134.5084 | 1298960.468
123 | BPE | 1 | 2013 | 2011 | 0.29004 | 0.023569 | 0.18743 | 0.49896 | 198.0883 | 94.9475 | 64.7356 | 57.0524 | 144987.7 | 24579.956 | 286688.947 | 866003.137 | 1012.7303 | 99020716.08 | 97776 | 69.266 | 35623.1069 | 0.00070841 | 6.7752 | 6.7752 | 4.9362 | 4.5221 | 103.1408 | 0 | 0 | 0 | 14954140.3 | 0 | 0 | 0 | 88.1723 | 88.1723 | 59.7995 | 52.5303 | 94.9475 | 94.9475 | 64.7356 | 57.0524 | 28720360.84 | 2333805.524 | 18558988.19 | 49407561.52 | 1.0488 | 1.0488 | 1.054 | 1.0486 | 1.0952 | 1.0952 | 1.0613 | 1.0551 | 1.0418 | 1.0418 | 1.0519 | 1.0454 | 0.15193 | 0.15193 | 0.15122 | 0.19097 | 0.18412 | 0.18412 | 0.14527 | 0.18154 | 0.14516 | 0.14516 | 0.15284 | 0.19537 | 0.11395 | 0.11395 | 0.19592 | 0.28392 | 103.6997 | 0 | 0 | 0 | 15035186.96 | 0 | 0 | 0 | 1862275.4339 | 15035186.96 | 1322259.74 | 181.2346 | 30.7249 | 186.4644 | 134.8389 | 1297679.784
124 | BPE | 1 | 2014 | 2012 | 0.23286 | 0.016937 | 0.20791 | 0.54229 | 233.1666 | 127.2154 | 107.9078 | 93.7861 | 147420.863 | 19652.321 | 284417.346 | 853524.393 | 1510.1252 | 147613224.8 | 97749 | 89.3 | 35353.1349 | 0.00091356 | 0.16808 | 0.16808 | -3.1846 | -2.7647 | 105.9512 | 0 | 0 | 0 | 15619419.52 | 0 | 0 | 0 | 127.0473 | 127.0473 | 111.0924 | 96.5508 | 127.2154 | 127.2154 | 107.9078 | 93.7861 | 34373624.41 | 2500077.987 | 30690838.55 | 80048683.86 | 1.0488 | 1.0488 | 1.054 | 1.0486 | 1.0952 | 1.0952 | 1.0613 | 1.0551 | 1.0418 | 1.0418 | 1.0519 | 1.0454 | 0.15193 | 0.15193 | 0.15122 | 0.19097 | 0.18412 | 0.18412 | 0.14527 | 0.18154 | 0.14516 | 0.14516 | 0.15284 | 0.19537 | 0.11395 | 0.11395 | 0.19592 | 0.28392 | 108.015 | 0 | 0 | 0 | 15923658.99 | 0 | 0 | 0 | 3282032.5279 | 15923658.99 | 1305014.923 | 184.2761 | 24.5654 | 184.9869 | 132.896 | 1285362.602
125 | BPE | 1 | 2015 | 2013 | 0.24201 | 0.027127 | 0.1855 | 0.54537 | 245.5222 | 87.582 | 84.1587 | 81.1046 | 124872.582 | 39238.882 | 279237.426 | 851877.421 | 1290.9467 | 126687053.8 | 98135 | 97.272 | 36118.3853 | 0.00099121 | 7.4596 | 7.4596 | 9.4356 | 5.9427 | 157.9402 | 0 | 0 | 0 | 19722401.78 | 0 | 0 | 0 | 80.1224 | 80.1224 | 74.7231 | 75.1619 | 87.582 | 87.582 | 84.1587 | 81.1046 | 30658992.9 | 3436619.967 | 23500260.22 | 69091180.72 | 1.0488 | 1.0488 | 1.054 | 1.0486 | 1.0952 | 1.0952 | 1.0613 | 1.0551 | 1.0418 | 1.0418 | 1.0519 | 1.0454 | 0.15193 | 0.15193 | 0.15122 | 0.19097 | 0.18412 | 0.18412 | 0.14527 | 0.18154 | 0.14516 | 0.14516 | 0.15284 | 0.19537 | 0.11395 | 0.11395 | 0.19592 | 0.28392 | 124.8712 | 0 | 0 | 0 | 15592983.23 | 0 | 0 | 0 | 2342147.4496 | 15592983.23 | 1295226.311 | 156.0907 | 49.0486 | 181.6178 | 132.6395 | 1255987.429
126 | BPE | 1 | 2016 | 2014 | 0.26736 | 0.03294 | 0.18288 | 0.51682 | 256.2881 | 96.5701 | 78.3367 | 72.7574 | 123589.862 | 40410.367 | 276574.044 | 841553.321 | 1201.1781 | 118472200.4 | 98630 | 97.312 | 35305.5042 | 0.00098664 | 5.8035 | 5.8035 | 5.8015 | 4.2433 | 159.718 | 0 | 0 | 0 | 19739531.68 | 0 | 0 | 0 | 90.7666 | 90.7666 | 72.5351 | 68.5142 | 96.5701 | 96.5701 | 78.3367 | 72.7574 | 31674610.96 | 3902431.206 | 21665896.45 | 61229261.74 | 1.0488 | 1.0488 | 1.054 | 1.0486 | 1.0952 | 1.0952 | 1.0613 | 1.0551 | 1.0418 | 1.0418 | 1.0519 | 1.0454 | 0.15193 | 0.15193 | 0.15122 | 0.19097 | 0.18412 | 0.18412 | 0.14527 | 0.18154 | 0.14516 | 0.14516 | 0.15284 | 0.19537 | 0.11395 | 0.11395 | 0.19592 | 0.28392 | 138.7734 | 0 | 0 | 0 | 17150991.24 | 0 | 0 | 0 | 2196171.7668 | 17150991.24 | 1282127.594 | 154.4873 | 50.513 | 179.8856 | 131.032 | 1241717.227
127 | BPE | 1 | 2017 | 2015 | 0.25047 | 0.026663 | 0.17553 | 0.54734 | 229.793 | 76.9012 | 73.1604 | 75.4677 | 128799.709 | 40971.809 | 283515.229 | 857038.331 | 1191.8908 | 118168818.6 | 99144 | 95.958 | 36470.5113 | 0.00096787 | 3.6804 | 3.6804 | 2.1773 | 1.493 | 152.8918 | 0 | 0 | 0 | 19692420.42 | 0 | 0 | 0 | 73.2209 | 73.2209 | 70.9831 | 73.9746 | 76.9012 | 76.9012 | 73.1604 | 75.4677 | 29597277.11 | 3150782.714 | 20742087.4 | 64678671.34 | 1.0488 | 1.0488 | 1.054 | 1.0486 | 1.0952 | 1.0952 | 1.0613 | 1.0551 | 1.0418 | 1.0418 | 1.0519 | 1.0454 | 0.15193 | 0.15193 | 0.15122 | 0.19097 | 0.18412 | 0.18412 | 0.14527 | 0.18154 | 0.14516 | 0.14516 | 0.15284 | 0.19537 | 0.11395 | 0.11395 | 0.19592 | 0.28392 | 147.0038 | 0 | 0 | 0 | 18934051.07 | 0 | 0 | 0 | 2293327.6578 | 18934051.07 | 1310325.078 | 160.9996 | 51.2148 | 184.4001 | 133.4431 | 1269353.269
128 | BPE | 1 | 2018 | 2016 | 0.28001 | 0.034591 | 0.17243 | 0.51298 | 240.5331 | 84.6075 | 65.1889 | 63.9521 | 123944.214 | 43529.28 | 281620.531 | 854031.634 | 1069.622 | 106471247.6 | 99541 | 95.218 | 37269.6778 | 0.00095657 | 9.3569 | 9.3569 | 3.1484 | 2.8886 | 155.9256 | 0 | 0 | 0 | 19326071.26 | 0 | 0 | 0 | 75.2506 | 75.2506 | 62.0405 | 61.0635 | 84.6075 | 84.6075 | 65.1889 | 63.9521 | 29812686.37 | 3682905.322 | 18358546.1 | 54617109.85 | 1.0488 | 1.0488 | 1.054 | 1.0486 | 1.0952 | 1.0952 | 1.0613 | 1.0551 | 1.0418 | 1.0418 | 1.0519 | 1.0454 | 0.15193 | 0.15193 | 0.15122 | 0.19097 | 0.18412 | 0.18412 | 0.14527 | 0.18154 | 0.14516 | 0.14516 | 0.15284 | 0.19537 | 0.11395 | 0.11395 | 0.19592 | 0.28392 | 155.4178 | 0 | 0 | 0 | 19263135.97 | 0 | 0 | 0 | 1948664.4118 | 19263135.97 | 1303125.659 | 154.9303 | 54.4116 | 183.1678 | 132.975 | 1259596.379
129 | BPE | 1 | 2019 | 2017 | 0.33084 | 0.044674 | 0.19786 | 0.42663 | 288.2594 | 129.2964 | 79.5676 | 56.329 | 129988.891 | 39132.885 | 281633.676 | 857817.752 | 1128.8665 | 113259172.7 | 100330 | 96.762 | 37099.6241 | 0.00096444 | 1.2156 | 1.2156 | 1.5751 | 2.3163 | 158.963 | 0 | 0 | 0 | 20663428.78 | 0 | 0 | 0 | 128.0808 | 128.0808 | 77.9925 | 54.0127 | 129.2964 | 129.2964 | 79.5676 | 56.329 | 37470523.79 | 5059740.963 | 22408910.33 | 48319997.61 | 1.0488 | 1.0488 | 1.054 | 1.0486 | 1.0952 | 1.0952 | 1.0613 | 1.0551 | 1.0418 | 1.0418 | 1.0519 | 1.0454 | 0.15193 | 0.15193 | 0.15122 | 0.19097 | 0.18412 | 0.18412 | 0.14527 | 0.18154 | 0.14516 | 0.14516 | 0.15284 | 0.19537 | 0.11395 | 0.11395 | 0.19592 | 0.28392 | 150.6425 | 0 | 0 | 0 | 19581854.74 | 0 | 0 | 0 | 2104676.782 | 19581854.74 | 1308573.204 | 162.4861 | 48.9161 | 183.1764 | 133.5645 | 1269440.319
227 | BPE | 1 | 2020 | 2018 | 0.25426 | 0.037202 | 0.2076 | 0.50094 | 285.3181 | 136.4999 | 108.3417 | 85.7915 | 127056.0039 | 38671.2275 | 271892.4925 | 828508.4685 | 1411.421 | 141892463.6753 | 100531.6373 | 96.762 | 37354.1144 | 0.0009625 | 6.3521 | 6.3521 | 5.5538 | 3.9773 | 148.8182 | 0 | 0 | 0 | 18734423.8137 | 0 | 0 | 0 | 130.1478 | 130.1478 | 102.7879 | 81.8142 | 136.4999 | 136.4999 | 108.3417 | 85.7915 | 36077555.8937 | 5278618.766 | 29457287.6679 | 71079001.3477 | 1.0457 | 1.0457 | 1.0493 | 1.044 | 1.092 | 1.092 | 1.0565 | 1.0505 | 1.0387 | 1.0387 | 1.0472 | 1.0407 | 0.15193 | 0.15193 | 0.15122 | 0.19097 | 0.18412 | 0.18412 | 0.14527 | 0.18154 | 0.14516 | 0.14516 | 0.15284 | 0.19537 | 0.11395 | 0.11395 | 0.19592 | 0.28392 | 158.4848 | 0 | 0 | 0 | 20601265.4826 | 0 | 0 | 0 | 2529865.9451 | 20601265.4826 | 1266128.1923 | 158.82 | 48.339 | 176.8406 | 129.0009 | 1227456.9648
249 | BPE | 1 | 2021 | 2019 | 0.25243 | 0.037309 | 0.20808 | 0.50218 | 277.4838 | 136.0995 | 107.8545 | 85.4105 | 127554.1074 | 38769.5536 | 272852.1477 | 831544.6656 | 1403.978 | 141427872.5397 | 100733.6799 | 96.762 | 37610.3505 | 0.00096056 | 5.9518 | 5.9518 | 5.0666 | 3.5963 | 141.3843 | 0 | 0 | 0 | 18340353.6336 | 0 | 0 | 0 | 130.1478 | 130.1478 | 102.7879 | 81.8142 | 136.0995 | 136.0995 | 107.8545 | 85.4105 | 35700407.5765 | 5276517.9803 | 29428337.3773 | 71022609.6056 | 1.0463 | 1.0463 | 1.0498 | 1.0445 | 1.0925 | 1.0925 | 1.057 | 1.051 | 1.0393 | 1.0393 | 1.0477 | 1.0412 | 0.15193 | 0.15193 | 0.15122 | 0.19097 | 0.18412 | 0.18412 | 0.14527 | 0.18154 | 0.14516 | 0.14516 | 0.15284 | 0.19537 | 0.11395 | 0.11395 | 0.19592 | 0.28392 | 148.8182 | 0 | 0 | 0 | 18908243.5652 | 0 | 0 | 0 | 2567219.1557 | 18908243.5652 | 1270720.4743 | 159.4426 | 48.4619 | 177.4648 | 129.4737 | 1231950.9208
271 | BPE | 1 | 2022 | 2020 | 0.24822 | 0.037492 | 0.20924 | 0.50505 | 272.6936 | 136.1689 | 107.904 | 85.4511 | 127979.1987 | 38857.4737 | 273668.8344 | 834120.2204 | 1398.198 | 141128696.396 | 100936.1285 | 96.762 | 37868.3442 | 0.00095863 | 6.0211 | 6.0211 | 5.1161 | 3.637 | 136.5247 | 0 | 0 | 0 | 17604238.3809 | 0 | 0 | 0 | 130.1478 | 130.1478 | 102.7879 | 81.8142 | 136.1689 | 136.1689 | 107.904 | 85.4511 | 35031023.9987 | 5291179.1135 | 29529964.0416 | 71276529.2421 | 1.0467 | 1.0467 | 1.0502 | 1.0449 | 1.093 | 1.093 | 1.0574 | 1.0514 | 1.0397 | 1.0397 | 1.0481 | 1.0417 | 0.15193 | 0.15193 | 0.15122 | 0.19097 | 0.18412 | 0.18412 | 0.14527 | 0.18154 | 0.14516 | 0.14516 | 0.15284 | 0.19537 | 0.11395 | 0.11395 | 0.19592 | 0.28392 | 141.3843 | 0 | 0 | 0 | 18034143.4208 | 0 | 0 | 0 | 2599045.8217 | 18034143.4208 | 1274625.7271 | 159.974 | 48.5718 | 177.996 | 129.8747 | 1235768.2534
293 | BPE | 1 | 2023 | 2021 | 0.24689 | 0.037553 | 0.20961 | 0.50595 | 270.9028 | 136.2279 | 107.946 | 85.4856 | 128346.5165 | 38959.2125 | 274432.4787 | 836468.5513 | 1397.3792 | 141329515.2829 | 101138.984 | 96.762 | 38128.1077 | 0.00095671 | 6.0801 | 6.0801 | 5.1581 | 3.6714 | 134.6749 | 0 | 0 | 0 | 17407945.6399 | 0 | 0 | 0 | 130.1478 | 130.1478 | 102.7879 | 81.8142 | 136.2279 | 136.2279 | 107.946 | 85.4856 | 34892320.213 | 5307331.1399 | 29623886.765 | 71505977.1651 | 1.0471 | 1.0471 | 1.0506 | 1.0453 | 1.0934 | 1.0934 | 1.0578 | 1.0518 | 1.0401 | 1.0401 | 1.0485 | 1.042 | 0.15193 | 0.15193 | 0.15122 | 0.19097 | 0.18412 | 0.18412 | 0.14527 | 0.18154 | 0.14516 | 0.14516 | 0.15284 | 0.19537 | 0.11395 | 0.11395 | 0.19592 | 0.28392 | 136.5247 | 0 | 0 | 0 | 17472327.828 | 0 | 0 | 0 | 2628076.7515 | 17472327.828 | 1278206.759 | 160.4331 | 48.699 | 178.4927 | 130.2403 | 1239247.5465
315 | BPE | 1 | 2024 | 2022 | 0.13666 | 0.040058 | 0.23497 | 0.58831 | 152.2719 | 152.2719 | 123.9783 | 101.51 | 129492.722 | 37956.0301 | 273448.0523 | 836208.4999 | 1423.7193 | 144282908.1761 | 101342.2471 | 96.762 | 38389.6531 | 0.00095478 | 6.131 | 6.131 | 5.1973 | 3.7027 | 15.9932 | 15.9932 | 15.9932 | 15.9932 | 2052668.3238 | 623081.5102 | 4389046.7097 | 13377788.0828 | 130.1478 | 130.1478 | 102.7879 | 81.8142 | 136.2787 | 136.2787 | 107.9852 | 85.5168 | 19718101.5055 | 5779636.437 | 33901632.0507 | 84883538.1829 | 1.0483 | 1.0483 | 1.0501 | 1.0452 | 1.0947 | 1.0947 | 1.0573 | 1.0517 | 1.0413 | 1.0413 | 1.048 | 1.042 | 0.15193 | 0.15193 | 0.15122 | 0.19097 | 0.18412 | 0.18412 | 0.14527 | 0.18154 | 0.14516 | 0.14516 | 0.15284 | 0.19537 | 0.11395 | 0.11395 | 0.19592 | 0.28392 | 15.9932 | 15.9932 | 15.9932 | 15.9932 | 2052668.3238 | 623081.5102 | 4389046.7097 | 13377788.0828 | 2630407.8933 | 20442584.6265 | 1277105.3043 | 161.8659 | 47.445 | 177.8524 | 130.1998 | 1239149.2742
337 | BPE | 1 | 2025 | 2023 | 0.13686 | 0.040108 | 0.23488 | 0.58815 | 152.2635 | 152.2635 | 123.7613 | 101.3399 | 129879.6327 | 38063.3846 | 274243.6885 | 838646.8736 | 1423.009 | 144500756.4277 | 101545.9188 | 96.762 | 38652.9926 | 0.00095287 | 6.2892 | 6.2892 | 5.1469 | 3.6992 | 15.8265 | 15.8265 | 15.8265 | 15.8265 | 2049421.1177 | 600712.445 | 4327735.2145 | 13234283.2231 | 130.1478 | 130.1478 | 102.7879 | 81.8142 | 136.4369 | 136.4369 | 107.9348 | 85.5134 | 19775922.989 | 5795662.8455 | 33940763.7703 | 84988406.823 | 1.0487 | 1.0487 | 1.0505 | 1.0456 | 1.0951 | 1.0951 | 1.0577 | 1.0521 | 1.0417 | 1.0417 | 1.0484 | 1.0424 | 0.15193 | 0.15193 | 0.15122 | 0.19097 | 0.18412 | 0.18412 | 0.14527 | 0.18154 | 0.14516 | 0.14516 | 0.15284 | 0.19537 | 0.11395 | 0.11395 | 0.19592 | 0.28392 | 15.8265 | 15.8265 | 15.8265 | 15.8265 | 2049421.1177 | 600712.445 | 4327735.2145 | 13234283.2231 | 2660724.6904 | 20212152.0002 | 1280833.5793 | 162.3495 | 47.5792 | 178.3699 | 130.5795 | 1242770.1947
359 | BPE | 1 | 2026 | 2024 | 0.13693 | 0.040127 | 0.23492 | 0.58802 | 152.0928 | 152.0928 | 123.5785 | 101.1487 | 130266.7035 | 38172.6058 | 275049.1278 | 841121.3929 | 1421.984 | 144686873.7012 | 101749.9998 | 96.762 | 38918.1385 | 0.00095095 | 6.3422 | 6.3422 | 5.1877 | 3.7316 | 15.6029 | 15.6029 | 15.6029 | 15.6029 | 2026495.1076 | 593898.0652 | 4278988.7942 | 13085298.6784 | 130.1478 | 130.1478 | 102.7879 | 81.8142 | 136.4899 | 136.4899 | 107.9756 | 85.5458 | 19812627.2598 | 5805778.3769 | 33990156.6402 | 85078311.4244 | 1.0491 | 1.0491 | 1.0509 | 1.046 | 1.0955 | 1.0955 | 1.0581 | 1.0525 | 1.0421 | 1.0421 | 1.0488 | 1.0428 | 0.15193 | 0.15193 | 0.15122 | 0.19097 | 0.18412 | 0.18412 | 0.14527 | 0.18154 | 0.14516 | 0.14516 | 0.15284 | 0.19537 | 0.11395 | 0.11395 | 0.19592 | 0.28392 | 15.6029 | 15.6029 | 15.6029 | 15.6029 | 2026495.1076 | 593898.0652 | 4278988.7942 | 13085298.6784 | 2691481.1318 | 19984680.6454 | 1284609.83 | 162.8334 | 47.7158 | 178.8937 | 130.9648 | 1246437.2242
381 | BPE | 1 | 2027 | 2025 | 0.13696 | 0.040133 | 0.23493 | 0.58797 | 152.0758 | 152.0758 | 123.5498 | 101.1116 | 130632.4617 | 38278.6512 | 275817.6906 | 843475.0178 | 1422.6895 | 145049583.3924 | 101954.4909 | 96.762 | 39185.1032 | 0.00094904 | 6.395 | 6.395 | 5.229 | 3.7644 | 15.5329 | 15.5329 | 15.5329 | 15.5329 | 2023426.1642 | 592933.1692 | 4272324.2923 | 13065096.3626 | 130.1478 | 130.1478 | 102.7879 | 81.8142 | 136.5428 | 136.5428 | 108.0168 | 85.5786 | 19866030.3868 | 5821254.8327 | 34077219.7638 | 85285078.4092 | 1.0495 | 1.0495 | 1.0513 | 1.0464 | 1.0959 | 1.0959 | 1.0585 | 1.0529 | 1.0425 | 1.0425 | 1.0491 | 1.0432 | 0.15193 | 0.15193 | 0.15122 | 0.19097 | 0.18412 | 0.18412 | 0.14527 | 0.18154 | 0.14516 | 0.14516 | 0.15284 | 0.19537 | 0.11395 | 0.11395 | 0.19592 | 0.28392 | 15.5329 | 15.5329 | 15.5329 | 15.5329 | 2023426.1642 | 592933.1692 | 4272324.2923 | 13065096.3626 | 2720799.0405 | 19953779.9883 | 1288203.8213 | 163.2906 | 47.8483 | 179.3936 | 131.3313 | 1249925.17
403 | BPE | 1 | 2028 | 2026 | 0.13694 | 0.040129 | 0.23493 | 0.588 | 152.1817 | 152.1817 | 123.6452 | 101.1988 | 130981.023 | 38382.1802 | 276556.6524 | 845731.4341 | 1424.7922 | 145555903.3091 | 102159.393 | 96.762 | 39453.8992 | 0.00094713 | 6.4449 | 6.4449 | 5.2682 | 3.7956 | 15.5891 | 15.5891 | 15.5891 | 15.5891 | 2036439.7327 | 596728.9088 | 4299743.7004 | 13148998.4797 | 130.1478 | 130.1478 | 102.7879 | 81.8142 | 136.5926 | 136.5926 | 108.0561 | 85.6097 | 19932917.968 | 5841066.3736 | 34194892.6408 | 85587026.3266 | 1.0499 | 1.0499 | 1.0516 | 1.0468 | 1.0963 | 1.0963 | 1.0589 | 1.0533 | 1.0429 | 1.0429 | 1.0495 | 1.0435 | 0.15193 | 0.15193 | 0.15122 | 0.19097 | 0.18412 | 0.18412 | 0.14527 | 0.18154 | 0.14516 | 0.14516 | 0.15284 | 0.19537 | 0.11395 | 0.11395 | 0.19592 | 0.28392 | 15.5891 | 15.5891 | 15.5891 | 15.5891 | 2036439.7327 | 596728.9088 | 4299743.7004 | 13148998.4797 | 2748964.8749 | 20081910.8216 | 1291651.2897 | 163.7263 | 47.9777 | 179.8742 | 131.6826 | 1253269.1095
425 | BPE | 1 | 2029 | 2027 | 0.13697 | 0.040135 | 0.23494 | 0.58796 | 152.1649 | 152.1649 | 123.6186 | 101.1644 | 131348.3728 | 38488.7867 | 277328.9049 | 848096.1144 | 1425.5242 | 145923364.3307 | 102364.707 | 96.762 | 39724.539 | 0.00094523 | 6.4923 | 6.4923 | 5.3058 | 3.8253 | 15.5249 | 15.5249 | 15.5249 | 15.5249 | 2033461.177 | 595877.7196 | 4293501.477 | 13129856.5043 | 130.1478 | 130.1478 | 102.7879 | 81.8142 | 136.64 | 136.64 | 108.0937 | 85.6395 | 19986609.3338 | 5856641.5938 | 34283003.6652 | 85797109.7379 | 1.0503 | 1.0503 | 1.052 | 1.0471 | 1.0967 | 1.0967 | 1.0592 | 1.0537 | 1.0433 | 1.0433 | 1.0499 | 1.0439 | 0.15193 | 0.15193 | 0.15122 | 0.19097 | 0.18412 | 0.18412 | 0.14527 | 0.18154 | 0.14516 | 0.14516 | 0.15284 | 0.19537 | 0.11395 | 0.11395 | 0.19592 | 0.28392 | 15.5249 | 15.5249 | 15.5249 | 15.5249 | 2033461.177 | 595877.7196 | 4293501.477 | 13129856.5043 | 2778554.7645 | 20052696.8779 | 1295262.1789 | 164.1855 | 48.111 | 180.3765 | 132.0508 | 1256773.3922
447 | BPE | 1 | 2030 | 2028 | 0.13699 | 0.040141 | 0.23495 | 0.58792 | 152.1494 | 152.1494 | 123.5925 | 101.1302 | 131716.7276 | 38595.6662 | 278103.1813 | 850467.0349 | 1426.2614 | 146292249.7817 | 102570.4335 | 96.762 | 39997.0353 | 0.00094333 | 6.5421 | 6.5421 | 5.3451 | 3.8565 | 15.4595 | 15.4595 | 15.4595 | 15.4595 | 2030582.1159 | 595017.9683 | 4287370.3148 | 13111154.4457 | 130.1478 | 130.1478 | 102.7879 | 81.8142 | 136.6898 | 136.6898 | 108.133 | 85.6706 | 20040615.7681 | 5872305.901 | 34371460.2592 | 86007867.8534 | 1.0506 | 1.0506 | 1.0524 | 1.0475 | 1.0971 | 1.0971 | 1.0596 | 1.054 | 1.0436 | 1.0436 | 1.0503 | 1.0443 | 0.15193 | 0.15193 | 0.15122 | 0.19097 | 0.18412 | 0.18412 | 0.14527 | 0.18154 | 0.14516 | 0.14516 | 0.15284 | 0.19537 | 0.11395 | 0.11395 | 0.19592 | 0.28392 | 15.4595 | 15.4595 | 15.4595 | 15.4595 | 2030582.1159 | 595017.9683 | 4287370.3148 | 13111154.4457 | 2808292.2457 | 20024124.8448 | 1298882.6099 | 164.6459 | 48.2446 | 180.8801 | 132.4199 | 1260286.9437
469 | BPE | 1 | 2031 | 2029 | 0.13701 | 0.040147 | 0.23496 | 0.58788 | 152.1346 | 152.1346 | 123.5671 | 101.0967 | 132086.0034 | 38702.8248 | 278879.4231 | 852843.9437 | 1427.0076 | 146662947.9626 | 102776.5735 | 96.762 | 40271.4009 | 0.00094143 | 6.5919 | 6.5919 | 5.3843 | 3.8876 | 15.3949 | 15.3949 | 15.3949 | 15.3949 | 2027770.548 | 594177.7984 | 4281380.586 | 13092885.2939 | 130.1478 | 130.1478 | 102.7879 | 81.8142 | 136.7397 | 136.7397 | 108.1722 | 85.7018 | 20094853.1538 | 5888039.3188 | 34460333.1933 | 86219722.2967 | 1.051 | 1.051 | 1.0528 | 1.0479 | 1.0975 | 1.0975 | 1.06 | 1.0544 | 1.044 | 1.044 | 1.0507 | 1.0447 | 0.15193 | 0.15193 | 0.15122 | 0.19097 | 0.18412 | 0.18412 | 0.14527 | 0.18154 | 0.14516 | 0.14516 | 0.15284 | 0.19537 | 0.11395 | 0.11395 | 0.19592 | 0.28392 | 15.3949 | 15.3949 | 15.3949 | 15.3949 | 2027770.548 | 594177.7984 | 4281380.586 | 13092885.2939 | 2838174.217 | 19996214.2263 | 1302512.1951 | 165.1075 | 48.3785 | 181.385 | 132.79 | 1263809.3703
491 | BPE | 1 | 2032 | 2030 | 0.13698 | 0.040139 | 0.23494 | 0.58794 | 152.2994 | 152.2994 | 123.7214 | 101.2428 | 132429.7278 | 38806.1465 | 279611.3562 | 855075.6555 | 1429.7808 | 147243298.52 | 102983.1278 | 96.762 | 40547.6485 | 0.00093954 | 6.6418 | 6.6418 | 5.4236 | 3.9187 | 15.5099 | 15.5099 | 15.5099 | 15.5099 | 2048641.6375 | 600277.2162 | 4325393.9353 | 13227530.3088 | 130.1478 | 130.1478 | 102.7879 | 81.8142 | 136.7895 | 136.7895 | 108.2115 | 85.7329 | 20168970.993 | 5910153.6867 | 34593898.382 | 86570275.4583 | 1.0514 | 1.0514 | 1.0531 | 1.0483 | 1.0979 | 1.0979 | 1.0604 | 1.0548 | 1.0444 | 1.0444 | 1.051 | 1.045 | 0.15193 | 0.15193 | 0.15122 | 0.19097 | 0.18412 | 0.18412 | 0.14527 | 0.18154 | 0.14516 | 0.14516 | 0.15284 | 0.19537 | 0.11395 | 0.11395 | 0.19592 | 0.28392 | 15.5099 | 15.5099 | 15.5099 | 15.5099 | 2048641.6375 | 600277.2162 | 4325393.9353 | 13227530.3088 | 2866286.1765 | 20201843.0979 | 1305922.8859 | 165.5372 | 48.5077 | 181.861 | 133.1375 | 1267116.7394
513 | BPE | 1 | 2033 | 2031 | 0.13691 | 0.040124 | 0.23491 | 0.58806 | 152.5504 | 152.5504 | 123.963 | 101.4767 | 132761.352 | 38907.7507 | 280322.6237 | 857239.3312 | 1433.5448 | 147927623.2761 | 103190.0972 | 96.762 | 40825.7911 | 0.00093765 | 6.688 | 6.688 | 5.4605 | 3.9479 | 15.7146 | 15.7146 | 15.7146 | 15.7146 | 2081080.5326 | 609823.1678 | 4393981.3203 | 13437174.0449 | 130.1478 | 130.1478 | 102.7879 | 81.8142 | 136.8358 | 136.8358 | 108.2484 | 85.7621 | 20252796.3986 | 5935392.6588 | 34749627.8845 | 86989806.3343 | 1.0517 | 1.0517 | 1.0535 | 1.0486 | 1.0982 | 1.0982 | 1.0607 | 1.0551 | 1.0447 | 1.0447 | 1.0514 | 1.0454 | 0.15193 | 0.15193 | 0.15122 | 0.19097 | 0.18412 | 0.18412 | 0.14527 | 0.18154 | 0.14516 | 0.14516 | 0.15284 | 0.19537 | 0.11395 | 0.11395 | 0.19592 | 0.28392 | 15.7146 | 15.7146 | 15.7146 | 15.7146 | 2081080.5326 | 609823.1678 | 4393981.3203 | 13437174.0449 | 2893594.8723 | 20522059.0656 | 1309231.0577 | 165.9517 | 48.6347 | 182.3237 | 133.4744 | 1270323.307
535 | BPE | 1 | 2034 | 2032 | 0.13692 | 0.040126 | 0.23491 | 0.58804 | 152.577 | 152.577 | 123.9808 | 101.4869 | 133127.0396 | 39014.8048 | 281093.8646 | 859598.4549 | 1434.7849 | 148353144.342 | 103397.4826 | 96.762 | 41105.8416 | 0.00093577 | 6.7326 | 6.7326 | 5.4963 | 3.9761 | 15.6966 | 15.6966 | 15.6966 | 15.6966 | 2083907.5146 | 610721.0639 | 4400124.0813 | 13455779.5396 | 130.1478 | 130.1478 | 102.7879 | 81.8142 | 136.8803 | 136.8803 | 108.2842 | 85.7903 | 20312121.469 | 5952761.0414 | 34850247.0536 | 87238014.778 | 1.0521 | 1.0521 | 1.0538 | 1.049 | 1.0986 | 1.0986 | 1.0611 | 1.0555 | 1.0451 | 1.0451 | 1.0517 | 1.0457 | 0.15193 | 0.15193 | 0.15122 | 0.19097 | 0.18412 | 0.18412 | 0.14527 | 0.18154 | 0.14516 | 0.14516 | 0.15284 | 0.19537 | 0.11395 | 0.11395 | 0.19592 | 0.28392 | 15.6966 | 15.6966 | 15.6966 | 15.6966 | 2083907.5146 | 610721.0639 | 4400124.0813 | 13455779.5396 | 2923445.9534 | 20550532.1994 | 1312834.164 | 166.4088 | 48.7685 | 182.8253 | 133.8417 | 1273819.3591
557 | BPE | 1 | 2035 | 2033 | 0.13693 | 0.040128 | 0.23492 | 0.58803 | 152.6036 | 152.6036 | 123.9971 | 101.4952 | 133494.0449 | 39122.1665 | 281867.6062 | 861965.4209 | 1436.0078 | 148777998.7834 | 103605.2848 | 96.762 | 41387.8132 | 0.00093389 | 6.7816 | 6.7816 | 5.535 | 4.0068 | 15.6742 | 15.6742 | 15.6742 | 15.6742 | 2086664.2443 | 611527.1435 | 4405930.7422 | 13473546.5112 | 130.1478 | 130.1478 | 102.7879 | 81.8142 | 136.9294 | 136.9294 | 108.3229 | 85.821 | 20371669.5869 | 5970182.787 | 34950776.1459 | 87485370.2637 | 1.0525 | 1.0525 | 1.0542 | 1.0493 | 1.099 | 1.099 | 1.0615 | 1.0559 | 1.0455 | 1.0455 | 1.0521 | 1.0461 | 0.15193 | 0.15193 | 0.15122 | 0.19097 | 0.18412 | 0.18412 | 0.14527 | 0.18154 | 0.14516 | 0.14516 | 0.15284 | 0.19537 | 0.11395 | 0.11395 | 0.19592 | 0.28392 | 15.6742 | 15.6742 | 15.6742 | 15.6742 | 2086664.2443 | 611527.1435 | 4405930.7422 | 13473546.5112 | 2953465.0634 | 20577668.6412 | 1316449.2385 | 166.8676 | 48.9027 | 183.3285 | 134.2103 | 1277327.072
579 | BPE | 1 | 2036 | 2034 | 0.13694 | 0.040131 | 0.23492 | 0.58801 | 152.6293 | 152.6293 | 124.0125 | 101.5025 | 133862.2052 | 39229.8454 | 282643.7259 | 864339.7171 | 1437.221 | 149202948.3583 | 103813.5045 | 96.762 | 41671.719 | 0.00093201 | 6.8307 | 6.8307 | 5.5738 | 4.0375 | 15.6508 | 15.6508 | 15.6508 | 15.6508 | 2089293.5044 | 612294.641 | 4411463.8893 | 13490480.088 | 130.1478 | 130.1478 | 102.7879 | 81.8142 | 136.9784 | 136.9784 | 108.3617 | 85.8517 | 20431289.3537 | 5987622.2843 | 35051355.8478 | 87732680.8725 | 1.0529 | 1.0529 | 1.0546 | 1.0497 | 1.0994 | 1.0994 | 1.0619 | 1.0563 | 1.0458 | 1.0458 | 1.0525 | 1.0465 | 0.15193 | 0.15193 | 0.15122 | 0.19097 | 0.18412 | 0.18412 | 0.14527 | 0.18154 | 0.14516 | 0.14516 | 0.15284 | 0.19537 | 0.11395 | 0.11395 | 0.19592 | 0.28392 | 15.6508 | 15.6508 | 15.6508 | 15.6508 | 2089293.5044 | 612294.641 | 4411463.8893 | 13490480.088 | 2983645.6147 | 20603532.1228 | 1320075.4936 | 167.3278 | 49.0373 | 183.8333 | 134.5799 | 1280845.6482
601 | BPE | 1 | 2037 | 2035 | 0.13695 | 0.040133 | 0.23493 | 0.58799 | 152.6541 | 152.6541 | 124.027 | 101.509 | 134231.5157 | 39337.8415 | 283422.2177 | 866721.3215 | 1438.425 | 149628051.424 | 104022.1428 | 96.762 | 41957.5723 | 0.00093014 | 6.8798 | 6.8798 | 5.6126 | 4.0683 | 15.6265 | 15.6265 | 15.6265 | 15.6265 | 2091800.0531 | 613025.8544 | 4416737.0473 | 13506619.4625 | 130.1478 | 130.1478 | 102.7879 | 81.8142 | 137.0275 | 137.0275 | 108.4005 | 85.8825 | 20490984.6076 | 6005080.8503 | 35151999.3788 | 87979986.5872 | 1.0532 | 1.0532 | 1.055 | 1.0501 | 1.0998 | 1.0998 | 1.0622 | 1.0566 | 1.0462 | 1.0462 | 1.0529 | 1.0469 | 0.15193 | 0.15193 | 0.15122 | 0.19097 | 0.18412 | 0.18412 | 0.14527 | 0.18154 | 0.14516 | 0.14516 | 0.15284 | 0.19537 | 0.11395 | 0.11395 | 0.19592 | 0.28392 | 15.6265 | 15.6265 | 15.6265 | 15.6265 | 2091800.0531 | 613025.8544 | 4416737.0473 | 13506619.4625 | 3013987.7919 | 20628182.4173 | 1323712.8964 | 167.7894 | 49.1723 | 184.3397 | 134.9508 | 1284375.0549
623 | BPE | 1 | 2038 | 2036 | 0.13696 | 0.040136 | 0.23493 | 0.58797 | 152.678 | 152.678 | 124.0406 | 101.5145 | 134601.9724 | 39446.1545 | 284203.0756 | 869110.2137 | 1439.6204 | 150053364.4914 | 104231.2004 | 96.762 | 42245.3864 | 0.00092827 | 6.9289 | 6.9289 | 5.6514 | 4.099 | 15.6013 | 15.6013 | 15.6013 | 15.6013 | 2094189.8254 | 613722.5447 | 4421762.8157 | 13522003.1148 | 130.1478 | 130.1478 | 102.7879 | 81.8142 | 137.0767 | 137.0767 | 108.4393 | 85.9132 | 20550760.8236 | 6022560.2311 | 35252718.8757 | 88227324.561 | 1.0536 | 1.0536 | 1.0554 | 1.0505 | 1.1002 | 1.1002 | 1.0626 | 1.057 | 1.0466 | 1.0466 | 1.0532 | 1.0472 | 0.15193 | 0.15193 | 0.15122 | 0.19097 | 0.18412 | 0.18412 | 0.14527 | 0.18154 | 0.14516 | 0.14516 | 0.15284 | 0.19537 | 0.11395 | 0.11395 | 0.19592 | 0.28392 | 15.6013 | 15.6013 | 15.6013 | 15.6013 | 2094189.8254 | 613722.5447 | 4421762.8157 | 13522003.1148 | 3044491.7975 | 20651678.3007 | 1327361.4161 | 168.2525 | 49.3077 | 184.8475 | 135.3227 | 1287915.2617
645 | BPE | 1 | 2039 | 2037 | 0.13697 | 0.040139 | 0.23494 | 0.58795 | 152.7012 | 152.7012 | 124.0534 | 101.5193 | 134973.5717 | 39554.7842 | 284986.2943 | 871506.3752 | 1440.8078 | 150478941.1823 | 104440.6781 | 96.762 | 42535.1749 | 0.0009264 | 6.9781 | 6.9781 | 5.6902 | 4.1298 | 15.5753 | 15.5753 | 15.5753 | 15.5753 | 2096468.436 | 614386.3741 | 4426553.0955 | 13536667.3941 | 130.1478 | 130.1478 | 102.7879 | 81.8142 | 137.1259 | 137.1259 | 108.4781 | 85.944 | 20610623.2153 | 6040062.0879 | 35353525.8559 | 88474730.0233 | 1.054 | 1.054 | 1.0557 | 1.0509 | 1.1006 | 1.1006 | 1.063 | 1.0574 | 1.047 | 1.047 | 1.0536 | 1.0476 | 0.15193 | 0.15193 | 0.15122 | 0.19097 | 0.18412 | 0.18412 | 0.14527 | 0.18154 | 0.14516 | 0.14516 | 0.15284 | 0.19537 | 0.11395 | 0.11395 | 0.19592 | 0.28392 | 15.5753 | 15.5753 | 15.5753 | 15.5753 | 2096468.436 | 614386.3741 | 4426553.0955 | 13536667.3941 | 3075157.8594 | 20674075.2997 | 1331021.0253 | 168.717 | 49.4435 | 185.3569 | 135.6958 | 1291466.2411
667 | BPE | 1 | 2040 | 2038 | 0.13698 | 0.040142 | 0.23495 | 0.58794 | 152.7236 | 152.7236 | 124.0655 | 101.5233 | 135346.3104 | 39663.7305 | 285771.8691 | 873909.7896 | 1441.9876 | 150904832.3575 | 104650.5768 | 96.762 | 42826.9512 | 0.00092454 | 7.0273 | 7.0273 | 5.7291 | 4.1606 | 15.5485 | 15.5485 | 15.5485 | 15.5485 | 2098641.1864 | 615018.912 | 4431119.1244 | 13550646.6237 | 130.1478 | 130.1478 | 102.7879 | 81.8142 | 137.1751 | 137.1751 | 108.517 | 85.9748 | 20670576.7378 | 6057587.9989 | 35454431.2492 | 88722236.3717 | 1.0544 | 1.0544 | 1.0561 | 1.0512 | 1.101 | 1.101 | 1.0634 | 1.0578 | 1.0473 | 1.0473 | 1.054 | 1.048 | 0.15193 | 0.15193 | 0.15122 | 0.19097 | 0.18412 | 0.18412 | 0.14527 | 0.18154 | 0.14516 | 0.14516 | 0.15284 | 0.19537 | 0.11395 | 0.11395 | 0.19592 | 0.28392 | 15.5485 | 15.5485 | 15.5485 | 15.5485 | 2098641.1864 | 615018.912 | 4431119.1244 | 13550646.6237 | 3105986.2296 | 20695425.8466 | 1334691.6995 | 169.1829 | 49.5797 | 185.8679 | 136.07 | 1295027.969
689 | BPE | 1 | 2041 | 2039 | 0.13699 | 0.040145 | 0.23495 | 0.58792 | 152.7453 | 152.7453 | 124.0769 | 101.5266 | 135720.1855 | 39772.9934 | 286559.796 | 876320.4424 | 1443.1603 | 151331086.2892 | 104860.8974 | 96.762 | 43120.729 | 0.00092268 | 7.0766 | 7.0766 | 5.768 | 4.1914 | 15.521 | 15.521 | 15.521 | 15.521 | 2100713.0851 | 615621.6411 | 4435471.5182 | 13563973.2272 | 130.1478 | 130.1478 | 102.7879 | 81.8142 | 137.2243 | 137.2243 | 108.5559 | 86.0056 | 20730626.1046 | 6075139.4644 | 35555445.4342 | 88969875.286 | 1.0548 | 1.0548 | 1.0565 | 1.0516 | 1.1014 | 1.1014 | 1.0638 | 1.0582 | 1.0477 | 1.0477 | 1.0544 | 1.0484 | 0.15193 | 0.15193 | 0.15122 | 0.19097 | 0.18412 | 0.18412 | 0.14527 | 0.18154 | 0.14516 | 0.14516 | 0.15284 | 0.19537 | 0.11395 | 0.11395 | 0.19592 | 0.28392 | 15.521 | 15.521 | 15.521 | 15.521 | 2100713.0851 | 615621.6411 | 4435471.5182 | 13563973.2272 | 3136977.1838 | 20715779.4716 | 1338373.4174 | 169.6502 | 49.7162 | 186.3804 | 136.4454 | 1298600.424
711 | BPE | 1 | 2042 | 2040 | 0.137 | 0.040148 | 0.23496 | 0.5879 | 152.7664 | 152.7664 | 124.0876 | 101.5293 | 136095.1947 | 39882.5728 | 287350.0715 | 878738.3213 | 1444.3264 | 151757748.8109 | 105071.6406 | 96.762 | 43416.522 | 0.00092083 | 7.1258 | 7.1258 | 5.8069 | 4.2223 | 15.4928 | 15.4928 | 15.4928 | 15.4928 | 2102688.8636 | 616195.9621 | 4439620.3067 | 13576677.8384 | 130.1478 | 130.1478 | 102.7879 | 81.8142 | 137.2736 | 137.2736 | 108.5948 | 86.0365 | 20790775.8013 | 6092717.9115 | 35656578.2707 | 89217676.8274 | 1.0551 | 1.0551 | 1.0569 | 1.052 | 1.1018 | 1.1018 | 1.0642 | 1.0585 | 1.0481 | 1.0481 | 1.0548 | 1.0487 | 0.15193 | 0.15193 | 0.15122 | 0.19097 | 0.18412 | 0.18412 | 0.14527 | 0.18154 | 0.14516 | 0.14516 | 0.15284 | 0.19537 | 0.11395 | 0.11395 | 0.19592 | 0.28392 | 15.4928 | 15.4928 | 15.4928 | 15.4928 | 2102688.8636 | 616195.9621 | 4439620.3067 | 13576677.8384 | 3168131.0192 | 20735182.9708 | 1342066.1603 | 170.119 | 49.8532 | 186.8944 | 136.8218 | 1302183.5875
733 | BPE | 1 | 2043 | 2041 | 0.13701 | 0.040151 | 0.23496 | 0.58787 | 152.7869 | 152.7869 | 124.0977 | 101.5313 | 136471.3354 | 39992.4688 | 288142.6928 | 881163.4152 | 1445.4864 | 152184863.4376 | 105282.8074 | 96.762 | 43714.344 | 0.00091898 | 7.1751 | 7.1751 | 5.8458 | 4.2531 | 15.464 | 15.464 | 15.464 | 15.464 | 2104572.9909 | 616743.1981 | 4443574.9625 | 13588789.3888 | 130.1478 | 130.1478 | 102.7879 | 81.8142 | 137.3229 | 137.3229 | 108.6337 | 86.0673 | 20851030.0967 | 6110324.6976 | 35757839.1247 | 89465669.5187 | 1.0555 | 1.0555 | 1.0573 | 1.0524 | 1.1022 | 1.1022 | 1.0645 | 1.0589 | 1.0485 | 1.0485 | 1.0551 | 1.0491 | 0.15193 | 0.15193 | 0.15122 | 0.19097 | 0.18412 | 0.18412 | 0.14527 | 0.18154 | 0.14516 | 0.14516 | 0.15284 | 0.19537 | 0.11395 | 0.11395 | 0.19592 | 0.28392 | 15.464 | 15.464 | 15.464 | 15.464 | 2104572.9909 | 616743.1981 | 4443574.9625 | 13588789.3888 | 3199448.0542 | 20753680.5402 | 1345769.9123 | 170.5892 | 49.9906 | 187.4099 | 137.1994 | 1305777.4434
755 | BPE | 1 | 2044 | 2042 | 0.13702 | 0.040154 | 0.23497 | 0.58785 | 152.8068 | 152.8068 | 124.1072 | 101.5327 | 136848.6059 | 40102.6815 | 288937.6573 | 883595.7151 | 1446.6405 | 152612471.5054 | 105494.3986 | 96.762 | 44014.209 | 0.00091713 | 7.2245 | 7.2245 | 5.8848 | 4.284 | 15.4345 | 15.4345 | 15.4345 | 15.4345 | 2106369.6884 | 617264.5989 | 4447344.4342 | 13600335.2097 | 130.1478 | 130.1478 | 102.7879 | 81.8142 | 137.3722 | 137.3722 | 108.6727 | 86.0982 | 20911393.0562 | 6127961.1142 | 35859236.8985 | 89713880.4365 | 1.0559 | 1.0559 | 1.0576 | 1.0527 | 1.1026 | 1.1026 | 1.0649 | 1.0593 | 1.0488 | 1.0488 | 1.0555 | 1.0495 | 0.15193 | 0.15193 | 0.15122 | 0.19097 | 0.18412 | 0.18412 | 0.14527 | 0.18154 | 0.14516 | 0.14516 | 0.15284 | 0.19537 | 0.11395 | 0.11395 | 0.19592 | 0.28392 | 15.4345 | 15.4345 | 15.4345 | 15.4345 | 2106369.6884 | 617264.5989 | 4447344.4342 | 13600335.2097 | 3230928.6273 | 20771313.9312 | 1349484.6598 | 171.0608 | 50.1284 | 187.9269 | 137.5782 | 1309381.9783
777 | BPE | 1 | 2045 | 2043 | 0.13703 | 0.040157 | 0.23498 | 0.58783 | 152.8261 | 152.8261 | 124.1161 | 101.5336 | 137227.0043 | 40213.2109 | 289734.9632 | 886035.2134 | 1447.7893 | 153040612.2852 | 105706.415 | 96.762 | 44316.131 | 0.00091529 | 7.2739 | 7.2739 | 5.9237 | 4.3149 | 15.4045 | 15.4045 | 15.4045 | 15.4045 | 2108082.9434 | 617761.3451 | 4450937.1738 | 13611341.1159 | 130.1478 | 130.1478 | 102.7879 | 81.8142 | 137.4216 | 137.4216 | 108.7116 | 86.1291 | 20971868.5522 | 6145628.3912 | 35960780.055 | 89962335.2868 | 1.0563 | 1.0563 | 1.058 | 1.0531 | 1.103 | 1.103 | 1.0653 | 1.0597 | 1.0492 | 1.0492 | 1.0559 | 1.0499 | 0.15193 | 0.15193 | 0.15122 | 0.19097 | 0.18412 | 0.18412 | 0.14527 | 0.18154 | 0.14516 | 0.14516 | 0.15284 | 0.19537 | 0.11395 | 0.11395 | 0.19592 | 0.28392 | 15.4045 | 15.4045 | 15.4045 | 15.4045 | 2108082.9434 | 617761.3451 | 4450937.1738 | 13611341.1159 | 3262573.0958 | 20788122.5783 | 1353210.3918 | 171.5338 | 50.2665 | 188.4455 | 137.958 | 1312997.1809
799 | BPE | 1 | 2046 | 2044 | 0.13705 | 0.04016 | 0.23498 | 0.58781 | 152.8449 | 152.8449 | 124.1245 | 101.5339 | 137606.5293 | 40324.0573 | 290534.6089 | 888481.9039 | 1448.933 | 153469323.0834 | 105918.8575 | 96.762 | 44620.124 | 0.00091345 | 7.3233 | 7.3233 | 5.9627 | 4.3458 | 15.3739 | 15.3739 | 15.3739 | 15.3739 | 2109716.5203 | 618234.5513 | 4454361.1609 | 13621831.4782 | 130.1478 | 130.1478 | 102.7879 | 81.8142 | 137.471 | 137.471 | 108.7506 | 86.16 | 21032460.2735 | 6163327.6991 | 36062476.6388 | 90211058.472 | 1.0566 | 1.0566 | 1.0584 | 1.0535 | 1.1034 | 1.1034 | 1.0657 | 1.0601 | 1.0496 | 1.0496 | 1.0563 | 1.0503 | 0.15193 | 0.15193 | 0.15122 | 0.19097 | 0.18412 | 0.18412 | 0.14527 | 0.18154 | 0.14516 | 0.14516 | 0.15284 | 0.19537 | 0.11395 | 0.11395 | 0.19592 | 0.28392 | 15.3739 | 15.3739 | 15.3739 | 15.3739 | 2109716.5203 | 618234.5513 | 4454361.1609 | 13621831.4782 | 3294381.8356 | 20804143.7106 | 1356947.0995 | 172.0082 | 50.4051 | 188.9656 | 138.3389 | 1316623.0421
821 | BPE | 1 | 2047 | 2045 | 0.13706 | 0.040163 | 0.23499 | 0.58779 | 152.8633 | 152.8633 | 124.1325 | 101.5338 | 137987.1797 | 40435.2209 | 291336.5933 | 890935.7821 | 1450.0719 | 153898639.357 | 106131.727 | 96.762 | 44926.2023 | 0.00091161 | 7.3727 | 7.3727 | 6.0018 | 4.3768 | 15.3428 | 15.3428 | 15.3428 | 15.3428 | 2111273.9732 | 618685.2698 | 4457623.9298 | 13631829.3084 | 130.1478 | 130.1478 | 102.7879 | 81.8142 | 137.5204 | 137.5204 | 108.7896 | 86.1909 | 21093171.7364 | 6181060.1529 | 36164334.3009 | 90460073.1667 | 1.057 | 1.057 | 1.0588 | 1.0539 | 1.1037 | 1.1037 | 1.0661 | 1.0604 | 1.05 | 1.05 | 1.0567 | 1.0506 | 0.15193 | 0.15193 | 0.15122 | 0.19097 | 0.18412 | 0.18412 | 0.14527 | 0.18154 | 0.14516 | 0.14516 | 0.15284 | 0.19537 | 0.11395 | 0.11395 | 0.19592 | 0.28392 | 15.3428 | 15.3428 | 15.3428 | 15.3428 | 2111273.9732 | 618685.2698 | 4457623.9298 | 13631829.3084 | 3326355.24 | 20819412.4814 | 1360694.7759 | 172.484 | 50.544 | 189.4872 | 138.721 | 1320259.5551
843 | BPE | 1 | 2048 | 2046 | 0.13707 | 0.040166 | 0.23499 | 0.58777 | 152.8812 | 152.8812 | 124.14 | 101.5332 | 138368.9544 | 40546.7018 | 292140.9159 | 893396.8444 | 1451.2065 | 154328594.8104 | 106345.0242 | 96.762 | 45234.3802 | 0.00090978 | 7.4221 | 7.4221 | 6.0408 | 4.4077 | 15.3113 | 15.3113 | 15.3113 | 15.3113 | 2112758.6575 | 619114.4942 | 4460732.5932 | 13641356.3297 | 130.1478 | 130.1478 | 102.7879 | 81.8142 | 137.5699 | 137.5699 | 108.8287 | 86.2219 | 21154006.2935 | 6198826.815 | 36266360.3195 | 90709401.3823 | 1.0574 | 1.0574 | 1.0591 | 1.0543 | 1.1041 | 1.1041 | 1.0664 | 1.0608 | 1.0503 | 1.0503 | 1.057 | 1.051 | 0.15193 | 0.15193 | 0.15122 | 0.19097 | 0.18412 | 0.18412 | 0.14527 | 0.18154 | 0.14516 | 0.14516 | 0.15284 | 0.19537 | 0.11395 | 0.11395 | 0.19592 | 0.28392 | 15.3113 | 15.3113 | 15.3113 | 15.3113 | 2112758.6575 | 619114.4942 | 4460732.5932 | 13641356.3297 | 3358493.7188 | 20833962.0746 | 1364453.4166 | 172.9612 | 50.6834 | 190.0104 | 139.1042 | 1323906.7148
865 | BPE | 1 | 2049 | 2047 | 0.13708 | 0.04017 | 0.235 | 0.58775 | 152.8986 | 152.8986 | 124.147 | 101.5321 | 138751.8528 | 40658.5004 | 292947.5764 | 895865.0889 | 1452.3371 | 154759221.4843 | 106558.7502 | 96.762 | 45544.6721 | 0.00090795 | 7.4716 | 7.4716 | 6.0799 | 4.4387 | 15.2792 | 15.2792 | 15.2792 | 15.2792 | 2114173.7394 | 619523.162 | 4463693.8628 | 13650433.0415 | 130.1478 | 130.1478 | 102.7879 | 81.8142 | 137.6194 | 137.6194 | 108.8677 | 86.2529 | 21214967.1421 | 6216628.6977 | 36368561.6186 | 90959064.0259 | 1.0578 | 1.0578 | 1.0595 | 1.0546 | 1.1045 | 1.1045 | 1.0668 | 1.0612 | 1.0507 | 1.0507 | 1.0574 | 1.0514 | 0.15193 | 0.15193 | 0.15122 | 0.19097 | 0.18412 | 0.18412 | 0.14527 | 0.18154 | 0.14516 | 0.14516 | 0.15284 | 0.19537 | 0.11395 | 0.11395 | 0.19592 | 0.28392 | 15.2792 | 15.2792 | 15.2792 | 15.2792 | 2114173.7394 | 619523.162 | 4463693.8628 | 13650433.0415 | 3390797.6981 | 20847823.8056 | 1368223.0186 | 173.4398 | 50.8231 | 190.535 | 139.4885 | 1327564.5182
887 | BPE | 1 | 2050 | 2048 | 0.1371 | 0.040173 | 0.23501 | 0.58772 | 152.9157 | 152.9157 | 124.1536 | 101.5306 | 139135.8744 | 40770.617 | 293756.5748 | 898340.5147 | 1453.4638 | 155190549.8429 | 106772.9057 | 96.762 | 45857.0925 | 0.00090613 | 7.5211 | 7.5211 | 6.1189 | 4.4696 | 15.2468 | 15.2468 | 15.2468 | 15.2468 | 2115522.2059 | 619912.1577 | 4466514.0708 | 13659078.783 | 130.1478 | 130.1478 | 102.7879 | 81.8142 | 137.6689 | 137.6689 | 108.9068 | 86.2838 | 21276057.3322 | 6234466.766 | 36470944.7867 | 91209080.958 | 1.0582 | 1.0582 | 1.0599 | 1.055 | 1.1049 | 1.1049 | 1.0672 | 1.0616 | 1.0511 | 1.0511 | 1.0578 | 1.0518 | 0.15193 | 0.15193 | 0.15122 | 0.19097 | 0.18412 | 0.18412 | 0.14527 | 0.18154 | 0.14516 | 0.14516 | 0.15284 | 0.19537 | 0.11395 | 0.11395 | 0.19592 | 0.28392 | 15.2468 | 15.2468 | 15.2468 | 15.2468 | 2115522.2059 | 619912.1577 | 4466514.0708 | 13659078.783 | 3423267.6192 | 20861027.2174 | 1372003.5809 | 173.9198 | 50.9633 | 191.0612 | 139.874 | 1331232.9639
909 | BPE | 1 | 2051 | 2049 | 0.13711 | 0.040176 | 0.23501 | 0.5877 | 152.9324 | 152.9324 | 124.1599 | 101.5288 | 139521.0187 | 40883.0519 | 294567.9117 | 900823.122 | 1454.5869 | 155622608.8652 | 106987.4916 | 96.762 | 46171.656 | 0.00090431 | 7.5707 | 7.5707 | 6.158 | 4.5006 | 15.214 | 15.214 | 15.214 | 15.214 | 2116806.8751 | 620282.3158 | 4469199.1913 | 13667311.8005 | 130.1478 | 130.1478 | 102.7879 | 81.8142 | 137.7184 | 137.7184 | 108.9459 | 86.3148 | 21337279.7756 | 6252341.9401 | 36573516.0964 | 91459471.0531 | 1.0586 | 1.0586 | 1.0603 | 1.0554 | 1.1053 | 1.1053 | 1.0676 | 1.062 | 1.0515 | 1.0515 | 1.0582 | 1.0521 | 0.15193 | 0.15193 | 0.15122 | 0.19097 | 0.18412 | 0.18412 | 0.14527 | 0.18154 | 0.14516 | 0.14516 | 0.15284 | 0.19537 | 0.11395 | 0.11395 | 0.19592 | 0.28392 | 15.214 | 15.214 | 15.214 | 15.214 | 2116806.8751 | 620282.3158 | 4469199.1913 | 13667311.8005 | 3455903.9381 | 20873600.1827 | 1375795.1044 | 174.4013 | 51.1038 | 191.5889 | 140.2605 | 1334912.0524
130 | BPE | 2 | 2010 | 2008 | 0.19929 | 4.2e-07 | 0.19131 | 0.60939 | 332.3052 | 233.022 | 164.2632 | 126.3108 | 26138.293 | 0.0785 | 50760.295 | 210268.9655 | 43583198.33 | 43583198.33 | 1 | 0.003 | 39993.6316 | 0.003 | -4.6019 | -4.6019 | -1.9285 | -4.0016 | 99.2832 | 0 | 0 | 0 | 2595093.35 | 0 | 0 | 0 | 237.6239 | 237.6239 | 166.1917 | 130.3124 | 233.022 | 233.022 | 164.2632 | 126.3108 | 8685891.783 | 18.2922 | 8338047.285 | 26559240.96 | 1.0488 | 1.0488 | 1.054 | 1.0486 | 1.0952 | 1.0952 | 1.0613 | 1.0551 | 1.0418 | 1.0418 | 1.0519 | 1.0454 | 0.15193 | 0.15193 | 0.15122 | 0.19097 | 0.18412 | 0.18412 | 0.14527 | 0.18154 | 0.14516 | 0.14516 | 0.15284 | 0.19537 | 0.11395 | 0.11395 | 0.19592 | 0.28392 | 102.041 | 0 | 0 | 0 | 2667176.754 | 0 | 0 | 0 | 1035240.4617 | 2667176.754 | 287167.632 | 32.6729 | 9.8125e-05 | 33.0148 | 32.7394 | 287167.5535
131 | BPE | 2 | 2011 | 2009 | 0.33405 | 1.21e-07 | 0.20617 | 0.45977 | 205.7211 | 119.9276 | 69.4767 | 38.6828 | 27255.46 | 0.017 | 49808.964 | 199498.791 | 16784758.97 | 16784758.97 | 1 | 0.004 | 39078.9425 | 0.004 | 26.3426 | 26.3426 | 10.7078 | 3.7995 | 85.7935 | 0 | 0 | 0 | 2338341.373 | 0 | 0 | 0 | 93.585 | 93.585 | 58.7689 | 34.8833 | 119.9276 | 119.9276 | 69.4767 | 38.6828 | 5607023.489 | 2.0388 | 3460560.978 | 7717172.461 | 1.0488 | 1.0488 | 1.054 | 1.0486 | 1.0952 | 1.0952 | 1.0613 | 1.0551 | 1.0418 | 1.0418 | 1.0519 | 1.0454 | 0.15193 | 0.15193 | 0.15122 | 0.19097 | 0.18412 | 0.18412 | 0.14527 | 0.18154 | 0.14516 | 0.14516 | 0.15284 | 0.19537 | 0.11395 | 0.11395 | 0.19592 | 0.28392 | 103.0186 | 0 | 0 | 0 | 2807818.344 | 0 | 0 | 0 | 307320.435 | 2807818.344 | 276563.232 | 34.0693 | 2.125e-05 | 32.3961 | 31.0625 | 276563.215
132 | BPE | 2 | 2012 | 2010 | 0.2378 | 6.38e-08 | 0.18448 | 0.57772 | 192.0853 | 99.4705 | 78.2875 | 62.5288 | 27039.604 | 0.014 | 51466.911 | 201797.924 | 21841306.34 | 21841306.34 | 1 | 0.002 | 38052.1744 | 0.002 | 11.2983 | 11.2983 | 5.3791 | 0.35686 | 92.6147 | 0 | 0 | 0 | 2504265.083 | 0 | 0 | 0 | 88.1723 | 88.1723 | 72.9084 | 62.1719 | 99.4705 | 99.4705 | 78.2875 | 62.5288 | 5193909.156 | 1.3926 | 4029215.99 | 12618179.8 | 1.0488 | 1.0488 | 1.054 | 1.0486 | 1.0952 | 1.0952 | 1.0613 | 1.0551 | 1.0418 | 1.0418 | 1.0519 | 1.0454 | 0.15193 | 0.15193 | 0.15122 | 0.19097 | 0.18412 | 0.18412 | 0.14527 | 0.18154 | 0.14516 | 0.14516 | 0.15284 | 0.19537 | 0.11395 | 0.11395 | 0.19592 | 0.28392 | 103.8912 | 0 | 0 | 0 | 2809177.2 | 0 | 0 | 0 | 460042.6867 | 2809177.2 | 280304.453 | 33.7995 | 1.75e-05 | 33.4744 | 31.4205 | 280304.439
133 | BPE | 2 | 2013 | 2011 | 0.24124 | 5.62e-08 | 0.16936 | 0.5894 | 174.3161 | 88.3662 | 62.4474 | 52.1991 | 26103.982 | 0.012 | 51156.378 | 212982.576 | 18862421.04 | 18862421.04 | 1 | 0.002 | 35623.1069 | 0.002 | 1.4292 | 1.4292 | 2.6526 | 2.508 | 85.9499 | 0 | 0 | 0 | 2243635.165 | 0 | 0 | 0 | 86.9369 | 86.9369 | 59.7948 | 49.6911 | 88.3662 | 88.3662 | 62.4474 | 52.1991 | 4550343.95 | 1.0604 | 3194583.107 | 11117492.92 | 1.0488 | 1.0488 | 1.054 | 1.0486 | 1.0952 | 1.0952 | 1.0613 | 1.0551 | 1.0418 | 1.0418 | 1.0519 | 1.0454 | 0.15193 | 0.15193 | 0.15122 | 0.19097 | 0.18412 | 0.18412 | 0.14527 | 0.18154 | 0.14516 | 0.14516 | 0.15284 | 0.19537 | 0.11395 | 0.11395 | 0.19592 | 0.28392 | 103.6997 | 0 | 0 | 0 | 2706976.176 | 0 | 0 | 0 | 391392.0516 | 2706976.176 | 290242.948 | 32.63 | 1.5e-05 | 33.2724 | 33.1619 | 290242.936
134 | BPE | 2 | 2014 | 2012 | 0.1929 | 4.92e-08 | 0.17533 | 0.63177 | 216.3505 | 121.0668 | 103.9445 | 88.9301 | 26306.229 | 0.012 | 49766.513 | 209601.174 | 29504170.12 | 29504170.12 | 1 | 0.004 | 35353.1349 | 0.004 | -3.9031 | -3.9031 | -5.6111 | -5.3381 | 95.2837 | 0 | 0 | 0 | 2506555.716 | 0 | 0 | 0 | 124.9699 | 124.9699 | 109.5557 | 94.2682 | 121.0668 | 121.0668 | 103.9445 | 88.9301 | 5691366.556 | 1.4528 | 5172957.489 | 18639844.62 | 1.0488 | 1.0488 | 1.054 | 1.0486 | 1.0952 | 1.0952 | 1.0613 | 1.0551 | 1.0418 | 1.0418 | 1.0519 | 1.0454 | 0.15193 | 0.15193 | 0.15122 | 0.19097 | 0.18412 | 0.18412 | 0.14527 | 0.18154 | 0.14516 | 0.14516 | 0.15284 | 0.19537 | 0.11395 | 0.11395 | 0.19592 | 0.28392 | 108.015 | 0 | 0 | 0 | 2841466.339 | 0 | 0 | 0 | 701033.0266 | 2841466.339 | 285673.928 | 32.8828 | 1.5e-05 | 32.3685 | 32.6354 | 285673.916
135 | BPE | 2 | 2015 | 2013 | 0.2093 | 7.35e-08 | 0.16587 | 0.62483 | 200.7099 | 85.0809 | 82.3544 | 75.1869 | 25360.342 | 0.021 | 48981.201 | 202105.087 | 24319551.87 | 24319551.87 | 1 | 33.41 | 36118.3853 | 33.41 | 5.2244 | 5.2244 | 8.0342 | 3.978 | 115.6289 | 0 | 0 | 0 | 2932389.179 | 0 | 0 | 0 | 79.8565 | 79.8565 | 74.3203 | 71.2089 | 85.0809 | 85.0809 | 82.3544 | 75.1869 | 5090070.84 | 1.7867 | 4033819.674 | 15195659.57 | 1.0488 | 1.0488 | 1.054 | 1.0486 | 1.0952 | 1.0952 | 1.0613 | 1.0551 | 1.0418 | 1.0418 | 1.0519 | 1.0454 | 0.15193 | 0.15193 | 0.15122 | 0.19097 | 0.18412 | 0.18412 | 0.14527 | 0.18154 | 0.14516 | 0.14516 | 0.15284 | 0.19537 | 0.11395 | 0.11395 | 0.19592 | 0.28392 | 124.8712 | 0 | 0 | 0 | 3166775.134 | 0 | 0 | 0 | 492875.0685 | 3166775.134 | 276446.651 | 31.7004 | 2.625e-05 | 31.8577 | 31.4683 | 276446.63
136 | BPE | 2 | 2016 | 2014 | 0.2542 | 5.67e-08 | 0.1644 | 0.5814 | 222.1176 | 93.7727 | 76.2721 | 65.8348 | 24620.085 | 0.013 | 46368.647 | 189979.088 | 21512422.05 | 21512422.05 | 1 | 0.004 | 35305.5042 | 0.004 | 4.0283 | 4.0283 | 4.274 | 3.083 | 128.345 | 0 | 0 | 0 | 3159864.113 | 0 | 0 | 0 | 89.7444 | 89.7444 | 71.9981 | 62.7518 | 93.7727 | 93.7727 | 76.2721 | 65.8348 | 5468555.117 | 1.219 | 3536634.879 | 12507230.83 | 1.0488 | 1.0488 | 1.054 | 1.0486 | 1.0952 | 1.0952 | 1.0613 | 1.0551 | 1.0418 | 1.0418 | 1.0519 | 1.0454 | 0.15193 | 0.15193 | 0.15122 | 0.19097 | 0.18412 | 0.18412 | 0.14527 | 0.18154 | 0.14516 | 0.14516 | 0.15284 | 0.19537 | 0.11395 | 0.11395 | 0.19592 | 0.28392 | 138.7734 | 0 | 0 | 0 | 3416614.075 | 0 | 0 | 0 | 429695.161 | 3416614.075 | 260967.833 | 30.7751 | 1.625e-05 | 30.1585 | 29.5802 | 260967.82
137 | BPE | 2 | 2017 | 2015 | 0.23769 | 9.64e-08 | 0.15237 | 0.60993 | 217.5066 | 73.0616 | 71.882 | 72.4458 | 24028.59 | 0.029 | 46609.713 | 185121.104 | 21988019.52 | 21988019.52 | 1 | 0.004 | 36470.5113 | 0.004 | 2.183 | 2.183 | 1.2206 | 0.50627 | 144.4449 | 0 | 0 | 0 | 3470807.88 | 0 | 0 | 0 | 70.8787 | 70.8787 | 70.6614 | 71.9395 | 73.0616 | 73.0616 | 71.882 | 72.4458 | 5226375.863 | 2.1188 | 3350397.187 | 13411244.35 | 1.0488 | 1.0488 | 1.054 | 1.0486 | 1.0952 | 1.0952 | 1.0613 | 1.0551 | 1.0418 | 1.0418 | 1.0519 | 1.0454 | 0.15193 | 0.15193 | 0.15122 | 0.19097 | 0.18412 | 0.18412 | 0.14527 | 0.18154 | 0.14516 | 0.14516 | 0.15284 | 0.19537 | 0.11395 | 0.11395 | 0.19592 | 0.28392 | 147.0038 | 0 | 0 | 0 | 3532294.86 | 0 | 0 | 0 | 449977.773 | 3532294.86 | 255759.436 | 30.0357 | 3.625e-05 | 30.3153 | 28.8238 | 255759.407
138 | BPE | 2 | 2018 | 2016 | 0.25226 | 7.6e-08 | 0.14976 | 0.59798 | 210.0839 | 77.5901 | 64.0963 | 61.7266 | 23301.484 | 0.019 | 45340.57 | 187994.73 | 19405701.77 | 19405701.77 | 1 | 0.004 | 37269.6778 | 0.004 | 6.2876 | 6.2876 | 2.2885 | 1.8556 | 132.4938 | 0 | 0 | 0 | 3087301.319 | 0 | 0 | 0 | 71.3025 | 71.3025 | 61.8078 | 59.871 | 77.5901 | 77.5901 | 64.0963 | 61.7266 | 4895265.794 | 1.4742 | 2906162.342 | 11604272.16 | 1.0488 | 1.0488 | 1.054 | 1.0486 | 1.0952 | 1.0952 | 1.0613 | 1.0551 | 1.0418 | 1.0418 | 1.0519 | 1.0454 | 0.15193 | 0.15193 | 0.15122 | 0.19097 | 0.18412 | 0.18412 | 0.14527 | 0.18154 | 0.14516 | 0.14516 | 0.15284 | 0.19537 | 0.11395 | 0.11395 | 0.19592 | 0.28392 | 155.4178 | 0 | 0 | 0 | 3621465.176 | 0 | 0 | 0 | 386126.2899 | 3621465.176 | 256636.803 | 29.1269 | 2.375e-05 | 29.4898 | 29.2713 | 256636.784
139 | BPE | 2 | 2019 | 2017 | 0.28603 | 1.15e-07 | 0.17853 | 0.53544 | 243.8833 | 117.2278 | 76.5203 | 53.499 | 21600.983 | 0.018 | 42969.909 | 184333.342 | 18417844.44 | 18417844.44 | 1 | 0.004 | 37099.6241 | 0.004 | -1.8914 | -1.8914 | 0.25239 | 1.3283 | 126.6555 | 0 | 0 | 0 | 2735883.31 | 0 | 0 | 0 | 119.1191 | 119.1191 | 76.2679 | 52.1707 | 117.2278 | 117.2278 | 76.5203 | 53.499 | 5268117.957 | 2.1101 | 3288069.67 | 9861654.702 | 1.0488 | 1.0488 | 1.054 | 1.0486 | 1.0952 | 1.0952 | 1.0613 | 1.0551 | 1.0418 | 1.0418 | 1.0519 | 1.0454 | 0.15193 | 0.15193 | 0.15122 | 0.19097 | 0.18412 | 0.18412 | 0.14527 | 0.18154 | 0.14516 | 0.14516 | 0.15284 | 0.19537 | 0.11395 | 0.11395 | 0.19592 | 0.28392 | 150.6425 | 0 | 0 | 0 | 3254026.619 | 0 | 0 | 0 | 381258.043 | 3254026.619 | 248904.252 | 27.0012 | 2.25e-05 | 27.9479 | 28.7012 | 248904.234
239 | BPE | 2 | 2020 | 2018 | 0.21143 | 5.3022e-05 | 0.17935 | 0.60917 | 285.3181 | 136.4999 | 108.3417 | 85.7915 | 21446.6084 | 10.0075 | 42649.5955 | 182935.8056 | 25763495.9193 | 25763495.9193 | 1 | 0.004 | 37354.1144 | 0.004 | 6.3521 | 6.3521 | 5.5538 | 3.9773 | 148.8182 | 0 | 0 | 0 | 2519600.4521 | 0 | 0 | 0 | 130.1478 | 130.1478 | 102.7879 | 81.8142 | 136.4999 | 136.4999 | 108.3417 | 85.7915 | 5447060.4023 | 1366.029 | 4620728.5508 | 15694340.9371 | 1.0478 | 1.0478 | 1.053 | 1.0476 | 1.0941 | 1.0941 | 1.0603 | 1.0541 | 1.0408 | 1.0408 | 1.0509 | 1.0444 | 0.15193 | 0.15193 | 0.15122 | 0.19097 | 0.18412 | 0.18412 | 0.14527 | 0.18154 | 0.14516 | 0.14516 | 0.15284 | 0.19537 | 0.11395 | 0.11395 | 0.19592 | 0.28392 | 158.4848 | 0 | 0 | 0 | 3423427.8179 | 0 | 0 | 0 | 533720.7354 | 3423427.8179 | 247042.0171 | 26.8083 | 0.012509 | 27.7396 | 28.4836 | 247032.0095
261 | BPE | 2 | 2021 | 2019 | 0.2284 | 5.3077e-05 | 0.17549 | 0.59605 | 277.7573 | 136.3731 | 108.2367 | 85.707 | 21463.5634 | 10.2467 | 42686.8051 | 183092.4744 | 26327164.2278 | 26327164.2278 | 1 | 0.004 | 37610.3505 | 0.004 | 6.2253 | 6.2253 | 5.4488 | 3.8928 | 141.3843 | 0 | 0 | 0 | 3086136.1633 | 0 | 0 | 0 | 130.1478 | 130.1478 | 102.7879 | 81.8142 | 136.3731 | 136.3731 | 108.2367 | 85.707 | 6013188.5222 | 1397.3775 | 4620278.1968 | 15692300.1313 | 1.0479 | 1.0479 | 1.0531 | 1.0477 | 1.0943 | 1.0943 | 1.0604 | 1.0542 | 1.0409 | 1.0409 | 1.051 | 1.0445 | 0.15193 | 0.15193 | 0.15122 | 0.19097 | 0.18412 | 0.18412 | 0.14527 | 0.18154 | 0.14516 | 0.14516 | 0.15284 | 0.19537 | 0.11395 | 0.11395 | 0.19592 | 0.28392 | 148.8182 | 0 | 0 | 0 | 3191645.2871 | 0 | 0 | 0 | 535460.7503 | 3191645.2871 | 247253.0896 | 26.8295 | 0.012808 | 27.7638 | 28.508 | 247242.8429
283 | BPE | 2 | 2022 | 2020 | 0.22445 | 5.4337e-05 | 0.1764 | 0.5991 | 272.9118 | 136.3871 | 108.249 | 85.7165 | 21480.4213 | 10.445 | 42722.3961 | 183242.6469 | 26217400.6896 | 26217400.6896 | 1 | 0.004 | 37868.3442 | 0.004 | 6.2393 | 6.2393 | 5.4611 | 3.9023 | 136.5247 | 0 | 0 | 0 | 2954749.3667 | 0 | 0 | 0 | 130.1478 | 130.1478 | 102.7879 | 81.8142 | 136.3871 | 136.3871 | 108.249 | 85.7165 | 5884401.7391 | 1424.5644 | 4624654.9092 | 15706919.4769 | 1.048 | 1.048 | 1.0532 | 1.0478 | 1.0944 | 1.0944 | 1.0605 | 1.0543 | 1.041 | 1.041 | 1.0511 | 1.0446 | 0.15193 | 0.15193 | 0.15122 | 0.19097 | 0.18412 | 0.18412 | 0.14527 | 0.18154 | 0.14516 | 0.14516 | 0.15284 | 0.19537 | 0.11395 | 0.11395 | 0.19592 | 0.28392 | 141.3843 | 0 | 0 | 0 | 3034610.0897 | 0 | 0 | 0 | 537136.2454 | 3034610.0897 | 247455.9092 | 26.8505 | 0.013056 | 27.7869 | 28.5314 | 247445.4642
305 | BPE | 2 | 2023 | 2021 | 0.22321 | 5.4659e-05 | 0.17668 | 0.60006 | 271.0759 | 136.401 | 108.2607 | 85.7256 | 21496.7325 | 10.4984 | 42755.3735 | 183383.4922 | 26198656.3494 | 26198656.3494 | 1 | 0.004 | 38128.1077 | 0.004 | 6.2533 | 6.2533 | 5.4728 | 3.9115 | 134.6749 | 0 | 0 | 0 | 2915653.3518 | 0 | 0 | 0 | 130.1478 | 130.1478 | 102.7879 | 81.8142 | 136.401 | 136.401 | 108.2607 | 85.7256 | 5847829.7264 | 1431.9871 | 4628726.3348 | 15720668.3011 | 1.0482 | 1.0482 | 1.0533 | 1.0479 | 1.0945 | 1.0945 | 1.0606 | 1.0544 | 1.0412 | 1.0412 | 1.0512 | 1.0447 | 0.15193 | 0.15193 | 0.15122 | 0.19097 | 0.18412 | 0.18412 | 0.14527 | 0.18154 | 0.14516 | 0.14516 | 0.15284 | 0.19537 | 0.11395 | 0.11395 | 0.19592 | 0.28392 | 136.5247 | 0 | 0 | 0 | 2932609.0949 | 0 | 0 | 0 | 538710.7269 | 2932609.0949 | 247646.0966 | 26.8709 | 0.013123 | 27.8084 | 28.5533 | 247635.5982
327 | BPE | 2 | 2024 | 2022 | 0.12135 | 0.00010067 | 0.19599 | 0.68256 | 148.2993 | 148.2993 | 120.1564 | 97.619 | 21482.1091 | 17.8199 | 42820.4951 | 183556.9981 | 26252236.8894 | 26252236.8894 | 1 | 0.004 | 38389.6531 | 0.004 | 6.2667 | 6.2667 | 5.4837 | 3.92 | 11.8848 | 11.8848 | 11.8848 | 11.8848 | 255484.8233 | 124.7711 | 508139.9714 | 2179480.0241 | 130.1478 | 130.1478 | 102.7879 | 81.8142 | 136.4145 | 136.4145 | 108.2716 | 85.7342 | 3185782.0129 | 2642.6815 | 5145155.5558 | 17918656.6393 | 1.0481 | 1.0481 | 1.0536 | 1.048 | 1.0944 | 1.0944 | 1.0608 | 1.0546 | 1.0411 | 1.0411 | 1.0515 | 1.0448 | 0.15193 | 0.15193 | 0.15122 | 0.19097 | 0.18412 | 0.18412 | 0.14527 | 0.18154 | 0.14516 | 0.14516 | 0.15284 | 0.19537 | 0.11395 | 0.11395 | 0.19592 | 0.28392 | 11.8848 | 11.8848 | 11.8848 | 11.8848 | 255484.8233 | 124.7711 | 508139.9714 | 2179480.0241 | 540477.0793 | 2943229.59 | 247877.4222 | 26.8526 | 0.022275 | 27.8507 | 28.5803 | 247859.6023
349 | BPE | 2 | 2025 | 2023 | 0.12135 | 0.00010064 | 0.19602 | 0.68253 | 148.2245 | 148.2245 | 120.115 | 97.5668 | 21498.5202 | 17.8295 | 42853.228 | 183697.3424 | 26259324.7559 | 26259324.7559 | 1 | 0.004 | 38652.9926 | 0.004 | 6.2547 | 6.2547 | 5.5051 | 3.9306 | 11.822 | 11.822 | 11.822 | 11.822 | 253962.0969 | 210.6676 | 506225.0942 | 2170015.9824 | 130.1478 | 130.1478 | 102.7879 | 81.8142 | 136.4024 | 136.4024 | 108.293 | 85.7448 | 3186606.4575 | 2642.7751 | 5147316.4404 | 17922759.0829 | 1.0482 | 1.0482 | 1.0537 | 1.0481 | 1.0945 | 1.0945 | 1.0609 | 1.0547 | 1.0412 | 1.0412 | 1.0516 | 1.0449 | 0.15193 | 0.15193 | 0.15122 | 0.19097 | 0.18412 | 0.18412 | 0.14527 | 0.18154 | 0.14516 | 0.14516 | 0.15284 | 0.19537 | 0.11395 | 0.11395 | 0.19592 | 0.28392 | 11.822 | 11.822 | 11.822 | 11.822 | 253962.0969 | 210.6676 | 506225.0942 | 2170015.9824 | 542048.7228 | 2930413.8411 | 248066.9202 | 26.8732 | 0.022287 | 27.872 | 28.6022 | 248049.0907
371 | BPE | 2 | 2026 | 2024 | 0.12137 | 0.00010066 | 0.19603 | 0.68249 | 148.1709 | 148.1709 | 120.0587 | 97.5082 | 21515.0373 | 17.8435 | 42885.9974 | 183837.9071 | 26265096.6648 | 26265096.6648 | 1 | 0.004 | 38918.1385 | 0.004 | 6.2682 | 6.2682 | 5.5159 | 3.9391 | 11.755 | 11.755 | 11.755 | 11.755 | 252714.3462 | 209.5857 | 503738.1819 | 2159355.7727 | 130.1478 | 130.1478 | 102.7879 | 81.8142 | 136.416 | 136.416 | 108.3038 | 85.7533 | 3187903.2763 | 2643.8917 | 5148837.9756 | 17925711.5212 | 1.0483 | 1.0483 | 1.0538 | 1.0483 | 1.0946 | 1.0946 | 1.061 | 1.0548 | 1.0413 | 1.0413 | 1.0517 | 1.045 | 0.15193 | 0.15193 | 0.15122 | 0.19097 | 0.18412 | 0.18412 | 0.14527 | 0.18154 | 0.14516 | 0.14516 | 0.15284 | 0.19537 | 0.11395 | 0.11395 | 0.19592 | 0.28392 | 11.755 | 11.755 | 11.755 | 11.755 | 252714.3462 | 209.5857 | 503738.1819 | 2159355.7727 | 543624.648 | 2916017.8865 | 248256.7853 | 26.8938 | 0.022304 | 27.8933 | 28.624 | 248238.9418
393 | BPE | 2 | 2027 | 2025 | 0.12135 | 0.00010064 | 0.19602 | 0.68253 | 148.2533 | 148.2533 | 120.1382 | 97.5855 | 21530.8961 | 17.8565 | 42917.7589 | 183973.955 | 26303920.2714 | 26303920.2714 | 1 | 0.004 | 39185.1032 | 0.004 | 6.2818 | 6.2818 | 5.5266 | 3.9476 | 11.8237 | 11.8237 | 11.8237 | 11.8237 | 254386.5828 | 210.9758 | 507069.6442 | 2173637.7336 | 130.1478 | 130.1478 | 102.7879 | 81.8142 | 136.4296 | 136.4296 | 108.3145 | 85.7618 | 3192025.6066 | 2647.2775 | 5156061.7326 | 17953185.6547 | 1.0484 | 1.0484 | 1.0539 | 1.0484 | 1.0947 | 1.0947 | 1.0611 | 1.0549 | 1.0414 | 1.0414 | 1.0518 | 1.0451 | 0.15193 | 0.15193 | 0.15122 | 0.19097 | 0.18412 | 0.18412 | 0.14527 | 0.18154 | 0.14516 | 0.14516 | 0.15284 | 0.19537 | 0.11395 | 0.11395 | 0.19592 | 0.28392 | 11.8237 | 11.8237 | 11.8237 | 11.8237 | 254386.5828 | 210.9758 | 507069.6442 | 2173637.7336 | 545149.794 | 2935304.9365 | 248440.4664 | 26.9136 | 0.022321 | 27.914 | 28.6452 | 248422.61
415 | BPE | 2 | 2028 | 2026 | 0.12129 | 0.00010059 | 0.19598 | 0.68263 | 148.443 | 148.443 | 120.3253 | 97.7704 | 21546.234 | 17.8685 | 42948.7255 | 184106.4391 | 26369015.0984 | 26369015.0984 | 1 | 0.004 | 39453.8992 | 0.004 | 6.2949 | 6.2949 | 5.5371 | 3.9559 | 12.0003 | 12.0003 | 12.0003 | 12.0003 | 258377.7789 | 214.2833 | 515027.1114 | 2207747.4947 | 130.1478 | 130.1478 | 102.7879 | 81.8142 | 136.4427 | 136.4427 | 108.325 | 85.7701 | 3198387.5716 | 2652.4586 | 5167817.2916 | 18000157.7766 | 1.0485 | 1.0485 | 1.054 | 1.0485 | 1.0948 | 1.0948 | 1.0612 | 1.055 | 1.0415 | 1.0415 | 1.0519 | 1.0452 | 0.15193 | 0.15193 | 0.15122 | 0.19097 | 0.18412 | 0.18412 | 0.14527 | 0.18154 | 0.14516 | 0.14516 | 0.15284 | 0.19537 | 0.11395 | 0.11395 | 0.19592 | 0.28392 | 12.0003 | 12.0003 | 12.0003 | 12.0003 | 258377.7789 | 214.2833 | 515027.1114 | 2207747.4947 | 546634.9829 | 2981366.6684 | 248619.2671 | 26.9328 | 0.022336 | 27.9341 | 28.6659 | 248601.3986
437 | BPE | 2 | 2029 | 2027 | 0.12128 | 0.00010057 | 0.19597 | 0.68266 | 148.5109 | 148.5109 | 120.3907 | 97.8336 | 21562.185 | 17.8816 | 42980.642 | 184243.1709 | 26404523.4319 | 26404523.4319 | 1 | 0.004 | 39724.539 | 0.004 | 6.3076 | 6.3076 | 5.5472 | 3.9639 | 12.0556 | 12.0556 | 12.0556 | 12.0556 | 259751.8103 | 215.4151 | 517770.7258 | 2219505.3171 | 130.1478 | 130.1478 | 102.7879 | 81.8142 | 136.4553 | 136.4553 | 108.3351 | 85.7781 | 3202218.6899 | 2655.6064 | 5174468.1434 | 18025180.9922 | 1.0486 | 1.0486 | 1.0541 | 1.0486 | 1.0949 | 1.0949 | 1.0613 | 1.0551 | 1.0416 | 1.0416 | 1.052 | 1.0453 | 0.15193 | 0.15193 | 0.15122 | 0.19097 | 0.18412 | 0.18412 | 0.14527 | 0.18154 | 0.14516 | 0.14516 | 0.15284 | 0.19537 | 0.11395 | 0.11395 | 0.19592 | 0.28392 | 12.0556 | 12.0556 | 12.0556 | 12.0556 | 259751.8103 | 215.4151 | 517770.7258 | 2219505.3171 | 548169.7628 | 2997243.2683 | 248803.8794 | 26.9527 | 0.022352 | 27.9549 | 28.6871 | 248785.9979
459 | BPE | 2 | 2030 | 2028 | 0.12126 | 0.00010056 | 0.19596 | 0.68268 | 148.5725 | 148.5725 | 120.4496 | 97.8904 | 21578.1804 | 17.8947 | 43012.6314 | 184380.2247 | 26438495.3737 | 26438495.3737 | 1 | 0.004 | 39997.0353 | 0.004 | 6.3207 | 6.3207 | 5.5577 | 3.9722 | 12.104 | 12.104 | 12.104 | 12.104 | 260989.7085 | 216.4393 | 520239.7279 | 2230088.0713 | 130.1478 | 130.1478 | 102.7879 | 81.8142 | 136.4684 | 136.4684 | 108.3456 | 85.7864 | 3205923.9343 | 2658.6554 | 5180855.3139 | 18049057.4701 | 1.0487 | 1.0487 | 1.0542 | 1.0487 | 1.095 | 1.095 | 1.0614 | 1.0552 | 1.0417 | 1.0417 | 1.0521 | 1.0454 | 0.15193 | 0.15193 | 0.15122 | 0.19097 | 0.18412 | 0.18412 | 0.14527 | 0.18154 | 0.14516 | 0.14516 | 0.15284 | 0.19537 | 0.11395 | 0.11395 | 0.19592 | 0.28392 | 12.104 | 12.104 | 12.104 | 12.104 | 260989.7085 | 216.4393 | 520239.7279 | 2230088.0713 | 549709.1662 | 3011533.947 | 248988.9311 | 26.9727 | 0.022368 | 27.9757 | 28.7085 | 248971.0364
481 | BPE | 2 | 2031 | 2029 | 0.12125 | 0.00010055 | 0.19595 | 0.6827 | 148.6281 | 148.6281 | 120.5025 | 97.9411 | 21594.2177 | 17.9078 | 43044.6907 | 184517.5871 | 26471027.9375 | 26471027.9375 | 1 | 0.004 | 40271.4009 | 0.004 | 6.3338 | 6.3338 | 5.5682 | 3.9805 | 12.1465 | 12.1465 | 12.1465 | 12.1465 | 262098.9691 | 217.3573 | 522452.1325 | 2239570.992 | 130.1478 | 130.1478 | 102.7879 | 81.8142 | 136.4816 | 136.4816 | 108.3561 | 85.7947 | 3209507.1636 | 2661.6066 | 5186994.6534 | 18071864.5139 | 1.0488 | 1.0488 | 1.0543 | 1.0488 | 1.0951 | 1.0951 | 1.0615 | 1.0553 | 1.0418 | 1.0418 | 1.0522 | 1.0455 | 0.15193 | 0.15193 | 0.15122 | 0.19097 | 0.18412 | 0.18412 | 0.14527 | 0.18154 | 0.14516 | 0.14516 | 0.15284 | 0.19537 | 0.11395 | 0.11395 | 0.19592 | 0.28392 | 12.1465 | 12.1465 | 12.1465 | 12.1465 | 262098.9691 | 217.3573 | 522452.1325 | 2239570.992 | 551253.0406 | 3024339.4508 | 249174.4034 | 26.9928 | 0.022385 | 27.9965 | 28.7299 | 249156.4955
503 | BPE | 2 | 2032 | 2030 | 0.12118 | 0.00010049 | 0.19591 | 0.68281 | 148.8433 | 148.8433 | 120.7151 | 98.1515 | 21609.4782 | 17.9198 | 43075.5599 | 184649.6167 | 26542605.0913 | 26542605.0913 | 1 | 0.004 | 40547.6485 | 0.004 | 6.347 | 6.347 | 5.5787 | 3.9888 | 12.3485 | 12.3485 | 12.3485 | 12.3485 | 266657.1278 | 221.1356 | 531539.2191 | 2278523.3783 | 130.1478 | 130.1478 | 102.7879 | 81.8142 | 136.4948 | 136.4948 | 108.3666 | 85.803 | 3216426.7045 | 2667.2355 | 5199870.6341 | 18123640.5172 | 1.0489 | 1.0489 | 1.0544 | 1.0489 | 1.0952 | 1.0952 | 1.0616 | 1.0554 | 1.0419 | 1.0419 | 1.0523 | 1.0456 | 0.15193 | 0.15193 | 0.15122 | 0.19097 | 0.18412 | 0.18412 | 0.14527 | 0.18154 | 0.14516 | 0.14516 | 0.15284 | 0.19537 | 0.11395 | 0.11395 | 0.19592 | 0.28392 | 12.3485 | 12.3485 | 12.3485 | 12.3485 | 266657.1278 | 221.1356 | 531539.2191 | 2278523.3783 | 552736.5476 | 3076940.8608 | 249352.5745 | 27.0118 | 0.0224 | 28.0166 | 28.7504 | 249334.6547
525 | BPE | 2 | 2033 | 2031 | 0.12109 | 0.00010041 | 0.19585 | 0.68296 | 149.1325 | 149.1325 | 121.0018 | 98.4361 | 21624.3847 | 17.9311 | 43105.8907 | 184779.2316 | 26632420.3409 | 26632420.3409 | 1 | 0.004 | 40825.7911 | 0.004 | 6.3596 | 6.3596 | 5.5888 | 3.9968 | 12.6252 | 12.6252 | 12.6252 | 12.6252 | 272823.6696 | 226.2402 | 543836.9318 | 2331235.6547 | 130.1478 | 130.1478 | 102.7879 | 81.8142 | 136.5073 | 136.5073 | 108.3767 | 85.811 | 3224898.8283 | 2674.1072 | 5215892.4315 | 18188954.974 | 1.049 | 1.049 | 1.0545 | 1.0489 | 1.0953 | 1.0953 | 1.0617 | 1.0555 | 1.042 | 1.042 | 1.0524 | 1.0457 | 0.15193 | 0.15193 | 0.15122 | 0.19097 | 0.18412 | 0.18412 | 0.14527 | 0.18154 | 0.14516 | 0.14516 | 0.15284 | 0.19537 | 0.11395 | 0.11395 | 0.19592 | 0.28392 | 12.6252 | 12.6252 | 12.6252 | 12.6252 | 272823.6696 | 226.2402 | 543836.9318 | 2331235.6547 | 554193.132 | 3148122.4962 | 249527.4381 | 27.0305 | 0.022414 | 28.0364 | 28.7706 | 249509.507
547 | BPE | 2 | 2034 | 2032 | 0.12107 | 0.00010039 | 0.19583 | 0.683 | 149.2099 | 149.2099 | 121.0769 | 98.5091 | 21640.3474 | 17.9441 | 43137.8537 | 184916.1479 | 26670557.7569 | 26670557.7569 | 1 | 0.004 | 41105.8416 | 0.004 | 6.3718 | 6.3718 | 5.5987 | 4.0046 | 12.6903 | 12.6903 | 12.6903 | 12.6903 | 274420.6957 | 227.5514 | 547028.2127 | 2344910.4319 | 130.1478 | 130.1478 | 102.7879 | 81.8142 | 136.5196 | 136.5196 | 108.3866 | 85.8188 | 3228954.1679 | 2677.4333 | 5222998.3883 | 18215927.7674 | 1.0491 | 1.0491 | 1.0546 | 1.049 | 1.0954 | 1.0954 | 1.0618 | 1.0556 | 1.0421 | 1.0421 | 1.0525 | 1.0458 | 0.15193 | 0.15193 | 0.15122 | 0.19097 | 0.18412 | 0.18412 | 0.14527 | 0.18154 | 0.14516 | 0.14516 | 0.15284 | 0.19537 | 0.11395 | 0.11395 | 0.19592 | 0.28392 | 12.6903 | 12.6903 | 12.6903 | 12.6903 | 274420.6957 | 227.5514 | 547028.2127 | 2344910.4319 | 555734.5526 | 3166586.8918 | 249712.293 | 27.0504 | 0.02243 | 28.0571 | 28.7919 | 249694.349
569 | BPE | 2 | 2035 | 2033 | 0.12105 | 0.00010037 | 0.19582 | 0.68303 | 149.2813 | 149.2813 | 121.1457 | 98.5757 | 21656.3544 | 17.9571 | 43169.8884 | 185053.3817 | 26707183.8236 | 26707183.8236 | 1 | 0.004 | 41387.8132 | 0.004 | 6.3849 | 6.3849 | 5.6091 | 4.0129 | 12.7487 | 12.7487 | 12.7487 | 12.7487 | 275885.2889 | 228.7628 | 549949.5446 | 2357431.8761 | 130.1478 | 130.1478 | 102.7879 | 81.8142 | 136.5327 | 136.5327 | 108.397 | 85.8271 | 3232889.232 | 2680.6666 | 5229845.6699 | 18241768.255 | 1.0492 | 1.0492 | 1.0547 | 1.0491 | 1.0955 | 1.0955 | 1.0619 | 1.0557 | 1.0422 | 1.0422 | 1.0526 | 1.0459 | 0.15193 | 0.15193 | 0.15122 | 0.19097 | 0.18412 | 0.18412 | 0.14527 | 0.18154 | 0.14516 | 0.14516 | 0.15284 | 0.19537 | 0.11395 | 0.11395 | 0.19592 | 0.28392 | 12.7487 | 12.7487 | 12.7487 | 12.7487 | 275885.2889 | 228.7628 | 549949.5446 | 2357431.8761 | 557280.5608 | 3183495.4723 | 249897.5817 | 27.0704 | 0.022446 | 28.078 | 28.8133 | 249879.6245
591 | BPE | 2 | 2036 | 2034 | 0.12103 | 0.00010036 | 0.19581 | 0.68306 | 149.3468 | 149.3468 | 121.2085 | 98.6363 | 21672.4028 | 17.9703 | 43201.9926 | 185190.922 | 26742383.4173 | 26742383.4173 | 1 | 0.004 | 41671.719 | 0.004 | 6.398 | 6.398 | 5.6196 | 4.0211 | 12.801 | 12.801 | 12.801 | 12.801 | 277222.3987 | 229.8689 | 552616.5583 | 2368863.2678 | 130.1478 | 130.1478 | 102.7879 | 81.8142 | 136.5458 | 136.5458 | 108.4075 | 85.8353 | 3236703.3844 | 2683.8031 | 5236447.342 | 18266548.8877 | 1.0493 | 1.0493 | 1.0548 | 1.0493 | 1.0956 | 1.0956 | 1.062 | 1.0558 | 1.0423 | 1.0423 | 1.0527 | 1.046 | 0.15193 | 0.15193 | 0.15122 | 0.19097 | 0.18412 | 0.18412 | 0.14527 | 0.18154 | 0.14516 | 0.14516 | 0.15284 | 0.19537 | 0.11395 | 0.11395 | 0.19592 | 0.28392 | 12.801 | 12.801 | 12.801 | 12.801 | 277222.3987 | 229.8689 | 552616.5583 | 2368863.2678 | 558831.0234 | 3198932.0938 | 250083.2877 | 27.0905 | 0.022463 | 28.0989 | 28.8347 | 250065.3174
613 | BPE | 2 | 2037 | 2035 | 0.12102 | 0.00010034 | 0.1958 | 0.68308 | 149.4066 | 149.4066 | 121.2656 | 98.6912 | 21688.4913 | 17.9835 | 43234.1639 | 185328.7578 | 26776232.5074 | 26776232.5074 | 1 | 0.004 | 41957.5723 | 0.004 | 6.4112 | 6.4112 | 5.6301 | 4.0294 | 12.8476 | 12.8476 | 12.8476 | 12.8476 | 278438.7272 | 230.8753 | 555042.6468 | 2379262.0037 | 130.1478 | 130.1478 | 102.7879 | 81.8142 | 136.559 | 136.559 | 108.418 | 85.8436 | 3240403.0848 | 2686.848 | 5242816.5137 | 18290326.0609 | 1.0494 | 1.0494 | 1.0549 | 1.0494 | 1.0957 | 1.0957 | 1.0621 | 1.0559 | 1.0424 | 1.0424 | 1.0528 | 1.0461 | 0.15193 | 0.15193 | 0.15122 | 0.19097 | 0.18412 | 0.18412 | 0.14527 | 0.18154 | 0.14516 | 0.14516 | 0.15284 | 0.19537 | 0.11395 | 0.11395 | 0.19592 | 0.28392 | 12.8476 | 12.8476 | 12.8476 | 12.8476 | 278438.7272 | 230.8753 | 555042.6468 | 2379262.0037 | 560385.8218 | 3212974.2531 | 250269.3965 | 27.1106 | 0.022479 | 28.1198 | 28.8562 | 250251.413
635 | BPE | 2 | 2038 | 2036 | 0.121 | 0.00010033 | 0.19579 | 0.6831 | 149.461 | 149.461 | 121.3174 | 98.7408 | 21704.6181 | 17.9967 | 43266.3998 | 185466.8783 | 26808808.179 | 26808808.179 | 1 | 0.004 | 42245.3864 | 0.004 | 6.4244 | 6.4244 | 5.6406 | 4.0377 | 12.8889 | 12.8889 | 12.8889 | 12.8889 | 279541.0856 | 231.7873 | 557241.3931 | 2388686.3054 | 130.1478 | 130.1478 | 102.7879 | 81.8142 | 136.5721 | 136.5721 | 108.4285 | 85.8519 | 3243994.9054 | 2689.8064 | 5248966.4815 | 18313156.9856 | 1.0495 | 1.0495 | 1.055 | 1.0495 | 1.0958 | 1.0958 | 1.0622 | 1.056 | 1.0425 | 1.0425 | 1.0529 | 1.0462 | 0.15193 | 0.15193 | 0.15122 | 0.19097 | 0.18412 | 0.18412 | 0.14527 | 0.18154 | 0.14516 | 0.14516 | 0.15284 | 0.19537 | 0.11395 | 0.11395 | 0.19592 | 0.28392 | 12.8889 | 12.8889 | 12.8889 | 12.8889 | 279541.0856 | 231.7873 | 557241.3931 | 2388686.3054 | 561944.8359 | 3225700.5714 | 250455.893 | 27.1308 | 0.022496 | 28.1407 | 28.8777 | 250437.8963
657 | BPE | 2 | 2039 | 2037 | 0.12099 | 0.00010032 | 0.19579 | 0.68312 | 149.5105 | 149.5105 | 121.3642 | 98.7854 | 21720.7819 | 18.01 | 43298.698 | 185605.2733 | 26840183.4272 | 26840183.4272 | 1 | 0.004 | 42535.1749 | 0.004 | 6.4376 | 6.4376 | 5.6511 | 4.0461 | 12.9252 | 12.9252 | 12.9252 | 12.9252 | 280535.9225 | 232.6105 | 559225.6585 | 2397191.3007 | 130.1478 | 130.1478 | 102.7879 | 81.8142 | 136.5853 | 136.5853 | 108.439 | 85.8603 | 3247485.0696 | 2692.6834 | 5254909.8361 | 18335095.8381 | 1.0496 | 1.0496 | 1.0551 | 1.0496 | 1.096 | 1.096 | 1.0623 | 1.0561 | 1.0426 | 1.0426 | 1.053 | 1.0463 | 0.15193 | 0.15193 | 0.15122 | 0.19097 | 0.18412 | 0.18412 | 0.14527 | 0.18154 | 0.14516 | 0.14516 | 0.15284 | 0.19537 | 0.11395 | 0.11395 | 0.19592 | 0.28392 | 12.9252 | 12.9252 | 12.9252 | 12.9252 | 280535.9225 | 232.6105 | 559225.6585 | 2397191.3007 | 563507.9525 | 3237185.4922 | 250642.7632 | 27.151 | 0.022512 | 28.1618 | 28.8992 | 250624.7532
679 | BPE | 2 | 2040 | 2038 | 0.12098 | 0.00010031 | 0.19578 | 0.68314 | 149.5552 | 149.5552 | 121.4062 | 98.8253 | 21736.9811 | 18.0233 | 43331.0564 | 185743.9329 | 26870427.3392 | 26870427.3392 | 1 | 0.004 | 42826.9512 | 0.004 | 6.4508 | 6.4508 | 5.6616 | 4.0544 | 12.9567 | 12.9567 | 12.9567 | 12.9567 | 281429.3409 | 233.3498 | 561007.615 | 2404829.1623 | 130.1478 | 130.1478 | 102.7879 | 81.8142 | 136.5986 | 136.5986 | 108.4495 | 85.8686 | 3250879.4673 | 2695.4838 | 5260658.4945 | 18356193.8936 | 1.0497 | 1.0497 | 1.0552 | 1.0497 | 1.0961 | 1.0961 | 1.0624 | 1.0562 | 1.0427 | 1.0427 | 1.0531 | 1.0464 | 0.15193 | 0.15193 | 0.15122 | 0.19097 | 0.18412 | 0.18412 | 0.14527 | 0.18154 | 0.14516 | 0.14516 | 0.15284 | 0.19537 | 0.11395 | 0.11395 | 0.19592 | 0.28392 | 12.9567 | 12.9567 | 12.9567 | 12.9567 | 281429.3409 | 233.3498 | 561007.615 | 2404829.1623 | 565075.0648 | 3247499.468 | 250829.9938 | 27.1712 | 0.022529 | 28.1828 | 28.9208 | 250811.9705
701 | BPE | 2 | 2041 | 2039 | 0.12098 | 0.00010031 | 0.19577 | 0.68315 | 149.5955 | 149.5955 | 121.4438 | 98.8607 | 21753.2145 | 18.0367 | 43363.473 | 185882.8482 | 26899605.3022 | 26899605.3022 | 1 | 0.004 | 43120.729 | 0.004 | 6.464 | 6.464 | 5.6722 | 4.0627 | 12.9837 | 12.9837 | 12.9837 | 12.9837 | 282227.1162 | 234.0101 | 562598.7818 | 2411649.2649 | 130.1478 | 130.1478 | 102.7879 | 81.8142 | 136.6118 | 136.6118 | 108.46 | 85.8769 | 3254183.6736 | 2698.2119 | 5266223.7355 | 18376499.6812 | 1.0498 | 1.0498 | 1.0553 | 1.0498 | 1.0962 | 1.0962 | 1.0626 | 1.0563 | 1.0428 | 1.0428 | 1.0532 | 1.0465 | 0.15193 | 0.15193 | 0.15122 | 0.19097 | 0.18412 | 0.18412 | 0.14527 | 0.18154 | 0.14516 | 0.14516 | 0.15284 | 0.19537 | 0.11395 | 0.11395 | 0.19592 | 0.28392 | 12.9837 | 12.9837 | 12.9837 | 12.9837 | 282227.1162 | 234.0101 | 562598.7818 | 2411649.2649 | 566646.0721 | 3256709.173 | 251017.5724 | 27.1915 | 0.022546 | 28.2039 | 28.9424 | 250999.5357
723 | BPE | 2 | 2042 | 2040 | 0.12097 | 0.0001003 | 0.19577 | 0.68316 | 149.6316 | 149.6316 | 121.4772 | 98.8918 | 21769.4808 | 18.0501 | 43395.9457 | 186022.0104 | 26927779.1982 | 26927779.1982 | 1 | 0.004 | 43416.522 | 0.004 | 6.4773 | 6.4773 | 5.6827 | 4.0711 | 13.0066 | 13.0066 | 13.0066 | 13.0066 | 282934.7138 | 234.5958 | 564010.06 | 2417698.3333 | 130.1478 | 130.1478 | 102.7879 | 81.8142 | 136.6251 | 136.6251 | 108.4706 | 85.8853 | 3257402.9646 | 2700.8721 | 5271616.2335 | 18396059.1281 | 1.0499 | 1.0499 | 1.0554 | 1.0499 | 1.0963 | 1.0963 | 1.0627 | 1.0564 | 1.0429 | 1.0429 | 1.0533 | 1.0466 | 0.15193 | 0.15193 | 0.15122 | 0.19097 | 0.18412 | 0.18412 | 0.14527 | 0.18154 | 0.14516 | 0.14516 | 0.15284 | 0.19537 | 0.11395 | 0.11395 | 0.19592 | 0.28392 | 13.0066 | 13.0066 | 13.0066 | 13.0066 | 282934.7138 | 234.5958 | 564010.06 | 2417698.3333 | 568220.8794 | 3264877.7029 | 251205.4871 | 27.2119 | 0.022563 | 28.225 | 28.9641 | 251187.4369
745 | BPE | 2 | 2043 | 2041 | 0.12096 | 0.0001003 | 0.19576 | 0.68317 | 149.6638 | 149.6638 | 121.5066 | 98.9191 | 21785.7788 | 18.0636 | 43428.4729 | 186161.4114 | 26955007.5849 | 26955007.5849 | 1 | 0.004 | 43714.344 | 0.004 | 6.4906 | 6.4906 | 5.6933 | 4.0794 | 13.0255 | 13.0255 | 13.0255 | 13.0255 | 283557.3051 | 235.1112 | 565251.7644 | 2423020.5792 | 130.1478 | 130.1478 | 102.7879 | 81.8142 | 136.6383 | 136.6383 | 108.4811 | 85.8936 | 3260542.3332 | 2703.4682 | 5276846.0893 | 18414915.6941 | 1.05 | 1.05 | 1.0555 | 1.05 | 1.0964 | 1.0964 | 1.0628 | 1.0565 | 1.043 | 1.043 | 1.0534 | 1.0467 | 0.15193 | 0.15193 | 0.15122 | 0.19097 | 0.18412 | 0.18412 | 0.14527 | 0.18154 | 0.14516 | 0.14516 | 0.15284 | 0.19537 | 0.11395 | 0.11395 | 0.19592 | 0.28392 | 13.0255 | 13.0255 | 13.0255 | 13.0255 | 283557.3051 | 235.1112 | 565251.7644 | 2423020.5792 | 569799.3971 | 3272064.76 | 251393.7267 | 27.2322 | 0.02258 | 28.2462 | 28.9858 | 251375.6631
767 | BPE | 2 | 2044 | 2042 | 0.12096 | 0.00010029 | 0.19576 | 0.68318 | 149.6922 | 149.6922 | 121.5323 | 98.9426 | 21802.1074 | 18.0771 | 43461.0527 | 186301.0436 | 26981345.8721 | 26981345.8721 | 1 | 0.004 | 44014.209 | 0.004 | 6.5039 | 6.5039 | 5.7038 | 4.0878 | 13.0406 | 13.0406 | 13.0406 | 13.0406 | 284099.7829 | 235.5604 | 566333.6547 | 2427657.8351 | 130.1478 | 130.1478 | 102.7879 | 81.8142 | 136.6516 | 136.6516 | 108.4917 | 85.902 | 3263606.5042 | 2706.0042 | 5281922.8611 | 18433110.5026 | 1.0501 | 1.0501 | 1.0556 | 1.0501 | 1.0965 | 1.0965 | 1.0629 | 1.0566 | 1.0431 | 1.0431 | 1.0535 | 1.0468 | 0.15193 | 0.15193 | 0.15122 | 0.19097 | 0.18412 | 0.18412 | 0.14527 | 0.18154 | 0.14516 | 0.14516 | 0.15284 | 0.19537 | 0.11395 | 0.11395 | 0.19592 | 0.28392 | 13.0406 | 13.0406 | 13.0406 | 13.0406 | 284099.7829 | 235.5604 | 566333.6547 | 2427657.8351 | 571381.5407 | 3278326.8332 | 251582.2808 | 27.2526 | 0.022596 | 28.2674 | 29.0076 | 251564.2037
789 | BPE | 2 | 2045 | 2043 | 0.12095 | 0.00010029 | 0.19576 | 0.68319 | 149.7172 | 149.7172 | 121.5546 | 98.9626 | 21818.4655 | 18.0907 | 43493.6836 | 186440.8997 | 27006846.4857 | 27006846.4857 | 1 | 0.004 | 44316.131 | 0.004 | 6.5172 | 6.5172 | 5.7144 | 4.0962 | 13.0523 | 13.0523 | 13.0523 | 13.0523 | 284566.7764 | 235.9472 | 567264.9645 | 2431649.6784 | 130.1478 | 130.1478 | 102.7879 | 81.8142 | 136.665 | 136.665 | 108.5023 | 85.9104 | 3266599.9479 | 2708.4836 | 5286855.5922 | 18450682.462 | 1.0502 | 1.0502 | 1.0557 | 1.0502 | 1.0966 | 1.0966 | 1.063 | 1.0567 | 1.0432 | 1.0432 | 1.0536 | 1.0469 | 0.15193 | 0.15193 | 0.15122 | 0.19097 | 0.18412 | 0.18412 | 0.14527 | 0.18154 | 0.14516 | 0.14516 | 0.15284 | 0.19537 | 0.11395 | 0.11395 | 0.19592 | 0.28392 | 13.0523 | 13.0523 | 13.0523 | 13.0523 | 284566.7764 | 235.9472 | 567264.9645 | 2431649.6784 | 572967.2307 | 3283717.3666 | 251771.1395 | 27.2731 | 0.022613 | 28.2886 | 29.0293 | 251753.0488
811 | BPE | 2 | 2046 | 2044 | 0.12095 | 0.00010029 | 0.19576 | 0.68319 | 149.7389 | 149.7389 | 121.5735 | 98.9794 | 21834.8522 | 18.1042 | 43526.3641 | 186580.9728 | 27031559.0217 | 27031559.0217 | 1 | 0.004 | 44620.124 | 0.004 | 6.5305 | 6.5305 | 5.725 | 4.1046 | 13.0606 | 13.0606 | 13.0606 | 13.0606 | 284962.6643 | 236.2752 | 568054.4287 | 2435033.5481 | 130.1478 | 130.1478 | 102.7879 | 81.8142 | 136.6783 | 136.6783 | 108.5129 | 85.9188 | 3269526.8934 | 2710.9097 | 5291652.838 | 18467668.3806 | 1.0503 | 1.0503 | 1.0558 | 1.0503 | 1.0967 | 1.0967 | 1.0631 | 1.0568 | 1.0433 | 1.0433 | 1.0537 | 1.047 | 0.15193 | 0.15193 | 0.15122 | 0.19097 | 0.18412 | 0.18412 | 0.14527 | 0.18154 | 0.14516 | 0.14516 | 0.15284 | 0.19537 | 0.11395 | 0.11395 | 0.19592 | 0.28392 | 13.0606 | 13.0606 | 13.0606 | 13.0606 | 284962.6643 | 236.2752 | 568054.4287 | 2435033.5481 | 574556.3917 | 3288286.9163 | 251960.2933 | 27.2936 | 0.02263 | 28.3098 | 29.0511 | 251942.1891
833 | BPE | 2 | 2047 | 2045 | 0.12095 | 0.00010029 | 0.19576 | 0.68319 | 149.7575 | 149.7575 | 121.5894 | 98.993 | 21851.2665 | 18.1179 | 43559.0926 | 186721.2566 | 27055530.3966 | 27055530.3966 | 1 | 0.004 | 44926.2023 | 0.004 | 6.5439 | 6.5439 | 5.7356 | 4.113 | 13.0659 | 13.0659 | 13.0659 | 13.0659 | 285291.5888 | 236.5479 | 568710.3094 | 2437844.8582 | 130.1478 | 130.1478 | 102.7879 | 81.8142 | 136.6916 | 136.6916 | 108.5235 | 85.9271 | 3272391.3414 | 2713.2858 | 5296322.6917 | 18484103.0776 | 1.0504 | 1.0504 | 1.0559 | 1.0504 | 1.0968 | 1.0968 | 1.0632 | 1.0569 | 1.0434 | 1.0434 | 1.0538 | 1.0471 | 0.15193 | 0.15193 | 0.15122 | 0.19097 | 0.18412 | 0.18412 | 0.14527 | 0.18154 | 0.14516 | 0.14516 | 0.15284 | 0.19537 | 0.11395 | 0.11395 | 0.19592 | 0.28392 | 13.0659 | 13.0659 | 13.0659 | 13.0659 | 285291.5888 | 236.5479 | 568710.3094 | 2437844.8582 | 576148.953 | 3292083.3043 | 252149.7335 | 27.3141 | 0.022647 | 28.3311 | 29.073 | 252131.6157
855 | BPE | 2 | 2048 | 2046 | 0.12095 | 0.00010029 | 0.19576 | 0.68319 | 149.7732 | 149.7732 | 121.6023 | 99.0038 | 21867.7075 | 18.1315 | 43591.8678 | 186861.7449 | 27078804.9867 | 27078804.9867 | 1 | 0.004 | 45234.3802 | 0.004 | 6.5572 | 6.5572 | 5.7462 | 4.1214 | 13.0682 | 13.0682 | 13.0682 | 13.0682 | 285557.4673 | 236.7685 | 569240.4216 | 2440117.1037 | 130.1478 | 130.1478 | 102.7879 | 81.8142 | 136.705 | 136.705 | 108.5341 | 85.9355 | 3275197.0763 | 2715.615 | 5300872.8083 | 18500019.4872 | 1.0505 | 1.0505 | 1.056 | 1.0505 | 1.0969 | 1.0969 | 1.0633 | 1.057 | 1.0435 | 1.0435 | 1.0539 | 1.0472 | 0.15193 | 0.15193 | 0.15122 | 0.19097 | 0.18412 | 0.18412 | 0.14527 | 0.18154 | 0.14516 | 0.14516 | 0.15284 | 0.19537 | 0.11395 | 0.11395 | 0.19592 | 0.28392 | 13.0682 | 13.0682 | 13.0682 | 13.0682 | 285557.4673 | 236.7685 | 569240.4216 | 2440117.1037 | 577744.8477 | 3295151.761 | 252339.4518 | 27.3346 | 0.022664 | 28.3524 | 29.0949 | 252321.3203
877 | BPE | 2 | 2049 | 2047 | 0.12095 | 0.00010029 | 0.19576 | 0.68319 | 149.7862 | 149.7862 | 121.6126 | 99.0118 | 21884.1744 | 18.1452 | 43624.6886 | 187002.432 | 27101424.7608 | 27101424.7608 | 1 | 0.004 | 45544.6721 | 0.004 | 6.5706 | 6.5706 | 5.7568 | 4.1298 | 13.0679 | 13.0679 | 13.0679 | 13.0679 | 285764.0045 | 236.9399 | 569652.1553 | 2441881.961 | 130.1478 | 130.1478 | 102.7879 | 81.8142 | 136.7184 | 136.7184 | 108.5447 | 85.944 | 3277947.6771 | 2717.9 | 5305310.4275 | 18515448.7562 | 1.0506 | 1.0506 | 1.0561 | 1.0506 | 1.097 | 1.097 | 1.0634 | 1.0571 | 1.0436 | 1.0436 | 1.054 | 1.0473 | 0.15193 | 0.15193 | 0.15122 | 0.19097 | 0.18412 | 0.18412 | 0.14527 | 0.18154 | 0.14516 | 0.14516 | 0.15284 | 0.19537 | 0.11395 | 0.11395 | 0.19592 | 0.28392 | 13.0679 | 13.0679 | 13.0679 | 13.0679 | 285764.0045 | 236.9399 | 569652.1553 | 2441881.961 | 579344.0128 | 3297535.0607 | 252529.4402 | 27.3552 | 0.022681 | 28.3738 | 29.1168 | 252511.295
899 | BPE | 2 | 2050 | 2048 | 0.12095 | 0.00010029 | 0.19576 | 0.68319 | 149.7967 | 149.7967 | 121.6202 | 99.0173 | 21900.6664 | 18.1589 | 43657.5535 | 187143.3125 | 27123429.4057 | 27123429.4057 | 1 | 0.004 | 45857.0925 | 0.004 | 6.584 | 6.584 | 5.7675 | 4.1382 | 13.0649 | 13.0649 | 13.0649 | 13.0649 | 285914.7035 | 237.0653 | 569952.4989 | 2443169.3823 | 130.1478 | 130.1478 | 102.7879 | 81.8142 | 136.7317 | 136.7317 | 108.5553 | 85.9524 | 3280646.5282 | 2720.1437 | 5309642.3957 | 18530420.3382 | 1.0507 | 1.0507 | 1.0562 | 1.0507 | 1.0971 | 1.0971 | 1.0635 | 1.0572 | 1.0437 | 1.0437 | 1.0541 | 1.0475 | 0.15193 | 0.15193 | 0.15122 | 0.19097 | 0.18412 | 0.18412 | 0.14527 | 0.18154 | 0.14516 | 0.14516 | 0.15284 | 0.19537 | 0.11395 | 0.11395 | 0.19592 | 0.28392 | 13.0649 | 13.0649 | 13.0649 | 13.0649 | 285914.7035 | 237.0653 | 569952.4989 | 2443169.3823 | 580946.389 | 3299273.65 | 252719.6913 | 27.3758 | 0.022699 | 28.3952 | 29.1387 | 252701.5324
921 | BPE | 2 | 2051 | 2049 | 0.12095 | 0.00010029 | 0.19576 | 0.68319 | 149.8047 | 149.8047 | 121.6255 | 99.0203 | 21917.1828 | 18.1727 | 43690.4616 | 187284.3812 | 27144856.4474 | 27144856.4474 | 1 | 0.004 | 46171.656 | 0.004 | 6.5974 | 6.5974 | 5.7781 | 4.1466 | 13.0596 | 13.0596 | 13.0596 | 13.0596 | 286012.8764 | 237.1472 | 570148.0596 | 2444007.6881 | 130.1478 | 130.1478 | 102.7879 | 81.8142 | 136.7451 | 136.7451 | 108.566 | 85.9608 | 3283296.8299 | 2722.3485 | 5313875.1862 | 18544962.0829 | 1.0508 | 1.0508 | 1.0563 | 1.0508 | 1.0972 | 1.0972 | 1.0636 | 1.0573 | 1.0438 | 1.0438 | 1.0542 | 1.0476 | 0.15193 | 0.15193 | 0.15122 | 0.19097 | 0.18412 | 0.18412 | 0.14527 | 0.18154 | 0.14516 | 0.14516 | 0.15284 | 0.19537 | 0.11395 | 0.11395 | 0.19592 | 0.28392 | 13.0596 | 13.0596 | 13.0596 | 13.0596 | 286012.8764 | 237.1472 | 570148.0596 | 2444007.6881 | 582551.9202 | 3300405.7713 | 252910.1982 | 27.3965 | 0.022716 | 28.4166 | 29.1607 | 252892.0255
140 | HAY | 1 | 2010 | 2008 | 0.328 | 0.0011403 | 0.21037 | 0.46049 | 387.798 | 267.4204 | 184.5345 | 142.0933 | 538382.287 | 2714.2435 | 725638.659 | 2062823.426 | 2960.5278 | 636528271.3 | 215005 | 44.596 | 62178.4726 | 0.00020742 | 26.3534 | 26.3534 | 14.5984 | 4.8857 | 120.3776 | 0 | 0 | 0 | 64809193.26 | 0 | 0 | 0 | 241.067 | 241.067 | 169.9361 | 137.2076 | 267.4204 | 267.4204 | 184.5345 | 142.0933 | 208783582.4 | 725843.9946 | 133905400 | 293113445 | 1.0781 | 1.0781 | 1.0668 | 1.043 | 1.0781 | 1.0781 | 1.0668 | 1.043 | 1.0418 | 1.0418 | 1.0519 | 1.0194 | 0.31762 | 0.31762 | 0.15567 | 0.19147 | 0.31762 | 0.31762 | 0.15567 | 0.19148 | 0.14516 | 0.14516 | 0.15284 | 0.14128 | 1 | 1 | 1 | 0.99989 | 102.041 | 0 | 0 | 0 | 54937050.43 | 0 | 0 | 0 | 15277240.0674 | 54937050.43 | 3329558.6155 | 672.9779 | 3.3928 | 471.9601 | 321.187 | 3326844.372
141 | HAY | 1 | 2011 | 2009 | 0.42855 | 0.0022511 | 0.21336 | 0.35585 | 230.6693 | 131.0114 | 72.2646 | 43.1644 | 458406.584 | 4239.587 | 728483.643 | 2034119.52 | 1140.1546 | 246740862.2 | 216410 | 12.672 | 60892.9766 | 5.86e-05 | 34.856 | 34.856 | 13.0724 | 4.7937 | 99.6579 | 0 | 0 | 0 | 45683855.87 | 0 | 0 | 0 | 96.1554 | 96.1554 | 59.1921 | 38.3707 | 131.0114 | 131.0114 | 72.2646 | 43.1644 | 105740341.7 | 555434.2055 | 52643546.12 | 87801540.13 | 1.0781 | 1.0781 | 1.0668 | 1.043 | 1.0781 | 1.0781 | 1.0668 | 1.043 | 1.0418 | 1.0418 | 1.0519 | 1.0194 | 0.31762 | 0.31762 | 0.15567 | 0.19147 | 0.31762 | 0.31762 | 0.15567 | 0.19148 | 0.14516 | 0.14516 | 0.15284 | 0.14128 | 1 | 1 | 1 | 0.99989 | 103.0186 | 0 | 0 | 0 | 47224387.91 | 0 | 0 | 0 | 4841009.1598 | 47224387.91 | 3225249.334 | 573.0082 | 5.2995 | 473.8105 | 316.7177 | 3221009.747
142 | HAY | 1 | 2012 | 2010 | 0.35515 | 0.0016113 | 0.19156 | 0.45168 | 243.5973 | 103.4282 | 80.414 | 67.2374 | 446181.667 | 4767.858 | 729038.488 | 2055847.062 | 1402.7495 | 306036450.6 | 218169 | 12.61 | 59203.2164 | 5.78e-05 | 14.7816 | 14.7816 | 7.6748 | 2.7645 | 140.1691 | 0 | 0 | 0 | 62540871.49 | 0 | 0 | 0 | 88.6466 | 88.6466 | 72.7392 | 64.4729 | 103.4282 | 103.4282 | 80.414 | 67.2374 | 108688652.1 | 493131.1192 | 58624914.72 | 138229752.7 | 1.0781 | 1.0781 | 1.0668 | 1.043 | 1.0781 | 1.0781 | 1.0668 | 1.043 | 1.0418 | 1.0418 | 1.0519 | 1.0194 | 0.31762 | 0.31762 | 0.15567 | 0.19147 | 0.31762 | 0.31762 | 0.15567 | 0.19148 | 0.14516 | 0.14516 | 0.15284 | 0.14128 | 1 | 1 | 1 | 0.99989 | 103.8912 | 0 | 0 | 0 | 46354353.64 | 0 | 0 | 0 | 6167871.5919 | 46354353.64 | 3235835.075 | 557.7271 | 5.9598 | 474.1714 | 320.1007 | 3231067.217
143 | HAY | 1 | 2013 | 2011 | 0.34376 | 0.0019895 | 0.18434 | 0.46991 | 194.805 | 96.0119 | 64.7239 | 57.7553 | 443690.833 | 5210.122 | 716116.918 | 2045732.751 | 1145.8774 | 251435301.1 | 219426 | 12.426 | 55875.5465 | 5.66e-05 | 7.0224 | 7.0224 | 4.7735 | 4.8803 | 98.7931 | 0 | 0 | 0 | 43833593.63 | 0 | 0 | 0 | 88.9895 | 88.9895 | 59.9504 | 52.875 | 96.0119 | 96.0119 | 64.7239 | 57.7553 | 86433201.02 | 500233.8005 | 46349855.35 | 118152011 | 1.0781 | 1.0781 | 1.0668 | 1.043 | 1.0781 | 1.0781 | 1.0668 | 1.043 | 1.0418 | 1.0418 | 1.0519 | 1.0194 | 0.31762 | 0.31762 | 0.15567 | 0.19147 | 0.31762 | 0.31762 | 0.15567 | 0.19148 | 0.14516 | 0.14516 | 0.15284 | 0.14128 | 1 | 1 | 1 | 0.99989 | 103.6997 | 0 | 0 | 0 | 46010624.52 | 0 | 0 | 0 | 5303347.4189 | 46010624.52 | 3210750.624 | 554.6135 | 6.5127 | 465.7671 | 318.5259 | 3205540.502
144 | HAY | 1 | 2014 | 2012 | 0.2728 | 0.0013632 | 0.21225 | 0.51359 | 240.2972 | 133.982 | 113.1805 | 96.4522 | 435731.542 | 3905.332 | 719789.896 | 2043783.207 | 1743.6543 | 383821904.1 | 220125 | 12.316 | 55276.547 | 5.6e-05 | 6.6513 | 6.6513 | 1.5778 | -0.69767 | 106.3152 | 0 | 0 | 0 | 46324883.93 | 0 | 0 | 0 | 127.3307 | 127.3307 | 111.6028 | 97.1499 | 133.982 | 133.982 | 113.1805 | 96.4522 | 104705085.2 | 523244.352 | 81466214.72 | 197127359.8 | 1.0781 | 1.0781 | 1.0668 | 1.043 | 1.0781 | 1.0781 | 1.0668 | 1.043 | 1.0418 | 1.0418 | 1.0519 | 1.0194 | 0.31762 | 0.31762 | 0.15567 | 0.19147 | 0.31762 | 0.31762 | 0.15567 | 0.19148 | 0.14516 | 0.14516 | 0.15284 | 0.14128 | 1 | 1 | 1 | 0.99989 | 108.015 | 0 | 0 | 0 | 47065526.17 | 0 | 0 | 0 | 9122106.4916 | 47065526.17 | 3203209.977 | 544.6644 | 4.8817 | 468.156 | 318.2224 | 3199304.645
145 | HAY | 1 | 2015 | 2013 | 0.29926 | 0.0011455 | 0.1844 | 0.5152 | 222.6682 | 87.6407 | 84.0434 | 81.2801 | 421752.606 | 4101.506 | 688519.15 | 1989127.614 | 1418.3668 | 313812244.3 | 221249 | 11.208 | 57013.1322 | 5.07e-05 | 6.9311 | 6.9311 | 9.0448 | 5.8602 | 135.0275 | 0 | 0 | 0 | 56948183.51 | 0 | 0 | 0 | 80.7096 | 80.7096 | 74.9986 | 75.4198 | 87.6407 | 87.6407 | 84.0434 | 81.2801 | 93910879.52 | 359458.8801 | 57865506.11 | 161676399.8 | 1.0781 | 1.0781 | 1.0668 | 1.043 | 1.0781 | 1.0781 | 1.0668 | 1.043 | 1.0418 | 1.0418 | 1.0519 | 1.0194 | 0.31762 | 0.31762 | 0.15567 | 0.19147 | 0.31762 | 0.31762 | 0.15567 | 0.19148 | 0.14516 | 0.14516 | 0.15284 | 0.14128 | 1 | 1 | 1 | 0.99989 | 124.8712 | 0 | 0 | 0 | 52664733.99 | 0 | 0 | 0 | 6282084.3512 | 52664733.99 | 3103500.876 | 527.1908 | 5.1269 | 447.8173 | 309.7124 | 3099399.37
146 | HAY | 1 | 2016 | 2014 | 0.3285 | 0.0033052 | 0.18209 | 0.48611 | 230.5472 | 95.1215 | 77.0508 | 71.938 | 416808.917 | 10164.315 | 691284.749 | 1976653.51 | 1313.4875 | 292521556.2 | 222706 | 47.374 | 55282.0331 | 0.00021272 | 4.351 | 4.351 | 4.8129 | 3.5767 | 135.4257 | 0 | 0 | 0 | 56446644.95 | 0 | 0 | 0 | 90.7705 | 90.7705 | 72.2378 | 68.3613 | 95.1215 | 95.1215 | 77.0508 | 71.938 | 96094129.75 | 966844.7772 | 53264020.82 | 142196560.9 | 1.0781 | 1.0781 | 1.0668 | 1.043 | 1.0781 | 1.0781 | 1.0668 | 1.043 | 1.0418 | 1.0418 | 1.0519 | 1.0194 | 0.31762 | 0.31762 | 0.15567 | 0.19147 | 0.31762 | 0.31762 | 0.15567 | 0.19148 | 0.14516 | 0.14516 | 0.15284 | 0.14128 | 1 | 1 | 1 | 0.99989 | 138.7734 | 0 | 0 | 0 | 57842010.4 | 0 | 0 | 0 | 6052984.9141 | 57842010.4 | 3094911.491 | 521.0111 | 12.7054 | 449.6161 | 307.7701 | 3084747.176
147 | HAY | 1 | 2017 | 2015 | 0.32577 | 0.006487 | 0.16876 | 0.49898 | 234.7628 | 75.909 | 71.7744 | 74.4574 | 406605.189 | 25040.347 | 688964.441 | 1963655.944 | 1307.1817 | 293015224.6 | 224158 | 59.922 | 56346.8353 | 0.00026732 | 2.5438 | 2.5438 | 1.4168 | 1.1554 | 158.8538 | 0 | 0 | 0 | 64590783.28 | 0 | 0 | 0 | 73.3651 | 73.3651 | 70.3576 | 73.302 | 75.909 | 75.909 | 71.7744 | 74.4574 | 95455757.97 | 1900786.555 | 49450035.75 | 146208644.3 | 1.0781 | 1.0781 | 1.0668 | 1.043 | 1.0781 | 1.0781 | 1.0668 | 1.043 | 1.0418 | 1.0418 | 1.0519 | 1.0194 | 0.31762 | 0.31762 | 0.15567 | 0.19147 | 0.31762 | 0.31762 | 0.15567 | 0.19148 | 0.14516 | 0.14516 | 0.15284 | 0.14128 | 1 | 1 | 1 | 0.99989 | 147.0038 | 0 | 0 | 0 | 59772521.78 | 0 | 0 | 0 | 5881221.3431 | 59772521.78 | 3084265.921 | 508.2565 | 31.3004 | 448.107 | 305.7464 | 3059225.574
148 | HAY | 1 | 2018 | 2016 | 0.35298 | 0.0071594 | 0.16502 | 0.47485 | 230.5346 | 82.791 | 63.2565 | 62.86 | 398943.836 | 22531.811 | 679720.222 | 1968250.851 | 1156.2623 | 260556760.9 | 225344 | 61.008 | 57834.7117 | 0.00027073 | 7.3071 | 7.3071 | 1.4575 | 1.8882 | 147.7436 | 0 | 0 | 0 | 58941402.57 | 0 | 0 | 0 | 75.4839 | 75.4839 | 61.799 | 60.9718 | 82.791 | 82.791 | 63.2565 | 62.86 | 91970357.65 | 1865430.936 | 42996715.2 | 123724257.1 | 1.0781 | 1.0781 | 1.0668 | 1.043 | 1.0781 | 1.0781 | 1.0668 | 1.043 | 1.0418 | 1.0418 | 1.0519 | 1.0194 | 0.31762 | 0.31762 | 0.15567 | 0.19147 | 0.31762 | 0.31762 | 0.15567 | 0.19148 | 0.14516 | 0.14516 | 0.15284 | 0.14128 | 1 | 1 | 1 | 0.99989 | 155.4178 | 0 | 0 | 0 | 62002969.81 | 0 | 0 | 0 | 5161288.2721 | 62002969.81 | 3069446.72 | 498.6798 | 28.1648 | 442.0945 | 306.4618 | 3046914.909
149 | HAY | 1 | 2019 | 2017 | 0.40197 | 0.011138 | 0.19363 | 0.39326 | 285.7352 | 134.3601 | 81.4409 | 57.2282 | 405659.476 | 23904.348 | 685583.596 | 1981549.508 | 1271.5204 | 288357944.7 | 226782 | 58.172 | 57981.63 | 0.00025651 | 4.8216 | 4.8216 | 2.7111 | 2.4175 | 151.3751 | 0 | 0 | 0 | 61406746.15 | 0 | 0 | 0 | 129.5385 | 129.5385 | 78.7298 | 54.8106 | 134.3601 | 134.3601 | 81.4409 | 57.2282 | 115911185.9 | 3211790.117 | 55834528.71 | 113400440 | 1.0781 | 1.0781 | 1.0668 | 1.043 | 1.0781 | 1.0781 | 1.0668 | 1.043 | 1.0418 | 1.0418 | 1.0519 | 1.0194 | 0.31762 | 0.31762 | 0.15567 | 0.19147 | 0.31762 | 0.31762 | 0.15567 | 0.19148 | 0.14516 | 0.14516 | 0.15284 | 0.14128 | 1 | 1 | 1 | 0.99989 | 150.6425 | 0 | 0 | 0 | 61109567.7 | 0 | 0 | 0 | 6191925.2851 | 61109567.7 | 3096696.928 | 507.0743 | 29.8804 | 445.908 | 308.5324 | 3072792.58
228 | HAY | 1 | 2020 | 2018 | 0.31826 | 0.0091505 | 0.20669 | 0.4659 | 289.1309 | 140.3127 | 109.654 | 85.3352 | 399985.9659 | 23008.9463 | 665037.8426 | 1926258.3605 | 1549.4389 | 352816059.1949 | 227705.699 | 58.172 | 58562.1047 | 0.00025547 | 10.165 | 10.165 | 6.8661 | 3.521 | 148.8182 | 0 | 0 | 0 | 56162730.4443 | 0 | 0 | 0 | 130.1478 | 130.1478 | 102.7879 | 81.8142 | 140.3127 | 140.3127 | 109.654 | 85.3352 | 112285847.868 | 3228447.7536 | 72924045.9438 | 164377717.6295 | 1.0761 | 1.0761 | 1.0626 | 1.0393 | 1.0761 | 1.0761 | 1.0626 | 1.0393 | 1.0399 | 1.0399 | 1.0478 | 1.0157 | 0.31762 | 0.31762 | 0.15567 | 0.19147 | 0.31762 | 0.31762 | 0.15567 | 0.19148 | 0.14516 | 0.14516 | 0.15284 | 0.14128 | 1 | 1 | 1 | 0.99989 | 158.4848 | 0 | 0 | 0 | 64290867.4449 | 0 | 0 | 0 | 7215949.9568 | 64290867.4449 | 3014291.1152 | 499.9825 | 28.7612 | 432.5449 | 299.9235 | 2991282.169
250 | HAY | 1 | 2021 | 2019 | 0.32157 | 0.0090977 | 0.20563 | 0.4637 | 281.4419 | 140.0576 | 109.2268 | 85.0257 | 402563.8379 | 23081.1657 | 668934.2187 | 1937871.882 | 1554.1571 | 355331853.0257 | 228633.1602 | 58.172 | 59148.3907 | 0.00025443 | 9.9098 | 9.9098 | 6.4389 | 3.2115 | 141.3843 | 0 | 0 | 0 | 57882598.2012 | 0 | 0 | 0 | 130.1478 | 130.1478 | 102.7879 | 81.8142 | 140.0576 | 140.0576 | 109.2268 | 85.0257 | 114264725.0611 | 3232692.7772 | 73065531.6086 | 164768903.5787 | 1.077 | 1.077 | 1.0635 | 1.0401 | 1.077 | 1.077 | 1.0635 | 1.0401 | 1.0408 | 1.0408 | 1.0486 | 1.0165 | 0.31762 | 0.31762 | 0.15567 | 0.19147 | 0.31762 | 0.31762 | 0.15567 | 0.19148 | 0.14516 | 0.14516 | 0.15284 | 0.14128 | 1 | 1 | 1 | 0.99989 | 148.8182 | 0 | 0 | 0 | 59525184.4548 | 0 | 0 | 0 | 7375931.0117 | 59525184.4548 | 3032451.1043 | 503.2048 | 28.8515 | 435.0792 | 301.7317 | 3009369.9386
272 | HAY | 1 | 2022 | 2020 | 0.31678 | 0.0091417 | 0.20706 | 0.46702 | 276.6997 | 140.175 | 109.31 | 85.0923 | 404943.4392 | 23153.949 | 672528.8087 | 1948549.2721 | 1546.5439 | 355031430.373 | 229564.3991 | 58.172 | 59740.5462 | 0.00025339 | 10.0272 | 10.0272 | 6.5221 | 3.2781 | 136.5247 | 0 | 0 | 0 | 55702183.6915 | 0 | 0 | 0 | 130.1478 | 130.1478 | 102.7879 | 81.8142 | 140.175 | 140.175 | 109.31 | 85.0923 | 112465110.1172 | 3245603.6438 | 73514106.819 | 165806609.7931 | 1.0779 | 1.0779 | 1.0642 | 1.0408 | 1.0779 | 1.0779 | 1.0642 | 1.0408 | 1.0416 | 1.0416 | 1.0494 | 1.0172 | 0.31762 | 0.31762 | 0.15567 | 0.19147 | 0.31762 | 0.31762 | 0.15567 | 0.19148 | 0.14516 | 0.14516 | 0.15284 | 0.14128 | 1 | 1 | 1 | 0.99989 | 141.3843 | 0 | 0 | 0 | 56916191.3879 | 0 | 0 | 0 | 7523952.8819 | 56916191.3879 | 3049175.4689 | 506.1793 | 28.9424 | 437.4171 | 303.3942 | 3026021.52
294 | HAY | 1 | 2023 | 2021 | 0.31523 | 0.0091582 | 0.20753 | 0.46809 | 274.9575 | 140.2827 | 109.3863 | 85.1533 | 407091.57 | 23262.0339 | 676006.5819 | 1958690.4417 | 1545.864 | 356320766.7715 | 230499.4309 | 58.172 | 60338.6299 | 0.00025236 | 10.1349 | 10.1349 | 6.5984 | 3.3391 | 134.6749 | 0 | 0 | 0 | 55214805.3035 | 0 | 0 | 0 | 130.1478 | 130.1478 | 102.7879 | 81.8142 | 140.2827 | 140.2827 | 109.3863 | 85.1533 | 112322696.4319 | 3263260.1599 | 73945882.3546 | 166788927.8251 | 1.0786 | 1.0786 | 1.0649 | 1.0415 | 1.0786 | 1.0786 | 1.0649 | 1.0415 | 1.0423 | 1.0423 | 1.0501 | 1.0179 | 0.31762 | 0.31762 | 0.15567 | 0.19147 | 0.31762 | 0.31762 | 0.15567 | 0.19148 | 0.14516 | 0.14516 | 0.15284 | 0.14128 | 1 | 1 | 1 | 0.99989 | 136.5247 | 0 | 0 | 0 | 55284800.9175 | 0 | 0 | 0 | 7664212.7026 | 55284800.9175 | 3065050.6275 | 508.8645 | 29.0775 | 439.6791 | 304.9732 | 3041788.5935
316 | HAY | 1 | 2024 | 2022 | 0.18399 | 0.0095092 | 0.24042 | 0.56609 | 157.7747 | 157.7747 | 126.8551 | 102.6062 | 414832.177 | 21440.3537 | 674194.1962 | 1962611.9715 | 1537.0571 | 355733840.418 | 231438.2713 | 58.172 | 60942.7014 | 0.00025133 | 10.2317 | 10.2317 | 6.672 | 3.3967 | 17.3953 | 17.3953 | 17.3953 | 17.3953 | 7081465.9687 | 404649.258 | 11759314.0146 | 34071940.3895 | 130.1478 | 130.1478 | 102.7879 | 81.8142 | 140.3794 | 140.3794 | 109.4599 | 85.2109 | 65450011.58 | 3382744.8242 | 85524996.3867 | 201376087.6271 | 1.0813 | 1.0813 | 1.0645 | 1.0418 | 1.0813 | 1.0813 | 1.0645 | 1.0418 | 1.0449 | 1.0449 | 1.0497 | 1.0182 | 0.31762 | 0.31762 | 0.15567 | 0.19147 | 0.31762 | 0.31762 | 0.15567 | 0.19148 | 0.14516 | 0.14516 | 0.15284 | 0.14128 | 1 | 1 | 1 | 0.99989 | 17.3953 | 17.3953 | 17.3953 | 17.3953 | 7081465.9687 | 404649.258 | 11759314.0146 | 34071940.3895 | 7785302.8745 | 53317369.6307 | 3073078.6984 | 518.5402 | 26.8004 | 438.5003 | 305.5838 | 3051638.3447
338 | HAY | 1 | 2025 | 2023 | 0.18438 | 0.0095322 | 0.24026 | 0.56583 | 157.9563 | 157.9563 | 126.6516 | 102.463 | 417032.3491 | 21560.3112 | 677750.6736 | 1972966.9378 | 1537.4446 | 357272805.9067 | 232380.9355 | 58.172 | 61552.8203 | 0.00025031 | 10.5787 | 10.5787 | 6.6338 | 3.4189 | 17.2299 | 17.2299 | 17.2299 | 17.2299 | 7147522.3182 | 369415.4293 | 11616307.3431 | 33815633.5153 | 130.1478 | 130.1478 | 102.7879 | 81.8142 | 140.7264 | 140.7264 | 109.4217 | 85.2331 | 65872895.9344 | 3405587.453 | 85838229.6113 | 202156092.908 | 1.082 | 1.082 | 1.0653 | 1.0425 | 1.082 | 1.082 | 1.0653 | 1.0425 | 1.0456 | 1.0456 | 1.0504 | 1.0189 | 0.31762 | 0.31762 | 0.15567 | 0.19147 | 0.31762 | 0.31762 | 0.15567 | 0.19148 | 0.14516 | 0.14516 | 0.15284 | 0.14128 | 1 | 1 | 1 | 0.99989 | 17.2299 | 17.2299 | 17.2299 | 17.2299 | 7147522.3182 | 369415.4293 | 11616307.3431 | 33815633.5153 | 7929768.9809 | 52948878.606 | 3089310.2717 | 521.2904 | 26.9504 | 440.8134 | 307.1961 | 3067749.9605
360 | HAY | 1 | 2026 | 2024 | 0.18447 | 0.0095362 | 0.2403 | 0.56569 | 157.844 | 157.844 | 126.5173 | 102.3121 | 419252.482 | 21672.8712 | 681346.0232 | 1983456.6743 | 1537.4574 | 358730990.81 | 233327.4394 | 58.172 | 62169.0474 | 0.00024929 | 10.6757 | 10.6757 | 6.7089 | 3.4773 | 17.0205 | 17.0205 | 17.0205 | 17.0205 | 7098108.5104 | 366967.7633 | 11535670.6379 | 33580928.2957 | 130.1478 | 130.1478 | 102.7879 | 81.8142 | 140.8234 | 140.8234 | 109.4968 | 85.2915 | 66176472.302 | 3420931.8322 | 86202046.0979 | 202931540.5779 | 1.0828 | 1.0828 | 1.066 | 1.0432 | 1.0828 | 1.0828 | 1.066 | 1.0432 | 1.0463 | 1.0463 | 1.0511 | 1.0196 | 0.31762 | 0.31762 | 0.15567 | 0.19147 | 0.31762 | 0.31762 | 0.15567 | 0.19148 | 0.14516 | 0.14516 | 0.15284 | 0.14128 | 1 | 1 | 1 | 0.99989 | 17.0205 | 17.0205 | 17.0205 | 17.0205 | 7098108.5104 | 366967.7633 | 11535670.6379 | 33580928.2957 | 8076536.5743 | 52581675.2073 | 3105728.0507 | 524.0656 | 27.0911 | 443.1519 | 308.8294 | 3084055.1795
382 | HAY | 1 | 2027 | 2025 | 0.18448 | 0.0095373 | 0.2403 | 0.56568 | 157.9281 | 157.9281 | 126.5794 | 102.3577 | 421401.7307 | 21785.1382 | 684838.5537 | 1993623.5828 | 1539.7993 | 360740792.4406 | 234277.7984 | 58.172 | 62791.4438 | 0.00024827 | 10.7731 | 10.7731 | 6.7844 | 3.5363 | 17.0072 | 17.0072 | 17.0072 | 17.0072 | 7130301.0221 | 368594.3492 | 11587772.1772 | 33732998.0387 | 130.1478 | 130.1478 | 102.7879 | 81.8142 | 140.9209 | 140.9209 | 109.5723 | 85.3505 | 66551164.1508 | 3440484.9417 | 86686485.2593 | 204062658.0889 | 1.0835 | 1.0835 | 1.0667 | 1.0439 | 1.0835 | 1.0835 | 1.0667 | 1.0439 | 1.047 | 1.047 | 1.0518 | 1.0203 | 0.31762 | 0.31762 | 0.15567 | 0.19147 | 0.31762 | 0.31762 | 0.15567 | 0.19148 | 0.14516 | 0.14516 | 0.15284 | 0.14128 | 1 | 1 | 1 | 0.99989 | 17.0072 | 17.0072 | 17.0072 | 17.0072 | 7130301.0221 | 368594.3492 | 11587772.1772 | 33732998.0387 | 8219419.6569 | 52819665.5873 | 3121649.0053 | 526.7522 | 27.2314 | 445.4234 | 310.4124 | 3099863.8671
404 | HAY | 1 | 2028 | 2026 | 0.18443 | 0.0095359 | 0.24028 | 0.56576 | 158.1687 | 158.1687 | 126.7992 | 102.5613 | 423495.2502 | 21897.2585 | 688250.7245 | 2003537.1922 | 1544.0162 | 363202073.682 | 235232.0282 | 58.172 | 63420.0712 | 0.00024726 | 10.8671 | 10.8671 | 6.8574 | 3.5932 | 17.1539 | 17.1539 | 17.1539 | 17.1539 | 7228679.8201 | 373699.9102 | 11747646.6585 | 34198403.8352 | 130.1478 | 130.1478 | 102.7879 | 81.8142 | 141.0148 | 141.0148 | 109.6453 | 85.4074 | 66983695.0361 | 3463461.0132 | 87269626.1096 | 205485291.5231 | 1.0842 | 1.0842 | 1.0674 | 1.0446 | 1.0842 | 1.0842 | 1.0674 | 1.0446 | 1.0477 | 1.0477 | 1.0525 | 1.0209 | 0.31762 | 0.31762 | 0.15567 | 0.19147 | 0.31762 | 0.31762 | 0.15567 | 0.19148 | 0.14516 | 0.14516 | 0.15284 | 0.14128 | 1 | 1 | 1 | 0.99989 | 17.1539 | 17.1539 | 17.1539 | 17.1539 | 7228679.8201 | 373699.9102 | 11747646.6585 | 34198403.8352 | 8359337.0784 | 53548430.2239 | 3137180.4254 | 529.3691 | 27.3716 | 447.6427 | 311.956 | 3115283.1668
426 | HAY | 1 | 2029 | 2027 | 0.18444 | 0.0095369 | 0.24028 | 0.56575 | 158.2478 | 158.2478 | 126.8582 | 102.6045 | 425667.4781 | 22010.6703 | 691780.679 | 2013812.9852 | 1546.3318 | 365228341.2439 | 236190.1447 | 58.172 | 64054.992 | 0.00024625 | 10.9581 | 10.9581 | 6.9284 | 3.6484 | 17.1419 | 17.1419 | 17.1419 | 17.1419 | 7259511.2917 | 375360.516 | 11797921.9467 | 34344425.0301 | 130.1478 | 130.1478 | 102.7879 | 81.8142 | 141.1059 | 141.1059 | 109.7163 | 85.4626 | 67360933.6626 | 3483139.7298 | 87758052.0845 | 206626215.7669 | 1.0849 | 1.0849 | 1.0681 | 1.0453 | 1.0849 | 1.0849 | 1.0681 | 1.0453 | 1.0484 | 1.0484 | 1.0532 | 1.0216 | 0.31762 | 0.31762 | 0.15567 | 0.19147 | 0.31762 | 0.31762 | 0.15567 | 0.19148 | 0.14516 | 0.14516 | 0.15284 | 0.14128 | 1 | 1 | 1 | 0.99989 | 17.1419 | 17.1419 | 17.1419 | 17.1419 | 7259511.2917 | 375360.516 | 11797921.9467 | 34344425.0301 | 8504916.0845 | 53777218.7844 | 3153271.8127 | 532.0843 | 27.5133 | 449.9387 | 313.5559 | 3131261.1423
448 | HAY | 1 | 2030 | 2028 | 0.18445 | 0.009538 | 0.24029 | 0.56573 | 158.3254 | 158.3254 | 126.9149 | 102.645 | 427851.9186 | 22124.6947 | 695330.216 | 2024146.2327 | 1548.6219 | 367259039.7567 | 237152.1637 | 58.172 | 64696.2692 | 0.00024525 | 11.0522 | 11.0522 | 7.0016 | 3.7054 | 17.1255 | 17.1255 | 17.1255 | 17.1255 | 7289750.4674 | 376942.8078 | 11847060.8795 | 34487469.4551 | 130.1478 | 130.1478 | 102.7879 | 81.8142 | 141.2 | 141.2 | 109.7895 | 85.5196 | 67739840.4381 | 3502901.8753 | 88247776.4931 | 207768520.9502 | 1.0856 | 1.0856 | 1.0688 | 1.046 | 1.0856 | 1.0856 | 1.0688 | 1.046 | 1.0491 | 1.0491 | 1.0539 | 1.0223 | 0.31762 | 0.31762 | 0.15567 | 0.19147 | 0.31762 | 0.31762 | 0.15567 | 0.19148 | 0.14516 | 0.14516 | 0.15284 | 0.14128 | 1 | 1 | 1 | 0.99989 | 17.1255 | 17.1255 | 17.1255 | 17.1255 | 7289750.4674 | 376942.8078 | 11847060.8795 | 34487469.4551 | 8651904.5068 | 54001223.6099 | 3169453.062 | 534.8149 | 27.6559 | 452.2473 | 315.1648 | 3147328.3673
470 | HAY | 1 | 2031 | 2029 | 0.18446 | 0.0095391 | 0.24029 | 0.56571 | 158.4015 | 158.4015 | 126.97 | 102.6839 | 430048.2842 | 22239.3175 | 698899.0182 | 2034535.7737 | 1550.8955 | 369296299.5614 | 238118.1011 | 58.172 | 65343.9665 | 0.00024425 | 11.1464 | 11.1464 | 7.0748 | 3.7624 | 17.1073 | 17.1073 | 17.1073 | 17.1073 | 7319390.9266 | 378493.7791 | 11895222.2788 | 34627675.9008 | 130.1478 | 130.1478 | 102.7879 | 81.8142 | 141.2942 | 141.2942 | 109.8627 | 85.5766 | 68120282.2633 | 3522740.6798 | 88739202.4069 | 208914074.2115 | 1.0864 | 1.0864 | 1.0695 | 1.0467 | 1.0864 | 1.0864 | 1.0695 | 1.0467 | 1.0498 | 1.0498 | 1.0546 | 1.023 | 0.31762 | 0.31762 | 0.15567 | 0.19147 | 0.31762 | 0.31762 | 0.15567 | 0.19148 | 0.14516 | 0.14516 | 0.15284 | 0.14128 | 1 | 1 | 1 | 0.99989 | 17.1073 | 17.1073 | 17.1073 | 17.1073 | 7319390.9266 | 378493.7791 | 11895222.2788 | 34627675.9008 | 8800293.2377 | 54220782.8853 | 3185722.3936 | 537.5604 | 27.7991 | 454.5685 | 316.7825 | 3163483.0761
492 | HAY | 1 | 2032 | 2030 | 0.18437 | 0.0095367 | 0.24026 | 0.56583 | 158.7088 | 158.7088 | 127.2564 | 102.9541 | 432156.3726 | 22353.4728 | 702339.399 | 2044522.8612 | 1555.9286 | 372003824.5438 | 239087.9728 | 58.172 | 65998.1481 | 0.00024326 | 11.2407 | 11.2407 | 7.1481 | 3.8195 | 17.3204 | 17.3204 | 17.3204 | 17.3204 | 7448591.9687 | 385193.0301 | 12105184.0113 | 35238896.1443 | 130.1478 | 130.1478 | 102.7879 | 81.8142 | 141.3885 | 141.3885 | 109.936 | 85.6337 | 68587032.1429 | 3547693.5048 | 89377153.6671 | 210491945.2289 | 1.0871 | 1.0871 | 1.0702 | 1.0474 | 1.0871 | 1.0871 | 1.0702 | 1.0474 | 1.0505 | 1.0505 | 1.0553 | 1.0236 | 0.31762 | 0.31762 | 0.15567 | 0.19147 | 0.31762 | 0.31762 | 0.15567 | 0.19148 | 0.14516 | 0.14516 | 0.15284 | 0.14128 | 1 | 1 | 1 | 0.99989 | 17.3204 | 17.3204 | 17.3204 | 17.3204 | 7448591.9687 | 385193.0301 | 12105184.0113 | 35238896.1443 | 8943547.0625 | 55177865.1544 | 3201372.1056 | 540.1955 | 27.9418 | 456.8061 | 318.3375 | 3179018.6328
514 | HAY | 1 | 2033 | 2031 | 0.18423 | 0.0095326 | 0.24021 | 0.56603 | 159.1268 | 159.1268 | 127.6545 | 103.3365 | 434226.7182 | 22467.6832 | 705726.0003 | 2054339.1321 | 1562.305 | 375049731.0652 | 240061.7948 | 58.172 | 66658.879 | 0.00024226 | 11.3308 | 11.3308 | 7.2185 | 3.8742 | 17.6482 | 17.6482 | 17.6482 | 17.6482 | 7626778.1655 | 394498.3551 | 12395019.7943 | 36082129.7687 | 130.1478 | 130.1478 | 102.7879 | 81.8142 | 141.4786 | 141.4786 | 110.0063 | 85.6884 | 69097090.5285 | 3575209.6244 | 90089126.7015 | 212288304.2108 | 1.0877 | 1.0877 | 1.0709 | 1.048 | 1.0877 | 1.0877 | 1.0709 | 1.048 | 1.0511 | 1.0511 | 1.056 | 1.0243 | 0.31762 | 0.31762 | 0.15567 | 0.19147 | 0.31762 | 0.31762 | 0.15567 | 0.19148 | 0.14516 | 0.14516 | 0.15284 | 0.14128 | 1 | 1 | 1 | 0.99989 | 17.6482 | 17.6482 | 17.6482 | 17.6482 | 7626778.1655 | 394498.3551 | 12395019.7943 | 36082129.7687 | 9084913.0773 | 56498426.0836 | 3216759.5339 | 542.7834 | 28.0846 | 459.0088 | 319.866 | 3194291.8507
536 | HAY | 1 | 2034 | 2032 | 0.18422 | 0.0095329 | 0.2402 | 0.56604 | 159.2494 | 159.2494 | 127.7581 | 103.4246 | 436434.8397 | 22583.8304 | 709317.4674 | 2064787.9801 | 1565.176 | 377269373.8755 | 241039.5833 | 58.172 | 67326.2246 | 0.00024128 | 11.4189 | 11.4189 | 7.2874 | 3.9276 | 17.6828 | 17.6828 | 17.6828 | 17.6828 | 7678329.3724 | 397290.7812 | 12479187.6004 | 36326397.7977 | 130.1478 | 130.1478 | 102.7879 | 81.8142 | 141.5667 | 141.5667 | 110.0753 | 85.7418 | 69502006.6676 | 3596462.4954 | 90621030.7441 | 213549873.9683 | 1.0885 | 1.0885 | 1.0716 | 1.0487 | 1.0885 | 1.0885 | 1.0716 | 1.0487 | 1.0518 | 1.0518 | 1.0567 | 1.0249 | 0.31762 | 0.31762 | 0.15567 | 0.19147 | 0.31762 | 0.31762 | 0.15567 | 0.19148 | 0.14516 | 0.14516 | 0.15284 | 0.14128 | 1 | 1 | 1 | 0.99989 | 17.6828 | 17.6828 | 17.6828 | 17.6828 | 7678329.3724 | 397290.7812 | 12479187.6004 | 36326397.7977 | 9235904.9435 | 56881205.5516 | 3233124.1176 | 545.5435 | 28.2298 | 461.3447 | 321.4929 | 3210540.2871
558 | HAY | 1 | 2035 | 2033 | 0.18422 | 0.0095333 | 0.2402 | 0.56605 | 159.3692 | 159.3692 | 127.8571 | 103.5075 | 438656.3418 | 22700.6269 | 712930.1962 | 2075299.5426 | 1567.9947 | 379488208.1389 | 242021.3544 | 58.172 | 68000.2513 | 0.0002403 | 11.5125 | 11.5125 | 7.3602 | 3.9843 | 17.7089 | 17.7089 | 17.7089 | 17.7089 | 7728791.2398 | 399935.3279 | 12561248.8509 | 36565172.6253 | 130.1478 | 130.1478 | 102.7879 | 81.8142 | 141.6603 | 141.6603 | 110.1481 | 85.7985 | 69908306.0169 | 3617780.5263 | 91153152.4474 | 214808969.1483 | 1.0892 | 1.0892 | 1.0723 | 1.0494 | 1.0892 | 1.0892 | 1.0723 | 1.0494 | 1.0525 | 1.0525 | 1.0574 | 1.0256 | 0.31762 | 0.31762 | 0.15567 | 0.19147 | 0.31762 | 0.31762 | 0.15567 | 0.19148 | 0.14516 | 0.14516 | 0.15284 | 0.14128 | 1 | 1 | 1 | 0.99989 | 17.7089 | 17.7089 | 17.7089 | 17.7089 | 7728791.2398 | 399935.3279 | 12561248.8509 | 36565172.6253 | 9388405.4336 | 57255148.044 | 3249586.7074 | 548.3204 | 28.3758 | 463.6944 | 323.1296 | 3226886.0805
580 | HAY | 1 | 2036 | 2034 | 0.18421 | 0.0095338 | 0.2402 | 0.56606 | 159.4857 | 159.4857 | 127.9527 | 103.587 | 440890.6182 | 22818.0434 | 716563.4842 | 2085871.3266 | 1570.7783 | 381710318.1062 | 243007.1243 | 58.172 | 68681.026 | 0.00023932 | 11.6062 | 11.6062 | 7.4332 | 4.0411 | 17.7317 | 17.7317 | 17.7317 | 17.7317 | 7778117.6983 | 402520.4492 | 12641456.3025 | 36798565.4467 | 130.1478 | 130.1478 | 102.7879 | 81.8142 | 141.754 | 141.754 | 110.2211 | 85.8553 | 70315746.2469 | 3639151.496 | 91686266.6251 | 216069153.7383 | 1.0899 | 1.0899 | 1.073 | 1.0501 | 1.0899 | 1.0899 | 1.073 | 1.0501 | 1.0532 | 1.0532 | 1.0581 | 1.0263 | 0.31762 | 0.31762 | 0.15567 | 0.19147 | 0.31762 | 0.31762 | 0.15567 | 0.19148 | 0.14516 | 0.14516 | 0.15284 | 0.14128 | 1 | 1 | 1 | 0.99989 | 17.7317 | 17.7317 | 17.7317 | 17.7317 | 7778117.6983 | 402520.4492 | 12641456.3025 | 36798565.4467 | 9542386.7202 | 57620659.8967 | 3266143.4725 | 551.1133 | 28.5226 | 466.0576 | 324.7756 | 3243325.429
602 | HAY | 1 | 2037 | 2035 | 0.18421 | 0.0095343 | 0.2402 | 0.56606 | 159.5991 | 159.5991 | 128.0453 | 103.6634 | 443137.67 | 22936.0824 | 720217.343 | 2096503.3478 | 1573.5287 | 383936132.8067 | 243996.9094 | 58.172 | 69368.6161 | 0.00023834 | 11.7001 | 11.7001 | 7.5062 | 4.098 | 17.7513 | 17.7513 | 17.7513 | 17.7513 | 7826359.8281 | 405048.8062 | 12719897.9423 | 37026824.5301 | 130.1478 | 130.1478 | 102.7879 | 81.8142 | 141.8479 | 141.8479 | 110.2941 | 85.9122 | 70724381.3823 | 3660578.5239 | 92220469.2349 | 217330703.6655 | 1.0906 | 1.0906 | 1.0737 | 1.0508 | 1.0906 | 1.0906 | 1.0737 | 1.0508 | 1.0539 | 1.0539 | 1.0588 | 1.027 | 0.31762 | 0.31762 | 0.15567 | 0.19147 | 0.31762 | 0.31762 | 0.15567 | 0.19148 | 0.14516 | 0.14516 | 0.15284 | 0.14128 | 1 | 1 | 1 | 0.99989 | 17.7513 | 17.7513 | 17.7513 | 17.7513 | 7826359.8281 | 405048.8062 | 12719897.9423 | 37026824.5301 | 9697856.7554 | 57978131.1068 | 3282794.4432 | 553.9221 | 28.6701 | 468.434 | 326.431 | 3259858.3608
624 | HAY | 1 | 2038 | 2036 | 0.18421 | 0.0095349 | 0.2402 | 0.56606 | 159.7096 | 159.7096 | 128.135 | 103.7369 | 445397.5059 | 23054.7463 | 723891.7941 | 2107195.6546 | 1576.2476 | 386166037.1701 | 244990.7259 | 58.172 | 70063.0899 | 0.00023737 | 11.7941 | 11.7941 | 7.5793 | 4.1549 | 17.7678 | 17.7678 | 17.7678 | 17.7678 | 7873565.949 | 407522.9201 | 12796652.4418 | 37250178.6393 | 130.1478 | 130.1478 | 102.7879 | 81.8142 | 141.9419 | 141.9419 | 110.3672 | 85.9691 | 71134264.3642 | 3682064.6655 | 92755845.8306 | 218593862.3098 | 1.0913 | 1.0913 | 1.0744 | 1.0515 | 1.0913 | 1.0913 | 1.0744 | 1.0515 | 1.0546 | 1.0546 | 1.0595 | 1.0277 | 0.31762 | 0.31762 | 0.15567 | 0.19147 | 0.31762 | 0.31762 | 0.15567 | 0.19148 | 0.14516 | 0.14516 | 0.15284 | 0.14128 | 1 | 1 | 1 | 0.99989 | 17.7678 | 17.7678 | 17.7678 | 17.7678 | 7873565.949 | 407522.9201 | 12796652.4418 | 37250178.6393 | 9854823.9704 | 58327919.9501 | 3299539.701 | 556.7469 | 28.8184 | 470.8239 | 328.0959 | 3276484.9547
646 | HAY | 1 | 2039 | 2037 | 0.18421 | 0.0095356 | 0.2402 | 0.56606 | 159.8173 | 159.8173 | 128.2218 | 103.8075 | 447670.1375 | 23174.0379 | 727586.8637 | 2117948.3095 | 1578.9366 | 388400400.1814 | 245988.5902 | 58.172 | 70764.5163 | 0.0002364 | 11.8882 | 11.8882 | 7.6525 | 4.2119 | 17.7814 | 17.7814 | 17.7814 | 17.7814 | 7919781.9447 | 409945.1863 | 12871794.4853 | 37468844.9691 | 130.1478 | 130.1478 | 102.7879 | 81.8142 | 142.036 | 142.036 | 110.4404 | 86.0261 | 71545446.1723 | 3703612.8597 | 93292478.5003 | 219858862.6491 | 1.0921 | 1.0921 | 1.0752 | 1.0522 | 1.0921 | 1.0921 | 1.0752 | 1.0522 | 1.0553 | 1.0553 | 1.0602 | 1.0283 | 0.31762 | 0.31762 | 0.15567 | 0.19147 | 0.31762 | 0.31762 | 0.15567 | 0.19148 | 0.14516 | 0.14516 | 0.15284 | 0.14128 | 1 | 1 | 1 | 0.99989 | 17.7814 | 17.7814 | 17.7814 | 17.7814 | 7919781.9447 | 409945.1863 | 12871794.4853 | 37468844.9691 | 10013297.0023 | 58670366.5853 | 3316379.3485 | 559.5877 | 28.9675 | 473.2272 | 329.7701 | 3293205.3107
668 | HAY | 1 | 2040 | 2038 | 0.18421 | 0.0095362 | 0.2402 | 0.56606 | 159.9224 | 159.9224 | 128.3059 | 103.8754 | 449955.5791 | 23293.9597 | 731302.5823 | 2128761.3875 | 1581.5975 | 390639575.8549 | 246990.519 | 58.172 | 71472.9649 | 0.00023544 | 11.9824 | 11.9824 | 7.7258 | 4.269 | 17.7922 | 17.7922 | 17.7922 | 17.7922 | 7965051.3837 | 412317.8806 | 12945394.9918 | 37683029.7584 | 130.1478 | 130.1478 | 102.7879 | 81.8142 | 142.1302 | 142.1302 | 110.5137 | 86.0832 | 71957975.9167 | 3725225.9352 | 93830446.0795 | 221125927.9236 | 1.0928 | 1.0928 | 1.0759 | 1.0529 | 1.0928 | 1.0928 | 1.0759 | 1.0529 | 1.056 | 1.056 | 1.0609 | 1.029 | 0.31762 | 0.31762 | 0.15567 | 0.19147 | 0.31762 | 0.31762 | 0.15567 | 0.19148 | 0.14516 | 0.14516 | 0.15284 | 0.14128 | 1 | 1 | 1 | 0.99989 | 17.7922 | 17.7922 | 17.7922 | 17.7922 | 7965051.3837 | 412317.8806 | 12945394.9918 | 37683029.7584 | 10173284.6867 | 59005794.0145 | 3333313.5086 | 562.4445 | 29.1174 | 475.644 | 331.4537 | 3310019.5489
690 | HAY | 1 | 2041 | 2039 | 0.18421 | 0.0095369 | 0.2402 | 0.56606 | 160.025 | 160.025 | 128.3875 | 103.9408 | 452253.848 | 23414.5147 | 735038.9842 | 2139634.9763 | 1584.2315 | 392883904.0921 | 247996.5287 | 58.172 | 72188.5061 | 0.00023448 | 12.0767 | 12.0767 | 7.7992 | 4.3261 | 17.8005 | 17.8005 | 17.8005 | 17.8005 | 8009415.6493 | 414643.1653 | 13017521.3263 | 37892928.9054 | 130.1478 | 130.1478 | 102.7879 | 81.8142 | 142.2245 | 142.2245 | 110.5871 | 86.1403 | 72371900.9465 | 3746906.6161 | 94369824.3376 | 222395272.1919 | 1.0935 | 1.0935 | 1.0766 | 1.0536 | 1.0935 | 1.0935 | 1.0766 | 1.0536 | 1.0567 | 1.0567 | 1.0616 | 1.0297 | 0.31762 | 0.31762 | 0.15567 | 0.19147 | 0.31762 | 0.31762 | 0.15567 | 0.19148 | 0.14516 | 0.14516 | 0.15284 | 0.14128 | 1 | 1 | 1 | 0.99989 | 17.8005 | 17.8005 | 17.8005 | 17.8005 | 8009415.6493 | 414643.1653 | 13017521.3263 | 37892928.9054 | 10334796.0508 | 59334509.0463 | 3350342.3231 | 565.3173 | 29.2681 | 478.0741 | 333.1467 | 3326927.8084
712 | HAY | 1 | 2042 | 2040 | 0.18421 | 0.0095377 | 0.2402 | 0.56605 | 160.1251 | 160.1251 | 128.4667 | 104.0037 | 454564.9637 | 23535.7054 | 738796.1074 | 2150569.1752 | 1586.8401 | 395133711.4449 | 249006.6359 | 58.172 | 72911.2108 | 0.00023353 | 12.1712 | 12.1712 | 7.8726 | 4.3833 | 17.8062 | 17.8062 | 17.8062 | 17.8062 | 8052914.0555 | 416923.0953 | 13088237.4874 | 38098728.5154 | 130.1478 | 130.1478 | 102.7879 | 81.8142 | 142.3189 | 142.3189 | 110.6605 | 86.1975 | 72787266.9461 | 3768657.5281 | 94910686.144 | 223667100.8266 | 1.0942 | 1.0942 | 1.0773 | 1.0543 | 1.0942 | 1.0942 | 1.0773 | 1.0543 | 1.0574 | 1.0574 | 1.0623 | 1.0304 | 0.31762 | 0.31762 | 0.15567 | 0.19147 | 0.31762 | 0.31762 | 0.15567 | 0.19148 | 0.14516 | 0.14516 | 0.15284 | 0.14128 | 1 | 1 | 1 | 0.99989 | 17.8062 | 17.8062 | 17.8062 | 17.8062 | 8052914.0555 | 416923.0953 | 13088237.4874 | 38098728.5154 | 10497840.3085 | 59656803.1536 | 3367465.9517 | 568.2062 | 29.4196 | 480.5178 | 334.8492 | 3343930.2463
734 | HAY | 1 | 2043 | 2041 | 0.18421 | 0.0095385 | 0.2402 | 0.56605 | 160.223 | 160.223 | 128.5436 | 104.0643 | 456888.9484 | 23657.5348 | 742573.9939 | 2161564.0946 | 1589.4246 | 397389311.7727 | 250020.8573 | 58.172 | 73641.1508 | 0.00023258 | 12.2657 | 12.2657 | 7.9461 | 4.4406 | 17.8095 | 17.8095 | 17.8095 | 17.8095 | 8095583.9467 | 419159.6232 | 13157604.2696 | 38300605.3716 | 130.1478 | 130.1478 | 102.7879 | 81.8142 | 142.4135 | 142.4135 | 110.734 | 86.2548 | 73204118.0181 | 3790481.2032 | 95453101.6115 | 224941610.9399 | 1.095 | 1.095 | 1.078 | 1.055 | 1.095 | 1.095 | 1.078 | 1.055 | 1.0581 | 1.0581 | 1.063 | 1.0311 | 0.31762 | 0.31762 | 0.15567 | 0.19147 | 0.31762 | 0.31762 | 0.15567 | 0.19148 | 0.14516 | 0.14516 | 0.15284 | 0.14128 | 1 | 1 | 1 | 0.99989 | 17.8095 | 17.8095 | 17.8095 | 17.8095 | 8095583.9467 | 419159.6232 | 13157604.2696 | 38300605.3716 | 10662426.855 | 59972953.211 | 3384684.5718 | 571.1112 | 29.5719 | 482.975 | 336.5612 | 3361027.0369
756 | HAY | 1 | 2044 | 2042 | 0.18422 | 0.0095393 | 0.2402 | 0.56604 | 160.3187 | 160.3187 | 128.6182 | 104.1227 | 459225.8265 | 23780.0057 | 746372.6889 | 2172619.8557 | 1591.9864 | 399651006.945 | 251039.2098 | 58.172 | 74378.3985 | 0.00023163 | 12.3604 | 12.3604 | 8.0198 | 4.4979 | 17.8106 | 17.8106 | 17.8106 | 17.8106 | 8137460.8037 | 421354.6048 | 13225679.4359 | 38498727.4385 | 130.1478 | 130.1478 | 102.7879 | 81.8142 | 142.5081 | 142.5081 | 110.8076 | 86.3121 | 73622496.7723 | 3812380.0846 | 95997138.2492 | 226218991.8389 | 1.0957 | 1.0957 | 1.0787 | 1.0557 | 1.0957 | 1.0957 | 1.0787 | 1.0557 | 1.0588 | 1.0588 | 1.0637 | 1.0318 | 0.31762 | 0.31762 | 0.15567 | 0.19147 | 0.31762 | 0.31762 | 0.15567 | 0.19148 | 0.14516 | 0.14516 | 0.15284 | 0.14128 | 1 | 1 | 1 | 0.99989 | 17.8106 | 17.8106 | 17.8106 | 17.8106 | 8137460.8037 | 421354.6048 | 13225679.4359 | 38498727.4385 | 10828565.2629 | 60283222.2829 | 3401998.3768 | 574.0323 | 29.725 | 485.4457 | 338.2826 | 3378218.371
778 | HAY | 1 | 2045 | 2043 | 0.18422 | 0.0095401 | 0.2402 | 0.56603 | 160.4124 | 160.4124 | 128.6908 | 104.179 | 461575.6245 | 23903.121 | 750192.2408 | 2183736.5897 | 1594.5265 | 401919087.453 | 252061.7101 | 58.172 | 75123.027 | 0.00023069 | 12.4551 | 12.4551 | 8.0934 | 4.5553 | 17.8095 | 17.8095 | 17.8095 | 17.8095 | 8178578.3365 | 423509.8039 | 13292517.8683 | 38693254.2998 | 130.1478 | 130.1478 | 102.7879 | 81.8142 | 142.6029 | 142.6029 | 110.8813 | 86.3695 | 74042444.4029 | 3834356.5317 | 96542861.0957 | 227499425.4227 | 1.0964 | 1.0964 | 1.0795 | 1.0564 | 1.0964 | 1.0964 | 1.0795 | 1.0564 | 1.0595 | 1.0595 | 1.0644 | 1.0324 | 0.31762 | 0.31762 | 0.15567 | 0.19147 | 0.31762 | 0.31762 | 0.15567 | 0.19148 | 0.14516 | 0.14516 | 0.15284 | 0.14128 | 1 | 1 | 1 | 0.99989 | 17.8095 | 17.8095 | 17.8095 | 17.8095 | 8178578.3365 | 423509.8039 | 13292517.8683 | 38693254.2998 | 10996265.2768 | 60587860.3086 | 3419407.5761 | 576.9695 | 29.8789 | 487.9299 | 340.0135 | 3395504.455
800 | HAY | 1 | 2046 | 2044 | 0.18423 | 0.009541 | 0.24021 | 0.56602 | 160.5041 | 160.5041 | 128.7614 | 104.2333 | 463938.3713 | 24026.8837 | 754032.7014 | 2194914.4377 | 1597.0462 | 404193832.9628 | 253088.3751 | 58.172 | 75875.1102 | 0.00022975 | 12.55 | 12.55 | 8.1672 | 4.6127 | 17.8063 | 17.8063 | 17.8063 | 17.8063 | 8218968.5679 | 425626.8964 | 13358171.7036 | 38884337.5535 | 130.1478 | 130.1478 | 102.7879 | 81.8142 | 142.6977 | 142.6977 | 110.9551 | 86.4269 | 74464000.7586 | 3856412.8239 | 97090332.8398 | 228783086.5404 | 1.0972 | 1.0972 | 1.0802 | 1.0571 | 1.0972 | 1.0972 | 1.0802 | 1.0571 | 1.0602 | 1.0602 | 1.0651 | 1.0331 | 0.31762 | 0.31762 | 0.15567 | 0.19147 | 0.31762 | 0.31762 | 0.15567 | 0.19148 | 0.14516 | 0.14516 | 0.15284 | 0.14128 | 1 | 1 | 1 | 0.99989 | 17.8063 | 17.8063 | 17.8063 | 17.8063 | 8218968.5679 | 425626.8964 | 13358171.7036 | 38884337.5535 | 11165536.8105 | 60887104.7214 | 3436912.394 | 579.923 | 30.0336 | 490.4278 | 341.7539 | 3412885.5104
822 | HAY | 1 | 2047 | 2045 | 0.18424 | 0.0095419 | 0.24021 | 0.56601 | 160.5939 | 160.5939 | 128.8302 | 104.2856 | 466314.0976 | 24151.2966 | 757894.1254 | 2206153.5499 | 1599.5465 | 406475512.908 | 254119.2217 | 58.172 | 76634.7228 | 0.00022881 | 12.6449 | 12.6449 | 8.2411 | 4.6702 | 17.8012 | 17.8012 | 17.8012 | 17.8012 | 8258661.923 | 427707.4751 | 13422690.4786 | 39072121.2356 | 130.1478 | 130.1478 | 102.7879 | 81.8142 | 142.7927 | 142.7927 | 111.0289 | 86.4844 | 74887204.4175 | 3878551.1652 | 97639613.9497 | 230070143.3756 | 1.0979 | 1.0979 | 1.0809 | 1.0578 | 1.0979 | 1.0979 | 1.0809 | 1.0578 | 1.0609 | 1.0609 | 1.0658 | 1.0338 | 0.31762 | 0.31762 | 0.15567 | 0.19147 | 0.31762 | 0.31762 | 0.15567 | 0.19148 | 0.14516 | 0.14516 | 0.15284 | 0.14128 | 1 | 1 | 1 | 0.99989 | 17.8012 | 17.8012 | 17.8012 | 17.8012 | 8258661.923 | 427707.4751 | 13422690.4786 | 39072121.2356 | 11336389.9429 | 61181181.1123 | 3454513.0694 | 582.8926 | 30.1891 | 492.9393 | 343.5039 | 3430361.7728
844 | HAY | 1 | 2048 | 2046 | 0.18424 | 0.0095428 | 0.24021 | 0.566 | 160.682 | 160.682 | 128.8971 | 104.3362 | 468702.836 | 24276.3628 | 761776.5703 | 2217454.0855 | 1602.0284 | 408764387.01 | 255154.2671 | 58.172 | 77401.9402 | 0.00022788 | 12.74 | 12.74 | 8.315 | 4.7278 | 17.7942 | 17.7942 | 17.7942 | 17.7942 | 8297687.3075 | 429753.0536 | 13486121.2581 | 39256742.1911 | 130.1478 | 130.1478 | 102.7879 | 81.8142 | 142.8878 | 142.8878 | 111.1029 | 86.542 | 75312092.753 | 3900773.6879 | 98190762.7859 | 231360757.7831 | 1.0986 | 1.0986 | 1.0816 | 1.0585 | 1.0986 | 1.0986 | 1.0816 | 1.0585 | 1.0616 | 1.0616 | 1.0665 | 1.0345 | 0.31762 | 0.31762 | 0.15567 | 0.19147 | 0.31762 | 0.31762 | 0.15567 | 0.19148 | 0.14516 | 0.14516 | 0.15284 | 0.14128 | 1 | 1 | 1 | 0.99989 | 17.7942 | 17.7942 | 17.7942 | 17.7942 | 8297687.3075 | 429753.0536 | 13486121.2581 | 39256742.1911 | 11508834.9138 | 61470303.8103 | 3472209.8547 | 585.8785 | 30.3455 | 495.4644 | 345.2634 | 3447933.4918
866 | HAY | 1 | 2049 | 2047 | 0.18425 | 0.0095438 | 0.24022 | 0.56599 | 160.7683 | 160.7683 | 128.9623 | 104.385 | 471104.6211 | 24402.0854 | 765680.0967 | 2228816.2123 | 1604.4929 | 411060705.7656 | 256193.5283 | 58.172 | 78176.8385 | 0.00022695 | 12.8352 | 12.8352 | 8.389 | 4.7854 | 17.7854 | 17.7854 | 17.7854 | 17.7854 | 8336072.1813 | 431765.0703 | 13548508.754 | 39438330.4219 | 130.1478 | 130.1478 | 102.7879 | 81.8142 | 142.9829 | 142.9829 | 111.1768 | 86.5996 | 75738701.9959 | 3923082.4563 | 98743835.7083 | 232655085.6051 | 1.0994 | 1.0994 | 1.0823 | 1.0592 | 1.0994 | 1.0994 | 1.0823 | 1.0592 | 1.0623 | 1.0623 | 1.0672 | 1.0352 | 0.31762 | 0.31762 | 0.15567 | 0.19147 | 0.31762 | 0.31762 | 0.15567 | 0.19148 | 0.14516 | 0.14516 | 0.15284 | 0.14128 | 1 | 1 | 1 | 0.99989 | 17.7854 | 17.7854 | 17.7854 | 17.7854 | 8336072.1813 | 431765.0703 | 13548508.754 | 39438330.4219 | 11682882.1216 | 61754676.4275 | 3490003.0155 | 588.8808 | 30.5026 | 498.0033 | 347.0325 | 3465600.9301
888 | HAY | 1 | 2050 | 2048 | 0.18426 | 0.0095448 | 0.24022 | 0.56597 | 160.8531 | 160.8531 | 129.0258 | 104.4322 | 473519.4891 | 24528.4674 | 769604.7675 | 2240240.1061 | 1606.941 | 413364710.9164 | 257237.0225 | 58.172 | 78959.4945 | 0.00022603 | 12.9304 | 12.9304 | 8.463 | 4.8431 | 17.7749 | 17.7749 | 17.7749 | 17.7749 | 8373842.6293 | 433744.8919 | 13609895.4404 | 39617009.4209 | 130.1478 | 130.1478 | 102.7879 | 81.8142 | 143.0782 | 143.0782 | 111.2509 | 86.6573 | 76167067.2932 | 3945479.4704 | 99298887.1777 | 233953276.9751 | 1.1001 | 1.1001 | 1.0831 | 1.0599 | 1.1001 | 1.1001 | 1.0831 | 1.0599 | 1.063 | 1.063 | 1.068 | 1.0359 | 0.31762 | 0.31762 | 0.15567 | 0.19147 | 0.31762 | 0.31762 | 0.15567 | 0.19148 | 0.14516 | 0.14516 | 0.15284 | 0.14128 | 1 | 1 | 1 | 0.99989 | 17.7749 | 17.7749 | 17.7749 | 17.7749 | 8373842.6293 | 433744.8919 | 13609895.4404 | 39617009.4209 | 11858542.1199 | 62034492.3825 | 3507892.8301 | 591.8994 | 30.6606 | 500.5559 | 348.8112 | 3483364.3628
910 | HAY | 1 | 2051 | 2049 | 0.18427 | 0.0095458 | 0.24023 | 0.56596 | 160.9363 | 160.9363 | 129.0878 | 104.4778 | 475947.4782 | 24655.5118 | 773550.6483 | 2251725.9506 | 1609.3734 | 415676635.9264 | 258284.7669 | 58.172 | 79749.986 | 0.00022511 | 13.0258 | 13.0258 | 8.5372 | 4.9009 | 17.7628 | 17.7628 | 17.7628 | 17.7628 | 8411023.433 | 435693.817 | 13670321.6704 | 39792896.5122 | 130.1478 | 130.1478 | 102.7879 | 81.8142 | 143.1735 | 143.1735 | 111.325 | 86.7151 | 76597222.7695 | 3967966.6691 | 99855969.8604 | 235255476.6275 | 1.1008 | 1.1008 | 1.0838 | 1.0606 | 1.1008 | 1.1008 | 1.0838 | 1.0606 | 1.0638 | 1.0638 | 1.0687 | 1.0366 | 0.31762 | 0.31762 | 0.15567 | 0.19147 | 0.31762 | 0.31762 | 0.15567 | 0.19148 | 0.14516 | 0.14516 | 0.15284 | 0.14128 | 1 | 1 | 1 | 0.99989 | 17.7628 | 17.7628 | 17.7628 | 17.7628 | 8411023.433 | 435693.817 | 13670321.6704 | 39792896.5122 | 12035825.6145 | 62309935.4326 | 3525879.589 | 594.9343 | 30.8194 | 503.1224 | 350.5996 | 3501224.0772
30 | HLY | 1 | 2010 | 2008 | 0.2275 | 0.019286 | 0.22073 | 0.53248 | 319.7305 | 222.0063 | 156.9842 | 125.9816 | 308058.606 | 37611.6345 | 608775.033 | 1829972.829 | 2340.0788 | 432956695.2 | 185018 | 70.932 | 32074.0818 | 0.00038338 | -14.5716 | -14.5716 | -6.7375 | -5.3242 | 97.7242 | 0 | 0 | 0 | 30104782.04 | 0 | 0 | 0 | 236.5779 | 236.5779 | 163.7217 | 131.3058 | 222.0063 | 222.0063 | 156.9842 | 125.9816 | 98495731.56 | 8350019.594 | 95568060.82 | 230542883.2 | 1.0673 | 1.0673 | 1.0817 | 1.0721 | 1.1642 | 1.1642 | 1.1347 | 1.2028 | 1.0673 | 1.0673 | 1.0816 | 1.0716 | 0.15866 | 0.15866 | 0.18051 | 0.21282 | 0.035904 | 0.035904 | 0.016483 | 0.23878 | 0.15867 | 0.15867 | 0.18057 | 0.21254 | 0.00024852 | 0.00024852 | 0.00060816 | 0.0043591 | 102.041 | 0 | 0 | 0 | 31434598.77 | 0 | 0 | 0 | 15186768.0868 | 31434598.77 | 2784418.1025 | 385.0733 | 47.0145 | 395.9512 | 284.9315 | 2746806.468
31 | HLY | 1 | 2011 | 2009 | 0.36982 | 0.013425 | 0.21197 | 0.40479 | 224.962 | 126.8294 | 70.809 | 44.4546 | 327509.606 | 21088.567 | 596399.427 | 1814088.876 | 1068.8085 | 199226976.2 | 186401 | 140.126 | 30882.931 | 0.00075174 | 31.2305 | 31.2305 | 11.0618 | 6.3868 | 98.1327 | 0 | 0 | 0 | 32139391.7 | 0 | 0 | 0 | 95.5989 | 95.5989 | 59.7472 | 38.0678 | 126.8294 | 126.8294 | 70.809 | 44.4546 | 73677229.88 | 2674649.742 | 42230438.95 | 80644657.63 | 1.0673 | 1.0673 | 1.0817 | 1.0721 | 1.1642 | 1.1642 | 1.1347 | 1.2028 | 1.0673 | 1.0673 | 1.0816 | 1.0716 | 0.15866 | 0.15866 | 0.18051 | 0.21282 | 0.035904 | 0.035904 | 0.016483 | 0.23878 | 0.15867 | 0.15867 | 0.18057 | 0.21254 | 0.00024852 | 0.00024852 | 0.00060816 | 0.0043591 | 103.0186 | 0 | 0 | 0 | 33739569.23 | 0 | 0 | 0 | 4998722.0726 | 33739569.23 | 2759086.476 | 409.387 | 26.3607 | 387.9021 | 282.4584 | 2737997.909
32 | HLY | 1 | 2012 | 2010 | 0.26475 | 0.010788 | 0.20421 | 0.52025 | 196.455 | 107.0019 | 82.1837 | 69.0689 | 324763.81 | 24297.313 | 598814.388 | 1815215.983 | 1281.1344 | 240989059.8 | 188106 | 56.576 | 29705.4155 | 0.00030077 | 17.6113 | 17.6113 | 8.9659 | 4.3808 | 89.4531 | 0 | 0 | 0 | 29051114.67 | 0 | 0 | 0 | 89.3906 | 89.3906 | 73.2178 | 64.6881 | 107.0019 | 107.0019 | 82.1837 | 69.0689 | 63801458.64 | 2599858.6 | 49212790.34 | 125374952.2 | 1.0673 | 1.0673 | 1.0817 | 1.0721 | 1.1642 | 1.1642 | 1.1347 | 1.2028 | 1.0673 | 1.0673 | 1.0816 | 1.0716 | 0.15866 | 0.15866 | 0.18051 | 0.21282 | 0.035904 | 0.035904 | 0.016483 | 0.23878 | 0.15867 | 0.15867 | 0.18057 | 0.21254 | 0.00024852 | 0.00024852 | 0.00060816 | 0.0043591 | 103.8912 | 0 | 0 | 0 | 33740105.46 | 0 | 0 | 0 | 7001386.8626 | 33740105.46 | 2763091.494 | 405.9548 | 30.3716 | 389.4728 | 282.6339 | 2738794.181
33 | HLY | 1 | 2013 | 2011 | 0.27105 | 0.01952 | 0.19672 | 0.51272 | 196.4851 | 96.3943 | 72.3666 | 61.7634 | 308097.105 | 45227.227 | 607116.369 | 1854028.355 | 1178.8106 | 223342170.1 | 189464 | 88.336 | 29396.3658 | 0.00046624 | 8.3896 | 8.3896 | 12.2553 | 8.9359 | 100.0908 | 0 | 0 | 0 | 30837699.85 | 0 | 0 | 0 | 88.0047 | 88.0047 | 60.1112 | 52.8275 | 96.3943 | 96.3943 | 72.3666 | 61.7634 | 60536493 | 4359645.181 | 43934919.05 | 114511112.8 | 1.0673 | 1.0673 | 1.0817 | 1.0721 | 1.1642 | 1.1642 | 1.1347 | 1.2028 | 1.0673 | 1.0673 | 1.0816 | 1.0716 | 0.15866 | 0.15866 | 0.18051 | 0.21282 | 0.035904 | 0.035904 | 0.016483 | 0.23878 | 0.15867 | 0.15867 | 0.18057 | 0.21254 | 0.00024852 | 0.00024852 | 0.00060816 | 0.0043591 | 103.6997 | 0 | 0 | 0 | 31949590.03 | 0 | 0 | 0 | 5934379.3802 | 31949590.03 | 2814469.056 | 385.1214 | 56.534 | 394.8724 | 288.6771 | 2769241.829
34 | HLY | 1 | 2014 | 2012 | 0.22239 | 0.017711 | 0.20559 | 0.55431 | 225.5341 | 121.68 | 104.9829 | 92.6051 | 307879.504 | 45445.591 | 611434.97 | 1868895.207 | 1638.2536 | 312226568 | 190585 | 93.254 | 29511.4482 | 0.0004893 | -4.8997 | -4.8997 | -5.8494 | -3.6888 | 103.8541 | 0 | 0 | 0 | 31974536.99 | 0 | 0 | 0 | 126.5797 | 126.5797 | 110.8323 | 96.2939 | 121.68 | 121.68 | 104.9829 | 92.6051 | 69437330.16 | 5529821.746 | 64190204.68 | 173069211.4 | 1.0673 | 1.0673 | 1.0817 | 1.0721 | 1.1642 | 1.1642 | 1.1347 | 1.2028 | 1.0673 | 1.0673 | 1.0816 | 1.0716 | 0.15866 | 0.15866 | 0.18051 | 0.21282 | 0.035904 | 0.035904 | 0.016483 | 0.23878 | 0.15867 | 0.15867 | 0.18057 | 0.21254 | 0.00024852 | 0.00024852 | 0.00060816 | 0.0043591 | 108.015 | 0 | 0 | 0 | 33255593.08 | 0 | 0 | 0 | 10567911.1694 | 33255593.08 | 2833655.272 | 384.8494 | 56.807 | 397.6813 | 290.9919 | 2788209.681
35 | HLY | 1 | 2015 | 2013 | 0.24468 | 0.013359 | 0.19407 | 0.54789 | 216.1903 | 92.0308 | 87.1526 | 81.206 | 311829.087 | 39995.545 | 613524.028 | 1858922.926 | 1431.9554 | 275521102.4 | 192409 | 96.462 | 29869.0872 | 0.00050134 | 12.1568 | 12.1568 | 12.6324 | 6.38 | 124.1594 | 0 | 0 | 0 | 38716525.12 | 0 | 0 | 0 | 79.874 | 79.874 | 74.5202 | 74.8259 | 92.0308 | 92.0308 | 87.1526 | 81.206 | 67414409 | 3680822.456 | 53470230.33 | 150955640.6 | 1.0673 | 1.0673 | 1.0817 | 1.0721 | 1.1642 | 1.1642 | 1.1347 | 1.2028 | 1.0673 | 1.0673 | 1.0816 | 1.0716 | 0.15866 | 0.15866 | 0.18051 | 0.21282 | 0.035904 | 0.035904 | 0.016483 | 0.23878 | 0.15867 | 0.15867 | 0.18057 | 0.21254 | 0.00024852 | 0.00024852 | 0.00060816 | 0.0043591 | 124.8712 | 0 | 0 | 0 | 38938457.48 | 0 | 0 | 0 | 7720790.3998 | 38938457.48 | 2824271.586 | 389.7864 | 49.9944 | 399.04 | 289.4391 | 2784276.041
36 | HLY | 1 | 2016 | 2014 | 0.26706 | 0.017556 | 0.18653 | 0.52886 | 230.3028 | 102.0513 | 80.8081 | 74.6061 | 306871.131 | 45525.387 | 610854.596 | 1875926.006 | 1360.7403 | 264636781 | 194480 | 91.106 | 29501.9226 | 0.00046846 | 10.5099 | 10.5099 | 8.5317 | 6.5456 | 128.2515 | 0 | 0 | 0 | 39356681.64 | 0 | 0 | 0 | 91.5414 | 91.5414 | 72.2765 | 68.0605 | 102.0513 | 102.0513 | 80.8081 | 74.6061 | 70673273.81 | 4645924.084 | 49362026.97 | 139955556.2 | 1.0673 | 1.0673 | 1.0817 | 1.0721 | 1.1642 | 1.1642 | 1.1347 | 1.2028 | 1.0673 | 1.0673 | 1.0816 | 1.0716 | 0.15866 | 0.15866 | 0.18051 | 0.21282 | 0.035904 | 0.035904 | 0.016483 | 0.23878 | 0.15867 | 0.15867 | 0.18057 | 0.21254 | 0.00024852 | 0.00024852 | 0.00060816 | 0.0043591 | 138.7734 | 0 | 0 | 0 | 42585564.81 | 0 | 0 | 0 | 7352063.2082 | 42585564.81 | 2839177.12 | 383.5889 | 56.9067 | 397.3038 | 292.0866 | 2793651.733
37 | HLY | 1 | 2017 | 2015 | 0.25581 | 0.014314 | 0.17905 | 0.55082 | 222.9792 | 80.5603 | 77.7842 | 77.8216 | 313992.447 | 48631.723 | 630036.102 | 1937236.682 | 1390.5755 | 273697250.3 | 196823 | 104.188 | 30356.0066 | 0.00052935 | 7.4118 | 7.4118 | 6.1596 | 3.345 | 142.4189 | 0 | 0 | 0 | 44718466.58 | 0 | 0 | 0 | 73.1484 | 73.1484 | 71.6247 | 74.4765 | 80.5603 | 80.5603 | 77.7842 | 77.8216 | 70013781.13 | 3917784.463 | 49006860.68 | 150758824 | 1.0673 | 1.0673 | 1.0817 | 1.0721 | 1.1642 | 1.1642 | 1.1347 | 1.2028 | 1.0673 | 1.0673 | 1.0816 | 1.0716 | 0.15866 | 0.15866 | 0.18051 | 0.21282 | 0.035904 | 0.035904 | 0.016483 | 0.23878 | 0.15867 | 0.15867 | 0.18057 | 0.21254 | 0.00024852 | 0.00024852 | 0.00060816 | 0.0043591 | 147.0038 | 0 | 0 | 0 | 46158093.61 | 0 | 0 | 0 | 7818212.5177 | 46158093.61 | 2929896.954 | 392.4906 | 60.7897 | 409.7796 | 301.6328 | 2881265.231
38 | HLY | 1 | 2018 | 2016 | 0.28453 | 0.017236 | 0.17669 | 0.52155 | 226.0558 | 90.8341 | 70.2074 | 67.3513 | 316068.63 | 47650.195 | 631950.557 | 1944521.334 | 1259.1376 | 251111071.5 | 199431 | 95.634 | 30894.3579 | 0.00047953 | 15.7156 | 15.7156 | 7.9547 | 6.0625 | 135.2217 | 0 | 0 | 0 | 42739338.14 | 0 | 0 | 0 | 75.1185 | 75.1185 | 62.2527 | 61.2888 | 90.8341 | 90.8341 | 70.2074 | 67.3513 | 71449151.67 | 4328263.178 | 44367624.86 | 130966031.8 | 1.0673 | 1.0673 | 1.0817 | 1.0721 | 1.1642 | 1.1642 | 1.1347 | 1.2028 | 1.0673 | 1.0673 | 1.0816 | 1.0716 | 0.15866 | 0.15866 | 0.18051 | 0.21282 | 0.035904 | 0.035904 | 0.016483 | 0.23878 | 0.15867 | 0.15867 | 0.18057 | 0.21254 | 0.00024852 | 0.00024852 | 0.00060816 | 0.0043591 | 155.4178 | 0 | 0 | 0 | 49122688.35 | 0 | 0 | 0 | 6702868.3673 | 49122688.35 | 2940190.716 | 395.0858 | 59.5627 | 411.0248 | 302.767 | 2892540.521
39 | HLY | 1 | 2019 | 2017 | 0.32742 | 0.026528 | 0.20175 | 0.4443 | 264.0489 | 130.0618 | 80.9339 | 57.6456 | 316487.65 | 52058.82 | 636234.858 | 1967173.898 | 1261.808 | 255230955.6 | 202274 | 104.714 | 30665.4936 | 0.00051768 | 2.3218 | 2.3218 | 3.6458 | 4.0192 | 133.9871 | 0 | 0 | 0 | 42405264.93 | 0 | 0 | 0 | 127.74 | 127.74 | 77.2882 | 53.6264 | 130.0618 | 130.0618 | 80.9339 | 57.6456 | 83568219.52 | 6770864.024 | 51492999.11 | 113398873 | 1.0673 | 1.0673 | 1.0817 | 1.0721 | 1.1642 | 1.1642 | 1.1347 | 1.2028 | 1.0673 | 1.0673 | 1.0816 | 1.0716 | 0.15866 | 0.15866 | 0.18051 | 0.21282 | 0.035904 | 0.035904 | 0.016483 | 0.23878 | 0.15867 | 0.15867 | 0.18057 | 0.21254 | 0.00024852 | 0.00024852 | 0.00060816 | 0.0043591 | 150.6425 | 0 | 0 | 0 | 47676498.68 | 0 | 0 | 0 | 7172250.2676 | 47676498.68 | 2971955.226 | 395.6096 | 65.0735 | 413.8113 | 306.2941 | 2919896.406
222 | HLY | 1 | 2020 | 2018 | 0.25174 | 0.021965 | 0.21123 | 0.51506 | 287.7246 | 138.9064 | 111.1809 | 87.7123 | 310721.6881 | 51368.4466 | 617204.7586 | 1907632.2028 | 1594.8896 | 324858384.8475 | 203687.0645 | 104.714 | 31026.4756 | 0.00051407 | 8.7587 | 8.7587 | 8.393 | 5.8981 | 148.8182 | 0 | 0 | 0 | 38617448.9324 | 0 | 0 | 0 | 130.1478 | 130.1478 | 102.7879 | 81.8142 | 138.9064 | 138.9064 | 111.1809 | 87.7123 | 81778693.6351 | 7135408.2472 | 68621403.5987 | 167322879.3665 | 1.0648 | 1.0648 | 1.0774 | 1.0679 | 1.1614 | 1.1614 | 1.1303 | 1.1981 | 1.0647 | 1.0647 | 1.0774 | 1.0673 | 0.15866 | 0.15866 | 0.18051 | 0.21282 | 0.035904 | 0.035904 | 0.016483 | 0.23878 | 0.15867 | 0.15867 | 0.18057 | 0.21254 | 0.00024852 | 0.00024852 | 0.00060816 | 0.0043591 | 158.4848 | 0 | 0 | 0 | 50158487.0018 | 0 | 0 | 0 | 9065407.4646 | 50158487.0018 | 2886927.0961 | 388.4021 | 64.2106 | 401.434 | 297.0233 | 2835558.6495
244 | HLY | 1 | 2021 | 2019 | 0.26603 | 0.021547 | 0.20719 | 0.50523 | 279.9617 | 138.5775 | 110.7486 | 87.3672 | 313638.5192 | 51760.4004 | 622757.0063 | 1925041.1207 | 1622.9705 | 332887482.7827 | 205110.0006 | 104.714 | 31391.7069 | 0.00051048 | 8.4297 | 8.4297 | 7.9607 | 5.553 | 141.3843 | 0 | 0 | 0 | 45096480.7982 | 0 | 0 | 0 | 130.1478 | 130.1478 | 102.7879 | 81.8142 | 138.5775 | 138.5775 | 110.7486 | 87.3672 | 88559708.6657 | 7172824.5697 | 68969482.3859 | 168185467.1613 | 1.0661 | 1.0661 | 1.0787 | 1.0691 | 1.1628 | 1.1628 | 1.1316 | 1.1995 | 1.066 | 1.066 | 1.0787 | 1.0686 | 0.15866 | 0.15866 | 0.18051 | 0.21282 | 0.035904 | 0.035904 | 0.016483 | 0.23878 | 0.15867 | 0.15867 | 0.18057 | 0.21254 | 0.00024852 | 0.00024852 | 0.00060816 | 0.0043591 | 148.8182 | 0 | 0 | 0 | 46241036.8755 | 0 | 0 | 0 | 9314776.8752 | 46241036.8755 | 2913197.0466 | 392.0481 | 64.7005 | 405.0452 | 299.7339 | 2861436.6462
266 | HLY | 1 | 2022 | 2020 | 0.26166 | 0.021653 | 0.20841 | 0.50828 | 275.2713 | 138.7466 | 110.8781 | 87.4709 | 316410.7953 | 52143.5198 | 628016.9509 | 1941495.3621 | 1617.6655 | 334117296.7733 | 206542.8771 | 104.714 | 31761.2376 | 0.00050691 | 8.5988 | 8.5988 | 8.0903 | 5.6567 | 136.5247 | 0 | 0 | 0 | 43524034.5621 | 0 | 0 | 0 | 130.1478 | 130.1478 | 102.7879 | 81.8142 | 138.7466 | 138.7466 | 110.8781 | 87.4709 | 87424946.4131 | 7234734.4011 | 69633351.8506 | 169824264.1084 | 1.0673 | 1.0673 | 1.0799 | 1.0703 | 1.1642 | 1.1642 | 1.1329 | 1.2008 | 1.0673 | 1.0673 | 1.0799 | 1.0698 | 0.15866 | 0.15866 | 0.18051 | 0.21282 | 0.035904 | 0.035904 | 0.016483 | 0.23878 | 0.15867 | 0.15867 | 0.18057 | 0.21254 | 0.00024852 | 0.00024852 | 0.00060816 | 0.0043591 | 141.3843 | 0 | 0 | 0 | 44343550.7699 | 0 | 0 | 0 | 9552339.5167 | 44343550.7699 | 2938066.628 | 395.5135 | 65.1794 | 408.4663 | 302.2959 | 2885923.1083
288 | HLY | 1 | 2023 | 2021 | 0.26023 | 0.021691 | 0.20881 | 0.50927 | 273.5809 | 138.906 | 110.9999 | 87.5681 | 319050.3011 | 52560.8299 | 633193.7988 | 1957547.5304 | 1618.359 | 336595636.8633 | 207985.7635 | 104.714 | 32135.1183 | 0.00050337 | 8.7582 | 8.7582 | 8.212 | 5.7539 | 134.6749 | 0 | 0 | 0 | 43273556.9959 | 0 | 0 | 0 | 130.1478 | 130.1478 | 102.7879 | 81.8142 | 138.906 | 138.906 | 110.9999 | 87.5681 | 87591557.7106 | 7301014.5655 | 70284439.4275 | 171418625.1598 | 1.0685 | 1.0685 | 1.081 | 1.0715 | 1.1654 | 1.1654 | 1.1341 | 1.2021 | 1.0684 | 1.0684 | 1.081 | 1.0709 | 0.15866 | 0.15866 | 0.18051 | 0.21282 | 0.035904 | 0.035904 | 0.016483 | 0.23878 | 0.15867 | 0.15867 | 0.18057 | 0.21254 | 0.00024852 | 0.00024852 | 0.00060816 | 0.0043591 | 136.5247 | 0 | 0 | 0 | 43197904.0395 | 0 | 0 | 0 | 9785171.7793 | 43197904.0395 | 2962352.4601 | 398.8129 | 65.701 | 411.8334 | 304.7953 | 2909791.6303
310 | HLY | 1 | 2024 | 2022 | 0.14699 | 0.023069 | 0.23546 | 0.59448 | 154.1357 | 154.1357 | 126.1979 | 102.7412 | 324638.8657 | 50948.1943 | 635128.734 | 1969684.6142 | 1625.3495 | 340411129.5462 | 209438.7298 | 104.714 | 32513.4001 | 0.00049985 | 8.9089 | 8.9089 | 8.3309 | 5.848 | 15.0791 | 15.0791 | 15.0791 | 15.0791 | 4810980.7837 | 792568.2614 | 9547971.5519 | 29517989.8591 | 130.1478 | 130.1478 | 102.7879 | 81.8142 | 139.0566 | 139.0566 | 111.1188 | 87.6622 | 50038440.061 | 7852935.7918 | 80151913.363 | 202367840.3305 | 1.0709 | 1.0709 | 1.0815 | 1.0723 | 1.1681 | 1.1681 | 1.1345 | 1.2031 | 1.0709 | 1.0709 | 1.0814 | 1.0718 | 0.15866 | 0.15866 | 0.18051 | 0.21282 | 0.035904 | 0.035904 | 0.016483 | 0.23878 | 0.15867 | 0.15867 | 0.18057 | 0.21254 | 0.00024852 | 0.00024852 | 0.00060816 | 0.0043591 | 15.0791 | 15.0791 | 15.0791 | 15.0791 | 4810980.7837 | 792568.2614 | 9547971.5519 | 29517989.8591 | 9988635.2613 | 44669510.4561 | 2980400.4082 | 405.7986 | 63.6852 | 413.0919 | 306.685 | 2929452.2139
332 | HLY | 1 | 2025 | 2023 | 0.14722 | 0.023103 | 0.23536 | 0.59432 | 154.3427 | 154.3427 | 126.1324 | 102.7023 | 327350.9091 | 51371.62 | 640395.0525 | 1986022.1653 | 1627.2816 | 343196693.5859 | 210901.8464 | 104.714 | 32896.135 | 0.00049636 | 9.2255 | 9.2255 | 8.3751 | 5.9186 | 14.9695 | 14.9695 | 14.9695 | 14.9695 | 4859668.9098 | 762667.019 | 9507534.9525 | 29485117.4439 | 130.1478 | 130.1478 | 102.7879 | 81.8142 | 139.3733 | 139.3733 | 111.163 | 87.7328 | 50524238.1844 | 7928836.8889 | 80774589.7607 | 203969028.752 | 1.072 | 1.072 | 1.0826 | 1.0735 | 1.1693 | 1.1693 | 1.1357 | 1.2044 | 1.072 | 1.072 | 1.0826 | 1.073 | 0.15866 | 0.15866 | 0.18051 | 0.21282 | 0.035904 | 0.035904 | 0.016483 | 0.23878 | 0.15867 | 0.15867 | 0.18057 | 0.21254 | 0.00024852 | 0.00024852 | 0.00060816 | 0.0043591 | 14.9695 | 14.9695 | 14.9695 | 14.9695 | 4859668.9098 | 762667.019 | 9507534.9525 | 29485117.4439 | 10228652.6269 | 44614988.3252 | 3005139.7468 | 409.1886 | 64.2145 | 416.5171 | 309.2288 | 2953768.1268
354 | HLY | 1 | 2026 | 2024 | 0.14727 | 0.023111 | 0.23539 | 0.59423 | 154.3496 | 154.3496 | 126.1077 | 102.6523 | 330081.5425 | 51797.7799 | 645722.1698 | 2002558.6966 | 1628.9135 | 345940802.5898 | 212375.1841 | 104.714 | 33283.3752 | 0.00049289 | 9.3769 | 9.3769 | 8.4949 | 6.0132 | 14.8249 | 14.8249 | 14.8249 | 14.8249 | 4852949.0542 | 761579.8449 | 9493801.5397 | 29442607.6793 | 130.1478 | 130.1478 | 102.7879 | 81.8142 | 139.5246 | 139.5246 | 111.2828 | 87.8274 | 50947941.3073 | 7994964.6115 | 81430548.5874 | 205567348.0835 | 1.0732 | 1.0732 | 1.0838 | 1.0747 | 1.1706 | 1.1706 | 1.137 | 1.2057 | 1.0732 | 1.0732 | 1.0838 | 1.0741 | 0.15866 | 0.15866 | 0.18051 | 0.21282 | 0.035904 | 0.035904 | 0.016483 | 0.23878 | 0.15867 | 0.15867 | 0.18057 | 0.21254 | 0.00024852 | 0.00024852 | 0.00060816 | 0.0043591 | 14.8249 | 14.8249 | 14.8249 | 14.8249 | 4852949.0542 | 761579.8449 | 9493801.5397 | 29442607.6793 | 10472839.6027 | 44550938.1181 | 3030160.1888 | 412.6019 | 64.7472 | 419.9819 | 311.8036 | 2978362.4089
376 | HLY | 1 | 2027 | 2025 | 0.14726 | 0.02311 | 0.23538 | 0.59425 | 154.5536 | 154.5536 | 126.2808 | 102.8002 | 332764.3327 | 52222.4466 | 650976.4661 | 2018844.0318 | 1633.0607 | 349244431.0869 | 213858.8144 | 104.714 | 33675.1739 | 0.00048945 | 9.5282 | 9.5282 | 8.6153 | 6.1083 | 14.8777 | 14.8777 | 14.8777 | 14.8777 | 4910842.4394 | 770629.9903 | 9606837.7878 | 29793396.3852 | 130.1478 | 130.1478 | 102.7879 | 81.8142 | 139.6759 | 139.6759 | 111.4031 | 87.9225 | 51429930.1399 | 8071167.8459 | 82205834.7954 | 207537498.3057 | 1.0743 | 1.0743 | 1.085 | 1.0758 | 1.1718 | 1.1718 | 1.1382 | 1.2069 | 1.0743 | 1.0743 | 1.0849 | 1.0753 | 0.15866 | 0.15866 | 0.18051 | 0.21282 | 0.035904 | 0.035904 | 0.016483 | 0.23878 | 0.15867 | 0.15867 | 0.18057 | 0.21254 | 0.00024852 | 0.00024852 | 0.00060816 | 0.0043591 | 14.8777 | 14.8777 | 14.8777 | 14.8777 | 4910842.4394 | 770629.9903 | 9606837.7878 | 29793396.3852 | 10714755.3084 | 45081706.6027 | 3054807.2772 | 415.9554 | 65.2781 | 423.3993 | 314.3393 | 3002584.8306
398 | HLY | 1 | 2028 | 2026 | 0.14719 | 0.023103 | 0.23535 | 0.59436 | 154.9141 | 154.9141 | 126.6115 | 103.106 | 335412.2117 | 52646.5738 | 656179.6496 | 2034949.9397 | 1639.2225 | 353011174.8395 | 215352.8092 | 104.714 | 34071.5846 | 0.00048603 | 9.6758 | 9.6758 | 8.7331 | 6.2013 | 15.0905 | 15.0905 | 15.0905 | 15.0905 | 5021590.2074 | 788064.4074 | 9823580.0132 | 30465426.8065 | 130.1478 | 130.1478 | 102.7879 | 81.8142 | 139.8235 | 139.8235 | 111.521 | 88.0155 | 51960067.6372 | 8155694.5136 | 83079902.3851 | 209815510.3036 | 1.0755 | 1.0755 | 1.0861 | 1.0769 | 1.1731 | 1.1731 | 1.1394 | 1.2082 | 1.0754 | 1.0754 | 1.0861 | 1.0764 | 0.15866 | 0.15866 | 0.18051 | 0.21282 | 0.035904 | 0.035904 | 0.016483 | 0.23878 | 0.15867 | 0.15867 | 0.18057 | 0.21254 | 0.00024852 | 0.00024852 | 0.00060816 | 0.0043591 | 15.0905 | 15.0905 | 15.0905 | 15.0905 | 5021590.2074 | 788064.4074 | 9823580.0132 | 30465426.8065 | 10955400.4705 | 46098661.4344 | 3079188.3747 | 419.2653 | 65.8082 | 426.7835 | 316.847 | 3026541.8009
420 | HLY | 1 | 2029 | 2027 | 0.14718 | 0.023103 | 0.23534 | 0.59438 | 155.1046 | 155.1046 | 126.7733 | 103.2432 | 338142.3797 | 53078.5218 | 661526.2522 | 2051522.2095 | 1643.246 | 356349803.147 | 216857.2409 | 104.714 | 34472.6618 | 0.00048264 | 9.8204 | 9.8204 | 8.849 | 6.2925 | 15.1365 | 15.1365 | 15.1365 | 15.1365 | 5076958.117 | 796883.4789 | 9932246.0013 | 30801966.2207 | 130.1478 | 130.1478 | 102.7879 | 81.8142 | 139.9682 | 139.9682 | 111.6369 | 88.1067 | 52447453.0209 | 8232725.164 | 83863893.5348 | 211805731.4273 | 1.0766 | 1.0766 | 1.0872 | 1.0781 | 1.1743 | 1.1743 | 1.1406 | 1.2095 | 1.0766 | 1.0766 | 1.0872 | 1.0775 | 0.15866 | 0.15866 | 0.18051 | 0.21282 | 0.035904 | 0.035904 | 0.016483 | 0.23878 | 0.15867 | 0.15867 | 0.18057 | 0.21254 | 0.00024852 | 0.00024852 | 0.00060816 | 0.0043591 | 15.1365 | 15.1365 | 15.1365 | 15.1365 | 5076958.117 | 796883.4789 | 9932246.0013 | 30801966.2207 | 11204463.3296 | 46608053.8178 | 3104269.3632 | 422.678 | 66.3482 | 430.261 | 319.4274 | 3051190.8414
442 | HLY | 1 | 2030 | 2028 | 0.14717 | 0.023103 | 0.23534 | 0.59439 | 155.2913 | 155.2913 | 126.9302 | 103.3751 | 340896.7925 | 53514.142 | 666919.5431 | 2068240.0175 | 1647.2119 | 359705254.7882 | 218372.1824 | 104.714 | 34878.4603 | 0.00047926 | 9.9685 | 9.9685 | 8.9672 | 6.3858 | 15.1751 | 15.1751 | 15.1751 | 15.1751 | 5131328.3476 | 805469.3523 | 10038695.575 | 31131957.1354 | 130.1478 | 130.1478 | 102.7879 | 81.8142 | 140.1163 | 140.1163 | 111.7551 | 88.2 | 52938316.6995 | 8310282.3437 | 84652212.1209 | 213804443.6241 | 1.0777 | 1.0777 | 1.0884 | 1.0792 | 1.1755 | 1.1755 | 1.1418 | 1.2108 | 1.0777 | 1.0777 | 1.0884 | 1.0787 | 0.15866 | 0.15866 | 0.18051 | 0.21282 | 0.035904 | 0.035904 | 0.016483 | 0.23878 | 0.15867 | 0.15867 | 0.18057 | 0.21254 | 0.00024852 | 0.00024852 | 0.00060816 | 0.0043591 | 15.1751 | 15.1751 | 15.1751 | 15.1751 | 5131328.3476 | 805469.3523 | 10038695.575 | 31131957.1354 | 11457188.2582 | 47107450.4103 | 3129570.4951 | 426.121 | 66.8927 | 433.7688 | 322.0304 | 3076056.3531
464 | HLY | 1 | 2031 | 2029 | 0.14716 | 0.023103 | 0.23533 | 0.5944 | 155.4736 | 155.4736 | 127.0825 | 103.5024 | 343675.361 | 53953.4593 | 672359.6499 | 2085103.5106 | 1651.1275 | 363079148.413 | 219897.7071 | 104.714 | 35289.0356 | 0.00047592 | 10.1169 | 10.1169 | 9.0857 | 6.4793 | 15.2089 | 15.2089 | 15.2089 | 15.2089 | 5184681.7788 | 813893.8321 | 10143145.0187 | 31455756.0168 | 130.1478 | 130.1478 | 102.7879 | 81.8142 | 140.2647 | 140.2647 | 111.8736 | 88.2934 | 53432446.465 | 8388338.6873 | 85445153.9659 | 215813209.2949 | 1.0789 | 1.0789 | 1.0895 | 1.0803 | 1.1768 | 1.1768 | 1.143 | 1.212 | 1.0789 | 1.0789 | 1.0895 | 1.0798 | 0.15866 | 0.15866 | 0.18051 | 0.21282 | 0.035904 | 0.035904 | 0.016483 | 0.23878 | 0.15867 | 0.15867 | 0.18057 | 0.21254 | 0.00024852 | 0.00024852 | 0.00060816 | 0.0043591 | 15.2089 | 15.2089 | 15.2089 | 15.2089 | 5184681.7788 | 813893.8321 | 10143145.0187 | 31455756.0168 | 11713604.9258 | 47597476.6464 | 3155091.9809 | 429.5942 | 67.4418 | 437.3071 | 324.6561 | 3101138.5216
486 | HLY | 1 | 2032 | 2030 | 0.14708 | 0.023094 | 0.23529 | 0.59454 | 155.8915 | 155.8915 | 127.4705 | 103.8653 | 346389.7618 | 54390.1954 | 677700.0145 | 2101626.1135 | 1658.0612 | 367150941.136 | 221433.8889 | 104.714 | 35704.4441 | 0.00047259 | 10.2655 | 10.2655 | 9.2043 | 6.5728 | 15.4783 | 15.4783 | 15.4783 | 15.4783 | 5319495.5028 | 835105.5 | 10406955.3399 | 32273767.6444 | 130.1478 | 130.1478 | 102.7879 | 81.8142 | 140.4133 | 140.4133 | 111.9922 | 88.387 | 53999231.697 | 8478971.0578 | 86386728.5973 | 218286009.7839 | 1.08 | 1.08 | 1.0907 | 1.0815 | 1.178 | 1.178 | 1.1442 | 1.2133 | 1.08 | 1.08 | 1.0906 | 1.0809 | 0.15866 | 0.15866 | 0.18051 | 0.21282 | 0.035904 | 0.035904 | 0.016483 | 0.23878 | 0.15867 | 0.15867 | 0.18057 | 0.21254 | 0.00024852 | 0.00024852 | 0.00060816 | 0.0043591 | 15.4783 | 15.4783 | 15.4783 | 15.4783 | 5319495.5028 | 835105.5 | 10406955.3399 | 32273767.6444 | 11966270.2363 | 48835323.9872 | 3180106.0853 | 432.9872 | 67.9877 | 440.7805 | 327.2287 | 3125715.8899
508 | HLY | 1 | 2033 | 2031 | 0.14695 | 0.02308 | 0.23522 | 0.59475 | 156.4199 | 156.4199 | 127.9703 | 104.3405 | 349084.418 | 54827.5525 | 683014.7483 | 2118053.5384 | 1666.4408 | 371584314.0819 | 222980.8024 | 104.714 | 36124.7427 | 0.00046929 | 10.4097 | 10.4097 | 9.3199 | 6.6639 | 15.8625 | 15.8625 | 15.8625 | 15.8625 | 5494591.521 | 862761.9508 | 10749985.0273 | 33336946.6872 | 130.1478 | 130.1478 | 102.7879 | 81.8142 | 140.5574 | 140.5574 | 112.1078 | 88.4781 | 54603750.6474 | 8576120.4173 | 87405594.615 | 220998848.4022 | 1.0811 | 1.0811 | 1.0918 | 1.0826 | 1.1792 | 1.1792 | 1.1453 | 1.2145 | 1.0811 | 1.0811 | 1.0918 | 1.082 | 0.15866 | 0.15866 | 0.18051 | 0.21282 | 0.035904 | 0.035904 | 0.016483 | 0.23878 | 0.15867 | 0.15867 | 0.18057 | 0.21254 | 0.00024852 | 0.00024852 | 0.00060816 | 0.0043591 | 15.8625 | 15.8625 | 15.8625 | 15.8625 | 5494591.521 | 862761.9508 | 10749985.0273 | 33336946.6872 | 12218878.6264 | 50444285.1864 | 3204980.2572 | 436.3555 | 68.5344 | 444.2372 | 329.7865 | 3150152.7048
530 | HLY | 1 | 2034 | 2032 | 0.14693 | 0.023078 | 0.23521 | 0.59478 | 156.6404 | 156.6404 | 128.1629 | 104.5088 | 351914.9325 | 55276.6321 | 688562.0728 | 2135242.8865 | 1670.9046 | 375182459.7528 | 224538.5224 | 104.714 | 36549.9888 | 0.00046601 | 10.5518 | 10.5518 | 9.4342 | 6.7538 | 15.9408 | 15.9408 | 15.9408 | 15.9408 | 5564687.481 | 873995.4555 | 10887806.5678 | 33763483.5588 | 130.1478 | 130.1478 | 102.7879 | 81.8142 | 140.6996 | 140.6996 | 112.2221 | 88.568 | 55124096.7246 | 8658553.9111 | 88248137.3023 | 223151671.8148 | 1.0822 | 1.0822 | 1.0929 | 1.0837 | 1.1804 | 1.1804 | 1.1465 | 1.2158 | 1.0822 | 1.0822 | 1.0929 | 1.0831 | 0.15866 | 0.15866 | 0.18051 | 0.21282 | 0.035904 | 0.035904 | 0.016483 | 0.23878 | 0.15867 | 0.15867 | 0.18057 | 0.21254 | 0.00024852 | 0.00024852 | 0.00060816 | 0.0043591 | 15.9408 | 15.9408 | 15.9408 | 15.9408 | 5564687.481 | 873995.4555 | 10887806.5678 | 33763483.5588 | 12484702.5309 | 51089973.0632 | 3230996.5239 | 439.8937 | 69.0958 | 447.8453 | 332.4629 | 3175719.8918
552 | HLY | 1 | 2035 | 2033 | 0.14691 | 0.023077 | 0.23521 | 0.59481 | 156.8565 | 156.8565 | 128.3492 | 104.6701 | 354771.1253 | 55729.555 | 694158.5433 | 2152585.7032 | 1675.2931 | 378795710.3283 | 226107.1245 | 104.714 | 36980.2407 | 0.00046276 | 10.7001 | 10.7001 | 9.5527 | 6.8472 | 16.0086 | 16.0086 | 16.0086 | 16.0086 | 5633674.249 | 884902.8846 | 11022932.1364 | 34182303.0367 | 130.1478 | 130.1478 | 102.7879 | 81.8142 | 140.8479 | 140.8479 | 112.3406 | 88.6614 | 55648167.8901 | 8741544.6559 | 89094723.3129 | 225311274.4694 | 1.0834 | 1.0834 | 1.0941 | 1.0848 | 1.1817 | 1.1817 | 1.1478 | 1.2171 | 1.0833 | 1.0833 | 1.0941 | 1.0843 | 0.15866 | 0.15866 | 0.18051 | 0.21282 | 0.035904 | 0.035904 | 0.016483 | 0.23878 | 0.15867 | 0.15867 | 0.18057 | 0.21254 | 0.00024852 | 0.00024852 | 0.00060816 | 0.0043591 | 16.0086 | 16.0086 | 16.0086 | 16.0086 | 5633674.249 | 884902.8846 | 11022932.1364 | 34182303.0367 | 12754433.2072 | 51723812.3067 | 3257244.9268 | 443.4639 | 69.6619 | 451.4852 | 335.1632 | 3201515.3718
574 | HLY | 1 | 2036 | 2034 | 0.14689 | 0.023076 | 0.2352 | 0.59483 | 157.0673 | 157.0673 | 128.5301 | 104.8258 | 357652.6662 | 56186.3431 | 699804.0873 | 2170081.2939 | 1679.6195 | 382426985.5429 | 227686.6847 | 104.714 | 37415.5574 | 0.00045952 | 10.8488 | 10.8488 | 9.6714 | 6.9409 | 16.0708 | 16.0708 | 16.0708 | 16.0708 | 5701443.3089 | 895616.5706 | 11155658.6758 | 34593698.5261 | 130.1478 | 130.1478 | 102.7879 | 81.8142 | 140.9965 | 140.9965 | 112.4593 | 88.7551 | 56175531.0125 | 8825036.0141 | 89945877.0147 | 227480541.5016 | 1.0845 | 1.0845 | 1.0952 | 1.086 | 1.1829 | 1.1829 | 1.149 | 1.2184 | 1.0845 | 1.0845 | 1.0952 | 1.0854 | 0.15866 | 0.15866 | 0.18051 | 0.21282 | 0.035904 | 0.035904 | 0.016483 | 0.23878 | 0.15867 | 0.15867 | 0.18057 | 0.21254 | 0.00024852 | 0.00024852 | 0.00060816 | 0.0043591 | 16.0708 | 16.0708 | 16.0708 | 16.0708 | 5701443.3089 | 895616.5706 | 11155658.6758 | 34593698.5261 | 13028088.3171 | 52346417.0814 | 3283724.3904 | 447.0658 | 70.2329 | 455.1571 | 337.8873 | 3227538.0473
596 | HLY | 1 | 2037 | 2035 | 0.14688 | 0.023076 | 0.23519 | 0.59486 | 157.2729 | 157.2729 | 128.7058 | 104.9764 | 360559.6734 | 56647.0219 | 705498.9612 | 2187730.4248 | 1683.8872 | 386077080.4553 | 229277.2795 | 104.714 | 37855.9985 | 0.00045631 | 10.9976 | 10.9976 | 9.7903 | 7.0346 | 16.1275 | 16.1275 | 16.1275 | 16.1275 | 5768055.9412 | 906147.2227 | 11286115.007 | 34998062.3181 | 130.1478 | 130.1478 | 102.7879 | 81.8142 | 141.1454 | 141.1454 | 112.5782 | 88.8488 | 56706274.9406 | 8909042.8963 | 90801775.6587 | 229659986.9598 | 1.0856 | 1.0856 | 1.0964 | 1.0871 | 1.1842 | 1.1842 | 1.1502 | 1.2197 | 1.0856 | 1.0856 | 1.0964 | 1.0866 | 0.15866 | 0.15866 | 0.18051 | 0.21282 | 0.035904 | 0.035904 | 0.016483 | 0.23878 | 0.15867 | 0.15867 | 0.18057 | 0.21254 | 0.00024852 | 0.00024852 | 0.00060816 | 0.0043591 | 16.1275 | 16.1275 | 16.1275 | 16.1275 | 5768055.9412 | 906147.2227 | 11286115.007 | 34998062.3181 | 13305709.6141 | 52958380.489 | 3310436.0813 | 450.6996 | 70.8088 | 458.8611 | 340.6353 | 3253789.0594
618 | HLY | 1 | 2038 | 2036 | 0.14687 | 0.023075 | 0.23518 | 0.59487 | 157.4737 | 157.4737 | 128.8765 | 105.122 | 363492.2748 | 57111.6176 | 711243.4355 | 2205533.9098 | 1688.0997 | 389746743.5282 | 230878.986 | 104.714 | 38301.6243 | 0.00045312 | 11.1468 | 11.1468 | 9.9094 | 7.1286 | 16.1792 | 16.1792 | 16.1792 | 16.1792 | 5833571.1532 | 916504.1382 | 11414416.7866 | 35395752.8785 | 130.1478 | 130.1478 | 102.7879 | 81.8142 | 141.2945 | 141.2945 | 112.6973 | 88.9428 | 57240488.9456 | 8993580.1764 | 91662584.7625 | 231850089.6438 | 1.0868 | 1.0868 | 1.0976 | 1.0883 | 1.1854 | 1.1854 | 1.1514 | 1.2209 | 1.0868 | 1.0868 | 1.0975 | 1.0877 | 0.15866 | 0.15866 | 0.18051 | 0.21282 | 0.035904 | 0.035904 | 0.016483 | 0.23878 | 0.15867 | 0.15867 | 0.18057 | 0.21254 | 0.00024852 | 0.00024852 | 0.00060816 | 0.0043591 | 16.1792 | 16.1792 | 16.1792 | 16.1792 | 5833571.1532 | 916504.1382 | 11414416.7866 | 35395752.8785 | 13587339.8376 | 53560244.9565 | 3337381.2377 | 454.3653 | 71.3895 | 462.5974 | 343.4074 | 3280269.6201
640 | HLY | 1 | 2039 | 2037 | 0.14686 | 0.023075 | 0.23518 | 0.59489 | 157.67 | 157.67 | 129.0427 | 105.2629 | 366450.6036 | 57580.1571 | 717037.7902 | 2223492.5925 | 1692.26 | 393436701.7337 | 232491.8819 | 104.714 | 38752.4958 | 0.00044996 | 11.2962 | 11.2962 | 10.0287 | 7.2227 | 16.2261 | 16.2261 | 16.2261 | 16.2261 | 5898045.044 | 926696.1545 | 11540673.9326 | 35787110.8932 | 130.1478 | 130.1478 | 102.7879 | 81.8142 | 141.4439 | 141.4439 | 112.8166 | 89.0369 | 57778260.304 | 9078662.376 | 92528465.3589 | 234051313.6948 | 1.0879 | 1.0879 | 1.0987 | 1.0894 | 1.1867 | 1.1867 | 1.1526 | 1.2222 | 1.0879 | 1.0879 | 1.0987 | 1.0889 | 0.15866 | 0.15866 | 0.18051 | 0.21282 | 0.035904 | 0.035904 | 0.016483 | 0.23878 | 0.15867 | 0.15867 | 0.18057 | 0.21254 | 0.00024852 | 0.00024852 | 0.00060816 | 0.0043591 | 16.2261 | 16.2261 | 16.2261 | 16.2261 | 5898045.044 | 926696.1545 | 11540673.9326 | 35787110.8932 | 13873022.4427 | 54152526.0243 | 3364561.1434 | 458.0633 | 71.9752 | 466.366 | 346.2036 | 3306980.9863
662 | HLY | 1 | 2040 | 2038 | 0.14685 | 0.023075 | 0.23518 | 0.5949 | 157.8619 | 157.8619 | 129.2044 | 105.3994 | 369434.7981 | 58052.6678 | 722882.314 | 2241607.3458 | 1696.371 | 397147661.771 | 234116.0453 | 104.714 | 39208.6747 | 0.00044682 | 11.4458 | 11.4458 | 10.1482 | 7.3169 | 16.2683 | 16.2683 | 16.2683 | 16.2683 | 5961530.9254 | 936731.6744 | 11664990.9144 | 36172460.1443 | 130.1478 | 130.1478 | 102.7879 | 81.8142 | 141.5936 | 141.5936 | 112.9361 | 89.1311 | 58319674.3791 | 9164303.6801 | 93399574.2592 | 236264109.4526 | 1.0891 | 1.0891 | 1.0999 | 1.0906 | 1.1879 | 1.1879 | 1.1538 | 1.2235 | 1.0891 | 1.0891 | 1.0999 | 1.09 | 0.15866 | 0.15866 | 0.18051 | 0.21282 | 0.035904 | 0.035904 | 0.016483 | 0.23878 | 0.15867 | 0.15867 | 0.18057 | 0.21254 | 0.00024852 | 0.00024852 | 0.00060816 | 0.0043591 | 16.2683 | 16.2683 | 16.2683 | 16.2683 | 5961530.9254 | 936731.6744 | 11664990.9144 | 36172460.1443 | 14162801.5963 | 54735713.6584 | 3391977.1257 | 461.7935 | 72.5658 | 470.1674 | 349.0241 | 3333924.4579
684 | HLY | 1 | 2041 | 2039 | 0.14684 | 0.023076 | 0.23517 | 0.59491 | 158.0497 | 158.0497 | 129.362 | 105.5317 | 372445.0017 | 58529.1773 | 728777.3043 | 2259879.0705 | 1700.4355 | 400880311.2841 | 235751.555 | 104.714 | 39670.2237 | 0.00044369 | 11.5957 | 11.5957 | 10.2679 | 7.4113 | 16.3062 | 16.3062 | 16.3062 | 16.3062 | 6024079.4707 | 946618.6883 | 11787467.0435 | 36552108.4146 | 130.1478 | 130.1478 | 102.7879 | 81.8142 | 141.7435 | 141.7435 | 113.0558 | 89.2255 | 58864814.7439 | 9250517.9578 | 94276064.3106 | 238488914.2719 | 1.0903 | 1.0903 | 1.1011 | 1.0917 | 1.1892 | 1.1892 | 1.1551 | 1.2248 | 1.0902 | 1.0902 | 1.101 | 1.0912 | 0.15866 | 0.15866 | 0.18051 | 0.21282 | 0.035904 | 0.035904 | 0.016483 | 0.23878 | 0.15867 | 0.15867 | 0.18057 | 0.21254 | 0.00024852 | 0.00024852 | 0.00060816 | 0.0043591 | 16.3062 | 16.3062 | 16.3062 | 16.3062 | 6024079.4707 | 946618.6883 | 11787467.0435 | 36552108.4146 | 14456722.172 | 55310273.6172 | 3419630.5537 | 465.5563 | 73.1615 | 474.0015 | 351.8691 | 3361101.3764
706 | HLY | 1 | 2042 | 2040 | 0.14683 | 0.023076 | 0.23517 | 0.59492 | 158.2336 | 158.2336 | 129.5156 | 105.66 | 375481.3623 | 59009.7139 | 734723.0666 | 2278308.6943 | 1704.4562 | 404635319.9763 | 237398.4901 | 104.714 | 40137.2058 | 0.00044059 | 11.7459 | 11.7459 | 10.3877 | 7.5059 | 16.34 | 16.34 | 16.34 | 16.34 | 6085738.8517 | 956364.7958 | 11908196.7393 | 36926348.3112 | 130.1478 | 130.1478 | 102.7879 | 81.8142 | 141.8936 | 141.8936 | 113.1756 | 89.3201 | 59413763.2938 | 9337318.7817 | 95158084.6325 | 240726153.2684 | 1.0914 | 1.0914 | 1.1022 | 1.0929 | 1.1905 | 1.1905 | 1.1563 | 1.2261 | 1.0914 | 1.0914 | 1.1022 | 1.0924 | 0.15866 | 0.15866 | 0.18051 | 0.21282 | 0.035904 | 0.035904 | 0.016483 | 0.23878 | 0.15867 | 0.15867 | 0.18057 | 0.21254 | 0.00024852 | 0.00024852 | 0.00060816 | 0.0043591 | 16.34 | 16.34 | 16.34 | 16.34 | 6085738.8517 | 956364.7958 | 11908196.7393 | 36926348.3112 | 14754829.7464 | 55876648.698 | 3447522.8372 | 469.3517 | 73.7621 | 477.8687 | 354.7386 | 3388513.1233
728 | HLY | 1 | 2043 | 2041 | 0.14683 | 0.023076 | 0.23517 | 0.59493 | 158.4138 | 158.4138 | 129.6654 | 105.7846 | 378544.0325 | 59494.3065 | 740719.915 | 2296897.1713 | 1708.4355 | 408413340.6031 | 239056.9306 | 104.714 | 40609.685 | 0.00043752 | 11.8962 | 11.8962 | 10.5078 | 7.6006 | 16.3698 | 16.3698 | 16.3698 | 16.3698 | 6146554.8591 | 965977.2239 | 12027269.7639 | 37295457.9976 | 130.1478 | 130.1478 | 102.7879 | 81.8142 | 142.044 | 142.044 | 113.2956 | 89.4148 | 59966600.3473 | 9424719.4455 | 96045780.8267 | 242976239.9836 | 1.0926 | 1.0926 | 1.1034 | 1.0941 | 1.1917 | 1.1917 | 1.1575 | 1.2274 | 1.0925 | 1.0925 | 1.1034 | 1.0935 | 0.15866 | 0.15866 | 0.18051 | 0.21282 | 0.035904 | 0.035904 | 0.016483 | 0.23878 | 0.15867 | 0.15867 | 0.18057 | 0.21254 | 0.00024852 | 0.00024852 | 0.00060816 | 0.0043591 | 16.3698 | 16.3698 | 16.3698 | 16.3698 | 6146554.8591 | 965977.2239 | 12027269.7639 | 37295457.9976 | 15057170.597 | 56435259.8445 | 3475655.4253 | 473.18 | 74.3679 | 481.7691 | 357.6329 | 3416161.1188
750 | HLY | 1 | 2044 | 2042 | 0.14682 | 0.023077 | 0.23517 | 0.59493 | 158.5905 | 158.5905 | 129.8118 | 105.9055 | 381633.1692 | 59982.9843 | 746768.1709 | 2315645.4808 | 1712.3758 | 412215010.0052 | 240726.9567 | 104.714 | 41087.7261 | 0.00043446 | 12.0469 | 12.0469 | 10.628 | 7.6954 | 16.3959 | 16.3959 | 16.3959 | 16.3959 | 6206571.0283 | 975462.8463 | 12144771.4673 | 37659701.9538 | 130.1478 | 130.1478 | 102.7879 | 81.8142 | 142.1946 | 142.1946 | 113.4159 | 89.5096 | 60523404.7509 | 9512732.9821 | 96939295.196 | 245239577.0761 | 1.0937 | 1.0937 | 1.1046 | 1.0952 | 1.193 | 1.193 | 1.1587 | 1.2287 | 1.0937 | 1.0937 | 1.1045 | 1.0947 | 0.15866 | 0.15866 | 0.18051 | 0.21282 | 0.035904 | 0.035904 | 0.016483 | 0.23878 | 0.15867 | 0.15867 | 0.18057 | 0.21254 | 0.00024852 | 0.00024852 | 0.00060816 | 0.0043591 | 16.3959 | 16.3959 | 16.3959 | 16.3959 | 6206571.0283 | 975462.8463 | 12144771.4673 | 37659701.9538 | 15363791.6995 | 56986507.2958 | 3504029.8052 | 477.0415 | 74.9787 | 485.7029 | 360.552 | 3444046.8209
772 | HLY | 1 | 2045 | 2043 | 0.14682 | 0.023078 | 0.23517 | 0.59493 | 158.7639 | 158.7639 | 129.9547 | 106.023 | 384748.934 | 60475.7768 | 752868.1636 | 2334554.6265 | 1716.2793 | 416040950.034 | 242408.6495 | 104.714 | 41571.3945 | 0.00043143 | 12.1977 | 12.1977 | 10.7484 | 7.7904 | 16.4185 | 16.4185 | 16.4185 | 16.4185 | 6265828.7516 | 984828.2011 | 12260783.0056 | 38019331.6542 | 130.1478 | 130.1478 | 102.7879 | 81.8142 | 142.3455 | 142.3455 | 113.5363 | 89.6046 | 61084253.9728 | 9601372.1794 | 97838766.9408 | 247516556.941 | 1.0949 | 1.0949 | 1.1057 | 1.0964 | 1.1943 | 1.1943 | 1.16 | 1.23 | 1.0949 | 1.0949 | 1.1057 | 1.0958 | 0.15866 | 0.15866 | 0.18051 | 0.21282 | 0.035904 | 0.035904 | 0.016483 | 0.23878 | 0.15867 | 0.15867 | 0.18057 | 0.21254 | 0.00024852 | 0.00024852 | 0.00060816 | 0.0043591 | 16.4185 | 16.4185 | 16.4185 | 16.4185 | 6265828.7516 | 984828.2011 | 12260783.0056 | 38019331.6542 | 15674740.7261 | 57530771.6125 | 3532647.5009 | 480.9362 | 75.5947 | 489.6704 | 363.4962 | 3472171.7241
794 | HLY | 1 | 2046 | 2044 | 0.14682 | 0.023079 | 0.23517 | 0.59493 | 158.9342 | 158.9342 | 130.0945 | 106.1373 | 387891.4921 | 60972.7143 | 759020.2296 | 2353625.6363 | 1720.1482 | 419891768.4035 | 244102.0903 | 104.714 | 42060.7564 | 0.00042841 | 12.3488 | 12.3488 | 10.8689 | 7.8855 | 16.4376 | 16.4376 | 16.4376 | 16.4376 | 6324367.3806 | 994079.5061 | 12375381.5411 | 38374586.1893 | 130.1478 | 130.1478 | 102.7879 | 81.8142 | 142.4966 | 142.4966 | 113.6568 | 89.6997 | 61649224.1899 | 9690649.5956 | 98744332.3391 | 249807562.279 | 1.096 | 1.096 | 1.1069 | 1.0975 | 1.1955 | 1.1955 | 1.1612 | 1.2313 | 1.096 | 1.096 | 1.1069 | 1.097 | 0.15866 | 0.15866 | 0.18051 | 0.21282 | 0.035904 | 0.035904 | 0.016483 | 0.23878 | 0.15867 | 0.15867 | 0.18057 | 0.21254 | 0.00024852 | 0.00024852 | 0.00060816 | 0.0043591 | 16.4376 | 16.4376 | 16.4376 | 16.4376 | 6324367.3806 | 994079.5061 | 12375381.5411 | 38374586.1893 | 15990066.045 | 58068414.617 | 3561510.0724 | 484.8644 | 76.2159 | 493.6717 | 366.4656 | 3500537.3581
816 | HLY | 1 | 2047 | 2045 | 0.14682 | 0.02308 | 0.23517 | 0.59493 | 159.1015 | 159.1015 | 130.2312 | 106.2486 | 391061.0132 | 61473.8272 | 765224.7129 | 2372859.5612 | 1723.9844 | 423768059.5737 | 245807.3614 | 104.714 | 42555.8789 | 0.00042542 | 12.5001 | 12.5001 | 10.9897 | 7.9808 | 16.4536 | 16.4536 | 16.4536 | 16.4536 | 6382224.3327 | 1003222.6757 | 12488640.4498 | 38725692.9103 | 130.1478 | 130.1478 | 102.7879 | 81.8142 | 142.6479 | 142.6479 | 113.7776 | 89.795 | 62218390.3776 | 9780577.5744 | 99656124.9345 | 252112966.6873 | 1.0972 | 1.0972 | 1.1081 | 1.0987 | 1.1968 | 1.1968 | 1.1624 | 1.2327 | 1.0972 | 1.0972 | 1.1081 | 1.0982 | 0.15866 | 0.15866 | 0.18051 | 0.21282 | 0.035904 | 0.035904 | 0.016483 | 0.23878 | 0.15867 | 0.15867 | 0.18057 | 0.21254 | 0.00024852 | 0.00024852 | 0.00060816 | 0.0043591 | 16.4536 | 16.4536 | 16.4536 | 16.4536 | 6382224.3327 | 1003222.6757 | 12488640.4498 | 38725692.9103 | 16309816.7192 | 58599780.3685 | 3590619.1145 | 488.8263 | 76.8423 | 497.7071 | 369.4604 | 3529145.2874
838 | HLY | 1 | 2048 | 2046 | 0.14682 | 0.023081 | 0.23517 | 0.59493 | 159.266 | 159.266 | 130.365 | 106.3569 | 394257.6707 | 61979.1465 | 771481.9643 | 2392257.4747 | 1727.7899 | 427670405.5463 | 247524.5454 | 104.714 | 43056.8298 | 0.00042245 | 12.6516 | 12.6516 | 11.1106 | 8.0762 | 16.4666 | 16.4666 | 16.4666 | 16.4666 | 6439435.1867 | 1012263.3356 | 12600629.5073 | 39072868.006 | 130.1478 | 130.1478 | 102.7879 | 81.8142 | 142.7994 | 142.7994 | 113.8985 | 89.8903 | 62791826.3911 | 9871168.2595 | 100574275.7045 | 254433135.1911 | 1.0984 | 1.0984 | 1.1093 | 1.0999 | 1.1981 | 1.1981 | 1.1637 | 1.234 | 1.0984 | 1.0984 | 1.1092 | 1.0993 | 0.15866 | 0.15866 | 0.18051 | 0.21282 | 0.035904 | 0.035904 | 0.016483 | 0.23878 | 0.15867 | 0.15867 | 0.18057 | 0.21254 | 0.00024852 | 0.00024852 | 0.00060816 | 0.0043591 | 16.4666 | 16.4666 | 16.4666 | 16.4666 | 6439435.1867 | 1012263.3356 | 12600629.5073 | 39072868.006 | 16634042.5063 | 59125196.0356 | 3619976.2562 | 492.8221 | 77.4739 | 501.7769 | 372.4807 | 3557997.1097
860 | HLY | 1 | 2049 | 2047 | 0.14683 | 0.023083 | 0.23517 | 0.59492 | 159.4278 | 159.4278 | 130.4962 | 106.4625 | 397481.6419 | 62488.7036 | 777792.3415 | 2411820.4724 | 1731.5664 | 431599376.6139 | 249253.7253 | 104.714 | 43563.6777 | 0.0004195 | 12.8034 | 12.8034 | 11.2317 | 8.1717 | 16.4766 | 16.4766 | 16.4766 | 16.4766 | 6496033.7717 | 1021206.8364 | 12711415.0637 | 39416317.0452 | 130.1478 | 130.1478 | 102.7879 | 81.8142 | 142.9511 | 142.9511 | 114.0195 | 89.9859 | 63369605.0421 | 9962433.6073 | 101498913.2199 | 256768424.7446 | 1.0995 | 1.0995 | 1.1104 | 1.1011 | 1.1993 | 1.1993 | 1.1649 | 1.2353 | 1.0995 | 1.0995 | 1.1104 | 1.1005 | 0.15866 | 0.15866 | 0.18051 | 0.21282 | 0.035904 | 0.035904 | 0.016483 | 0.23878 | 0.15867 | 0.15867 | 0.18057 | 0.21254 | 0.00024852 | 0.00024852 | 0.00060816 | 0.0043591 | 16.4766 | 16.4766 | 16.4766 | 16.4766 | 6496033.7717 | 1021206.8364 | 12711415.0637 | 39416317.0452 | 16962793.8591 | 59644972.7171 | 3649583.1595 | 496.8521 | 78.1109 | 505.8812 | 375.5267 | 3587094.4558
882 | HLY | 1 | 2050 | 2048 | 0.14683 | 0.023084 | 0.23517 | 0.59492 | 159.587 | 159.587 | 130.6247 | 106.5654 | 400733.1078 | 63002.5304 | 784156.2088 | 2431549.6716 | 1735.3157 | 435555532.0807 | 250994.9852 | 104.714 | 44076.492 | 0.00041656 | 12.9553 | 12.9553 | 11.3529 | 8.2673 | 16.4839 | 16.4839 | 16.4839 | 16.4839 | 6552052.2535 | 1030058.2673 | 12821060.2109 | 39756235.4966 | 130.1478 | 130.1478 | 102.7879 | 81.8142 | 143.1031 | 143.1031 | 114.1408 | 90.0815 | 63951798.1721 | 10054385.3998 | 102430163.7977 | 259119184.7112 | 1.1007 | 1.1007 | 1.1116 | 1.1022 | 1.2006 | 1.2006 | 1.1662 | 1.2366 | 1.1007 | 1.1007 | 1.1116 | 1.1017 | 0.15866 | 0.15866 | 0.18051 | 0.21282 | 0.035904 | 0.035904 | 0.016483 | 0.23878 | 0.15867 | 0.15867 | 0.18057 | 0.21254 | 0.00024852 | 0.00024852 | 0.00060816 | 0.0043591 | 16.4839 | 16.4839 | 16.4839 | 16.4839 | 6552052.2535 | 1030058.2673 | 12821060.2109 | 39756235.4966 | 17296121.9258 | 60159406.2284 | 3679441.5186 | 500.9164 | 78.7532 | 510.0203 | 378.5986 | 3616438.9882
904 | HLY | 1 | 2051 | 2049 | 0.14683 | 0.023086 | 0.23517 | 0.59491 | 159.7439 | 159.7439 | 130.7508 | 106.6659 | 404012.2532 | 63520.6591 | 790573.9373 | 2451446.2102 | 1739.0393 | 439539420.9835 | 252748.4093 | 104.714 | 44595.343 | 0.00041365 | 13.1075 | 13.1075 | 11.4743 | 8.3631 | 16.4886 | 16.4886 | 16.4886 | 16.4886 | 6607521.2198 | 1038822.4691 | 12929624.9498 | 40092809.2471 | 130.1478 | 130.1478 | 102.7879 | 81.8142 | 143.2553 | 143.2553 | 114.2622 | 90.1773 | 64538476.7267 | 10147035.2572 | 103368151.654 | 261485757.3456 | 1.1019 | 1.1019 | 1.1128 | 1.1034 | 1.2019 | 1.2019 | 1.1674 | 1.2379 | 1.1019 | 1.1019 | 1.1128 | 1.1028 | 0.15866 | 0.15866 | 0.18051 | 0.21282 | 0.035904 | 0.035904 | 0.016483 | 0.23878 | 0.15867 | 0.15867 | 0.18057 | 0.21254 | 0.00024852 | 0.00024852 | 0.00060816 | 0.0043591 | 16.4886 | 16.4886 | 16.4886 | 16.4886 | 6607521.2198 | 1038822.4691 | 12929624.9498 | 40092809.2471 | 17634078.5513 | 60668777.8858 | 3709553.0598 | 505.0153 | 79.4008 | 514.1944 | 381.6966 | 3646032.4007
40 | HLY | 2 | 2010 | 2008 | 0.19626 | 3.18e-07 | 0.19099 | 0.61275 | 320.8527 | 219.5214 | 157.5538 | 122.7164 | 52848.472 | 0.125 | 104735.181 | 431407.0705 | 86398768.51 | 86398768.51 | 1 | 0.004 | 32074.0818 | 0.004 | -20.2422 | -20.2422 | -8.6843 | -6.6213 | 101.3312 | 0 | 0 | 0 | 5355199.868 | 0 | 0 | 0 | 239.7636 | 239.7636 | 166.2381 | 129.3377 | 219.5214 | 219.5214 | 157.5538 | 122.7164 | 16956572.64 | 27.4402 | 16501430.16 | 52940738.26 | 1.0673 | 1.0673 | 1.0817 | 1.0721 | 1.1642 | 1.1642 | 1.1347 | 1.2028 | 1.0673 | 1.0673 | 1.0816 | 1.0716 | 0.15866 | 0.15866 | 0.18051 | 0.21282 | 0.035904 | 0.035904 | 0.016483 | 0.23878 | 0.15867 | 0.15867 | 0.18057 | 0.21254 | 0.00024852 | 0.00024852 | 0.00060816 | 0.0043591 | 102.041 | 0 | 0 | 0 | 5392709.31 | 0 | 0 | 0 | 3149376.3368 | 5392709.31 | 588990.8485 | 66.0606 | 0.00015625 | 68.1204 | 67.1712 | 588990.7235
41 | HLY | 2 | 2011 | 2009 | 0.31514 | 5.47e-08 | 0.1983 | 0.48656 | 208.3831 | 114.7977 | 67.4608 | 41.9734 | 53994.334 | 0.017 | 104946.432 | 413871.278 | 35702865.38 | 35702865.38 | 1 | 0.004 | 30882.931 | 0.004 | 24.0521 | 24.0521 | 8.4631 | 4.9042 | 93.5854 | 0 | 0 | 0 | 5053081.049 | 0 | 0 | 0 | 90.7457 | 90.7457 | 58.9976 | 37.0692 | 114.7977 | 114.7977 | 67.4608 | 41.9734 | 11251508.1 | 1.9516 | 7079768.332 | 17371587 | 1.0673 | 1.0673 | 1.0817 | 1.0721 | 1.1642 | 1.1642 | 1.1347 | 1.2028 | 1.0673 | 1.0673 | 1.0816 | 1.0716 | 0.15866 | 0.15866 | 0.18051 | 0.21282 | 0.035904 | 0.035904 | 0.016483 | 0.23878 | 0.15867 | 0.15867 | 0.18057 | 0.21254 | 0.00024852 | 0.00024852 | 0.00060816 | 0.0043591 | 103.0186 | 0 | 0 | 0 | 5562418.741 | 0 | 0 | 0 | 970916.2627 | 5562418.741 | 572812.061 | 67.4929 | 2.125e-05 | 68.2578 | 64.4408 | 572812.044
42 | HLY | 2 | 2012 | 2010 | 0.22067 | 2.25e-08 | 0.17199 | 0.60734 | 191.8162 | 96.6971 | 80.32 | 66.8865 | 54329.417 | 0.011 | 101127.45 | 428816.203 | 47225850.25 | 47225850.25 | 1 | 0.004 | 29705.4155 | 0.004 | 10.8702 | 10.8702 | 5.8339 | 2.7517 | 95.1191 | 0 | 0 | 0 | 5167767.873 | 0 | 0 | 0 | 85.8269 | 85.8269 | 74.4861 | 64.1349 | 96.6971 | 96.6971 | 80.32 | 66.8865 | 10421264.31 | 1.0637 | 8122559.166 | 28682025.71 | 1.0673 | 1.0673 | 1.0817 | 1.0721 | 1.1642 | 1.1642 | 1.1347 | 1.2028 | 1.0673 | 1.0673 | 1.0816 | 1.0716 | 0.15866 | 0.15866 | 0.18051 | 0.21282 | 0.035904 | 0.035904 | 0.016483 | 0.23878 | 0.15867 | 0.15867 | 0.18057 | 0.21254 | 0.00024852 | 0.00024852 | 0.00060816 | 0.0043591 | 103.8912 | 0 | 0 | 0 | 5644348.917 | 0 | 0 | 0 | 1456219.6532 | 5644348.917 | 584273.081 | 67.9118 | 1.375e-05 | 65.774 | 66.7678 | 584273.07
43 | HLY | 2 | 2013 | 2011 | 0.24203 | 6.37e-08 | 0.17934 | 0.57864 | 182.2314 | 92.9301 | 70.5233 | 53.5931 | 54292.867 | 0.028 | 103955.302 | 441367.678 | 40879383.24 | 40879383.24 | 1 | 0.08 | 29396.3658 | 0.08 | 5.3027 | 5.3027 | 10.4277 | 4.5034 | 89.3013 | 0 | 0 | 0 | 4848423.957 | 0 | 0 | 0 | 87.6274 | 87.6274 | 60.0956 | 49.0897 | 92.9301 | 92.9301 | 70.5233 | 53.5931 | 9893865.326 | 2.602 | 7331269.572 | 23654245.74 | 1.0673 | 1.0673 | 1.0817 | 1.0721 | 1.1642 | 1.1642 | 1.1347 | 1.2028 | 1.0673 | 1.0673 | 1.0816 | 1.0716 | 0.15866 | 0.15866 | 0.18051 | 0.21282 | 0.035904 | 0.035904 | 0.016483 | 0.23878 | 0.15867 | 0.15867 | 0.18057 | 0.21254 | 0.00024852 | 0.00024852 | 0.00060816 | 0.0043591 | 103.6997 | 0 | 0 | 0 | 5630156.253 | 0 | 0 | 0 | 1196487.461 | 5630156.253 | 599615.875 | 67.8661 | 3.5e-05 | 67.6132 | 68.7221 | 599615.847
44 | HLY | 2 | 2014 | 2012 | 0.18969 | 7.21e-08 | 0.17711 | 0.63321 | 207.5769 | 115.0861 | 100.4104 | 87.2295 | 55445.836 | 0.038 | 107020.816 | 440450.664 | 60675570.34 | 60675570.34 | 1 | 0.002 | 29511.4482 | 0.002 | -8.7496 | -8.7496 | -8.5363 | -6.454 | 92.4908 | 0 | 0 | 0 | 5128232.125 | 0 | 0 | 0 | 123.8357 | 123.8357 | 108.9466 | 93.6835 | 115.0861 | 115.0861 | 100.4104 | 87.2295 | 11509276.03 | 4.3733 | 10745997.87 | 38420292.07 | 1.0673 | 1.0673 | 1.0817 | 1.0721 | 1.1642 | 1.1642 | 1.1347 | 1.2028 | 1.0673 | 1.0673 | 1.0816 | 1.0716 | 0.15866 | 0.15866 | 0.18051 | 0.21282 | 0.035904 | 0.035904 | 0.016483 | 0.23878 | 0.15867 | 0.15867 | 0.18057 | 0.21254 | 0.00024852 | 0.00024852 | 0.00060816 | 0.0043591 | 108.015 | 0 | 0 | 0 | 5988979.897 | 0 | 0 | 0 | 2195095.2508 | 5988979.897 | 602917.354 | 69.3073 | 4.75e-05 | 69.607 | 68.5793 | 602917.316
45 | HLY | 2 | 2015 | 2013 | 0.20486 | 5.55e-08 | 0.16679 | 0.62835 | 204.9272 | 90.8695 | 85.3693 | 77.4632 | 53993.805 | 0.033 | 105529.443 | 438126.539 | 54012444.82 | 54012444.82 | 1 | 0.004 | 29869.0872 | 0.004 | 11.1496 | 11.1496 | 10.468 | 4.5803 | 114.0578 | 0 | 0 | 0 | 6158413.112 | 0 | 0 | 0 | 79.7198 | 79.7198 | 74.9014 | 72.8829 | 90.8695 | 90.8695 | 85.3693 | 77.4632 | 11064801.19 | 2.9987 | 9008977.091 | 33938663.54 | 1.0673 | 1.0673 | 1.0817 | 1.0721 | 1.1642 | 1.1642 | 1.1347 | 1.2028 | 1.0673 | 1.0673 | 1.0816 | 1.0716 | 0.15866 | 0.15866 | 0.18051 | 0.21282 | 0.035904 | 0.035904 | 0.016483 | 0.23878 | 0.15867 | 0.15867 | 0.18057 | 0.21254 | 0.00024852 | 0.00024852 | 0.00060816 | 0.0043591 | 124.8712 | 0 | 0 | 0 | 6742268.659 | 0 | 0 | 0 | 1619080.6023 | 6742268.659 | 597649.82 | 67.4923 | 4.125e-05 | 68.637 | 68.2174 | 597649.787
46 | HLY | 2 | 2016 | 2014 | 0.23084 | 1.61e-07 | 0.16351 | 0.60565 | 215.5758 | 92.6378 | 79.0118 | 69.8656 | 54205.18 | 0.088 | 104758.047 | 438830.48 | 50621595 | 50621595 | 1 | 0.004 | 29501.9226 | 0.004 | 5.9714 | 5.9714 | 5.7643 | 4.4506 | 122.938 | 0 | 0 | 0 | 6663874.809 | 0 | 0 | 0 | 86.6665 | 86.6665 | 73.2474 | 65.415 | 92.6378 | 92.6378 | 79.0118 | 69.8656 | 11685325.88 | 8.1521 | 8277117.564 | 30659143.4 | 1.0673 | 1.0673 | 1.0817 | 1.0721 | 1.1642 | 1.1642 | 1.1347 | 1.2028 | 1.0673 | 1.0673 | 1.0816 | 1.0716 | 0.15866 | 0.15866 | 0.18051 | 0.21282 | 0.035904 | 0.035904 | 0.016483 | 0.23878 | 0.15867 | 0.15867 | 0.18057 | 0.21254 | 0.00024852 | 0.00024852 | 0.00060816 | 0.0043591 | 138.7734 | 0 | 0 | 0 | 7522239.706 | 0 | 0 | 0 | 1506554.0996 | 7522239.706 | 597793.795 | 67.7565 | 0.00011 | 68.1353 | 68.3271 | 597793.707
47 | HLY | 2 | 2017 | 2015 | 0.21595 | 1.33e-05 | 0.15637 | 0.62767 | 200.5532 | 75.84 | 75.087 | 74.5159 | 55272.977 | 9.024 | 106896.525 | 432375.138 | 51331230.38 | 51331230.38 | 1 | 36.918 | 30356.0066 | 36.918 | 3.4449 | 3.4449 | 3.0862 | 1.5514 | 124.7132 | 0 | 0 | 0 | 6893271.644 | 0 | 0 | 0 | 72.3951 | 72.3951 | 72.0009 | 72.9645 | 75.84 | 75.84 | 75.087 | 74.5159 | 11085173.56 | 684.3801 | 8026542.41 | 32218830.02 | 1.0673 | 1.0673 | 1.0817 | 1.0721 | 1.1642 | 1.1642 | 1.1347 | 1.2028 | 1.0673 | 1.0673 | 1.0816 | 1.0716 | 0.15866 | 0.15866 | 0.18051 | 0.21282 | 0.035904 | 0.035904 | 0.016483 | 0.23878 | 0.15867 | 0.15867 | 0.18057 | 0.21254 | 0.00024852 | 0.00024852 | 0.00060816 | 0.0043591 | 147.0038 | 0 | 0 | 0 | 8125339.546 | 0 | 0 | 0 | 1586567.1042 | 8125339.546 | 594553.664 | 69.0912 | 0.01128 | 69.5262 | 67.3219 | 594544.64
48 | HLY | 2 | 2018 | 2016 | 0.25161 | 8.84e-08 | 0.15118 | 0.59721 | 219.4531 | 87.2217 | 67.3918 | 63.7996 | 53164.933 | 0.047 | 104023.438 | 434068.664 | 46370962.47 | 46370962.47 | 1 | 0.004 | 30894.3579 | 0.004 | 12.1659 | 12.1659 | 5.3288 | 3.6879 | 132.2315 | 0 | 0 | 0 | 7030077.458 | 0 | 0 | 0 | 75.0557 | 75.0557 | 62.063 | 60.1117 | 87.2217 | 87.2217 | 67.3918 | 63.7996 | 11667211.11 | 4.0994 | 7010331.846 | 27693415.42 | 1.0673 | 1.0673 | 1.0817 | 1.0721 | 1.1642 | 1.1642 | 1.1347 | 1.2028 | 1.0673 | 1.0673 | 1.0816 | 1.0716 | 0.15866 | 0.15866 | 0.18051 | 0.21282 | 0.035904 | 0.035904 | 0.016483 | 0.23878 | 0.15867 | 0.15867 | 0.18057 | 0.21254 | 0.00024852 | 0.00024852 | 0.00060816 | 0.0043591 | 155.4178 | 0 | 0 | 0 | 8262776.457 | 0 | 0 | 0 | 1338805.1338 | 8262776.457 | 591257.082 | 66.4562 | 5.875e-05 | 67.6575 | 67.5856 | 591257.035
49 | HLY | 2 | 2019 | 2017 | 0.29641 | 7.57e-08 | 0.18131 | 0.52228 | 256.9495 | 125.1394 | 79.5963 | 54.5544 | 51503.92 | 0.027 | 101702.671 | 427436.032 | 44647593.71 | 44647593.71 | 1 | 0.004 | 30665.4936 | 0.004 | -3.9172 | -3.9172 | 0.84209 | 1.9199 | 131.8101 | 0 | 0 | 0 | 6788736.904 | 0 | 0 | 0 | 129.0566 | 129.0566 | 78.7542 | 52.6345 | 125.1394 | 125.1394 | 79.5963 | 54.5544 | 13233908.48 | 3.3788 | 8095152.798 | 23318529.06 | 1.0673 | 1.0673 | 1.0817 | 1.0721 | 1.1642 | 1.1642 | 1.1347 | 1.2028 | 1.0673 | 1.0673 | 1.0816 | 1.0716 | 0.15866 | 0.15866 | 0.18051 | 0.21282 | 0.035904 | 0.035904 | 0.016483 | 0.23878 | 0.15867 | 0.15867 | 0.18057 | 0.21254 | 0.00024852 | 0.00024852 | 0.00060816 | 0.0043591 | 150.6425 | 0 | 0 | 0 | 7758680.549 | 0 | 0 | 0 | 1361988.2276 | 7758680.549 | 580642.65 | 64.3799 | 3.375e-05 | 66.1481 | 66.5529 | 580642.623
235 | HLY | 2 | 2020 | 2018 | 0.21618 | 2.2492e-05 | 0.18162 | 0.60218 | 287.7246 | 138.9064 | 111.1809 | 87.7123 | 51186.1256 | 10.0129 | 101014.7215 | 424540.3022 | 61838014.5652 | 61838014.5652 | 1 | 0.004 | 31026.4756 | 0.004 | 8.7587 | 8.7587 | 8.393 | 5.8981 | 148.8182 | 0 | 0 | 0 | 6258207.388 | 0 | 0 | 0 | 130.1478 | 130.1478 | 102.7879 | 81.8142 | 138.9064 | 138.9064 | 111.1809 | 87.7123 | 13368290.065 | 1390.8631 | 11230911.4202 | 37237422.2169 | 1.0664 | 1.0664 | 1.0807 | 1.0711 | 1.1632 | 1.1632 | 1.1337 | 1.2017 | 1.0664 | 1.0664 | 1.0807 | 1.0706 | 0.15866 | 0.15866 | 0.18051 | 0.21282 | 0.035904 | 0.035904 | 0.016483 | 0.23878 | 0.15867 | 0.15867 | 0.18057 | 0.21254 | 0.00024852 | 0.00024852 | 0.00060816 | 0.0043591 | 158.4848 | 0 | 0 | 0 | 8162589.2886 | 0 | 0 | 0 | 1876445.6274 | 8162589.2886 | 576751.1622 | 63.9827 | 0.012516 | 65.7006 | 66.102 | 576741.1493
257 | HLY | 2 | 2021 | 2019 | 0.22998 | 2.3298e-05 | 0.17842 | 0.59158 | 280.1793 | 138.795 | 111.0832 | 87.6351 | 51254.5071 | 10.5716 | 101157.0483 | 425132.6154 | 62978341.457 | 62978341.457 | 1 | 0.004 | 31391.7069 | 0.004 | 8.6473 | 8.6473 | 8.2953 | 5.8209 | 141.3843 | 0 | 0 | 0 | 7369623.7922 | 0 | 0 | 0 | 130.1478 | 130.1478 | 102.7879 | 81.8142 | 138.795 | 138.795 | 111.0832 | 87.6351 | 14483494.2061 | 1467.2785 | 11236845.5007 | 37256534.4717 | 1.0666 | 1.0666 | 1.0809 | 1.0713 | 1.1634 | 1.1634 | 1.1339 | 1.2019 | 1.0666 | 1.0666 | 1.0809 | 1.0708 | 0.15866 | 0.15866 | 0.18051 | 0.21282 | 0.035904 | 0.035904 | 0.016483 | 0.23878 | 0.15867 | 0.15867 | 0.18057 | 0.21254 | 0.00024852 | 0.00024852 | 0.00060816 | 0.0043591 | 148.8182 | 0 | 0 | 0 | 7617426.1776 | 0 | 0 | 0 | 1884081.9194 | 7617426.1776 | 577554.7423 | 64.0681 | 0.013214 | 65.7932 | 66.1943 | 577544.1708
279 | HLY | 2 | 2022 | 2020 | 0.22603 | 2.4401e-05 | 0.17934 | 0.59461 | 275.3439 | 138.8191 | 111.1035 | 87.651 | 51322.4618 | 11.0308 | 101295.7262 | 425710.4674 | 62754008.2329 | 62754008.2329 | 1 | 0.004 | 31761.2376 | 0.004 | 8.6714 | 8.6714 | 8.3156 | 5.8368 | 136.5247 | 0 | 0 | 0 | 7059685.1813 | 0 | 0 | 0 | 130.1478 | 130.1478 | 102.7879 | 81.8142 | 138.8191 | 138.8191 | 111.1035 | 87.651 | 14184224.4984 | 1531.2813 | 11254311.309 | 37313941.1441 | 1.0668 | 1.0668 | 1.0811 | 1.0715 | 1.1636 | 1.1636 | 1.1341 | 1.2022 | 1.0668 | 1.0668 | 1.0811 | 1.071 | 0.15866 | 0.15866 | 0.18051 | 0.21282 | 0.035904 | 0.035904 | 0.016483 | 0.23878 | 0.15867 | 0.15867 | 0.18057 | 0.21254 | 0.00024852 | 0.00024852 | 0.00060816 | 0.0043591 | 141.3843 | 0 | 0 | 0 | 7246580.6865 | 0 | 0 | 0 | 1891553.9404 | 7246580.6865 | 578339.6862 | 64.1531 | 0.013788 | 65.8834 | 66.2842 | 578328.6554
301 | HLY | 2 | 2023 | 2021 | 0.22479 | 2.4677e-05 | 0.17963 | 0.59556 | 273.5179 | 138.8431 | 111.1233 | 87.6665 | 51389.1153 | 11.1523 | 101428.4788 | 426267.1625 | 62747005.9062 | 62747005.9062 | 1 | 0.004 | 32135.1183 | 0.004 | 8.6953 | 8.6953 | 8.3354 | 5.8523 | 134.6749 | 0 | 0 | 0 | 6970028.8719 | 0 | 0 | 0 | 130.1478 | 130.1478 | 102.7879 | 81.8142 | 138.8431 | 138.8431 | 111.1233 | 87.6665 | 14105050.5305 | 1548.4191 | 11271068.9604 | 37369337.9962 | 1.067 | 1.067 | 1.0813 | 1.0717 | 1.1638 | 1.1638 | 1.1343 | 1.2024 | 1.067 | 1.067 | 1.0812 | 1.0712 | 0.15866 | 0.15866 | 0.18051 | 0.21282 | 0.035904 | 0.035904 | 0.016483 | 0.23878 | 0.15867 | 0.15867 | 0.18057 | 0.21254 | 0.00024852 | 0.00024852 | 0.00060816 | 0.0043591 | 136.5247 | 0 | 0 | 0 | 7006786.1604 | 0 | 0 | 0 | 1898765.6215 | 7006786.1604 | 579095.9089 | 64.2364 | 0.01394 | 65.9697 | 66.3709 | 579084.7566
323 | HLY | 2 | 2024 | 2022 | 0.12385 | 6.781e-05 | 0.19951 | 0.67657 | 149.4797 | 149.4797 | 121.7554 | 98.2946 | 51400.8445 | 28.1434 | 101657.3605 | 427020.1245 | 62038683.9332 | 62038683.9332 | 1 | 0.004 | 32513.4001 | 0.004 | 8.7187 | 8.7187 | 8.3544 | 5.8672 | 10.6132 | 10.6132 | 10.6132 | 10.6132 | 545402.5625 | 118.3615 | 1076479.9499 | 4524055.3638 | 130.1478 | 130.1478 | 102.7879 | 81.8142 | 138.8665 | 138.8665 | 111.1422 | 87.6814 | 7683382.1212 | 4206.8641 | 12377336.7579 | 41973758.1901 | 1.067 | 1.067 | 1.0816 | 1.072 | 1.1639 | 1.1639 | 1.1346 | 1.2026 | 1.067 | 1.067 | 1.0816 | 1.0714 | 0.15866 | 0.15866 | 0.18051 | 0.21282 | 0.035904 | 0.035904 | 0.016483 | 0.23878 | 0.15867 | 0.15867 | 0.18057 | 0.21254 | 0.00024852 | 0.00024852 | 0.00060816 | 0.0043591 | 10.6132 | 10.6132 | 10.6132 | 10.6132 | 545402.5625 | 118.3615 | 1076479.9499 | 4524055.3638 | 1908044.8881 | 6146056.2377 | 580106.4729 | 64.2511 | 0.035179 | 66.1186 | 66.4881 | 580078.3295
345 | HLY | 2 | 2025 | 2023 | 0.1238 | 6.7759e-05 | 0.1995 | 0.67663 | 149.5726 | 149.5726 | 121.8768 | 98.4035 | 51466.0323 | 28.1693 | 101787.0755 | 427564.5771 | 62181444.1981 | 62181444.1981 | 1 | 0.004 | 32896.135 | 0.004 | 8.7229 | 8.7229 | 8.387 | 5.8873 | 10.702 | 10.702 | 10.702 | 10.702 | 550089.947 | 301.1894 | 1087933.3331 | 4569953.6682 | 130.1478 | 130.1478 | 102.7879 | 81.8142 | 138.8706 | 138.8706 | 111.1749 | 87.7015 | 7697907.1236 | 4213.3492 | 12405484.6824 | 42073839.0428 | 1.0672 | 1.0672 | 1.0818 | 1.0721 | 1.1641 | 1.1641 | 1.1348 | 1.2028 | 1.0672 | 1.0672 | 1.0817 | 1.0716 | 0.15866 | 0.15866 | 0.18051 | 0.21282 | 0.035904 | 0.035904 | 0.016483 | 0.23878 | 0.15867 | 0.15867 | 0.18057 | 0.21254 | 0.00024852 | 0.00024852 | 0.00060816 | 0.0043591 | 10.702 | 10.702 | 10.702 | 10.702 | 550089.947 | 301.1894 | 1087933.3331 | 4569953.6682 | 1915112.049 | 6208278.1377 | 580845.8541 | 64.3325 | 0.035212 | 66.203 | 66.5729 | 580817.6848
367 | HLY | 2 | 2026 | 2024 | 0.12377 | 6.7744e-05 | 0.19949 | 0.67667 | 149.6722 | 149.6722 | 121.972 | 98.4947 | 51531.6365 | 28.2047 | 101917.2033 | 428110.9177 | 62314782.8077 | 62314782.8077 | 1 | 0.004 | 33283.3752 | 0.004 | 8.7458 | 8.7458 | 8.4054 | 5.9019 | 10.7787 | 10.7787 | 10.7787 | 10.7787 | 554735.7601 | 303.6274 | 1097130.0521 | 4608580.6536 | 130.1478 | 130.1478 | 102.7879 | 81.8142 | 138.8935 | 138.8935 | 111.1933 | 87.716 | 7712852.7639 | 4221.4537 | 12431042.2789 | 42166666.3112 | 1.0674 | 1.0674 | 1.082 | 1.0723 | 1.1642 | 1.1642 | 1.135 | 1.203 | 1.0674 | 1.0674 | 1.0819 | 1.0718 | 0.15866 | 0.15866 | 0.18051 | 0.21282 | 0.035904 | 0.035904 | 0.016483 | 0.23878 | 0.15867 | 0.15867 | 0.18057 | 0.21254 | 0.00024852 | 0.00024852 | 0.00060816 | 0.0043591 | 10.7787 | 10.7787 | 10.7787 | 10.7787 | 554735.7601 | 303.6274 | 1097130.0521 | 4608580.6536 | 1922212.5535 | 6260750.0932 | 581587.9622 | 64.4145 | 0.035256 | 66.2876 | 66.658 | 581559.7575
389 | HLY | 2 | 2027 | 2025 | 0.12369 | 6.7697e-05 | 0.19943 | 0.6768 | 149.9342 | 149.9342 | 122.2294 | 98.7483 | 51595.4399 | 28.2379 | 102044.5974 | 428645.2312 | 62540985.9287 | 62540985.9287 | 1 | 0.004 | 33675.1739 | 0.004 | 8.7688 | 8.7688 | 8.4239 | 5.9164 | 11.0177 | 11.0177 | 11.0177 | 11.0177 | 567758.0966 | 310.7494 | 1122889.1866 | 4716780.9204 | 130.1478 | 130.1478 | 102.7879 | 81.8142 | 138.9165 | 138.9165 | 111.2118 | 87.7306 | 7735920.3565 | 4233.8224 | 12472853.5371 | 42327978.2127 | 1.0675 | 1.0675 | 1.0821 | 1.0725 | 1.1644 | 1.1644 | 1.1352 | 1.2032 | 1.0675 | 1.0675 | 1.0821 | 1.0719 | 0.15866 | 0.15866 | 0.18051 | 0.21282 | 0.035904 | 0.035904 | 0.016483 | 0.23878 | 0.15867 | 0.15867 | 0.18057 | 0.21254 | 0.00024852 | 0.00024852 | 0.00060816 | 0.0043591 | 11.0177 | 11.0177 | 11.0177 | 11.0177 | 567758.0966 | 310.7494 | 1122889.1866 | 4716780.9204 | 1929159.8835 | 6407738.953 | 582313.5064 | 64.4943 | 0.035297 | 66.3705 | 66.7412 | 582285.2685
411 | HLY | 2 | 2028 | 2026 | 0.12357 | 6.7624e-05 | 0.19935 | 0.67701 | 150.3226 | 150.3226 | 122.6135 | 99.1285 | 51657.8584 | 28.2693 | 102169.9005 | 429170.3372 | 62840023.5161 | 62840023.5161 | 1 | 0.004 | 34071.5846 | 0.004 | 8.7911 | 8.7911 | 8.442 | 5.9307 | 11.3837 | 11.3837 | 11.3837 | 11.3837 | 587345.5707 | 321.4507 | 1161642.2391 | 4879556.768 | 130.1478 | 130.1478 | 102.7879 | 81.8142 | 138.9389 | 138.9389 | 111.2298 | 87.7449 | 7765341.4375 | 4249.5166 | 12527410.9627 | 42543021.5992 | 1.0677 | 1.0677 | 1.0823 | 1.0727 | 1.1646 | 1.1646 | 1.1354 | 1.2034 | 1.0677 | 1.0677 | 1.0823 | 1.0721 | 0.15866 | 0.15866 | 0.18051 | 0.21282 | 0.035904 | 0.035904 | 0.016483 | 0.23878 | 0.15867 | 0.15867 | 0.18057 | 0.21254 | 0.00024852 | 0.00024852 | 0.00060816 | 0.0043591 | 11.3837 | 11.3837 | 11.3837 | 11.3837 | 587345.5707 | 321.4507 | 1161642.2391 | 4879556.768 | 1935991.044 | 6628866.0285 | 583026.3655 | 64.5723 | 0.035337 | 66.452 | 66.8229 | 582998.0961
433 | HLY | 2 | 2029 | 2027 | 0.12351 | 6.7584e-05 | 0.19931 | 0.67712 | 150.5495 | 150.5495 | 122.8364 | 99.3476 | 51722.2337 | 28.303 | 102298.254 | 429708.7955 | 63047489.0997 | 63047489.0997 | 1 | 0.004 | 34472.6618 | 0.004 | 8.813 | 8.813 | 8.4597 | 5.9446 | 11.5888 | 11.5888 | 11.5888 | 11.5888 | 598650.1322 | 327.6062 | 1184021.6833 | 4973548.7893 | 130.1478 | 130.1478 | 102.7879 | 81.8142 | 138.9607 | 138.9607 | 111.2476 | 87.7588 | 7786755.891 | 4261.0054 | 12565944.5564 | 42690527.6469 | 1.0679 | 1.0679 | 1.0825 | 1.0728 | 1.1648 | 1.1648 | 1.1356 | 1.2036 | 1.0679 | 1.0679 | 1.0824 | 1.0723 | 0.15866 | 0.15866 | 0.18051 | 0.21282 | 0.035904 | 0.035904 | 0.016483 | 0.23878 | 0.15867 | 0.15867 | 0.18057 | 0.21254 | 0.00024852 | 0.00024852 | 0.00060816 | 0.0043591 | 11.5888 | 11.5888 | 11.5888 | 11.5888 | 598650.1322 | 327.6062 | 1184021.6833 | 4973548.7893 | 1943005.7896 | 6756548.211 | 583757.5862 | 64.6528 | 0.035379 | 66.5354 | 66.9068 | 583729.2832
455 | HLY | 2 | 2030 | 2028 | 0.12344 | 6.7547e-05 | 0.19927 | 0.67722 | 150.7609 | 150.7609 | 123.0435 | 99.5508 | 51786.8785 | 28.337 | 102427.0562 | 430249.1932 | 63246358.496 | 63246358.496 | 1 | 0.004 | 34878.4603 | 0.004 | 8.8355 | 8.8355 | 8.4779 | 5.9589 | 11.7777 | 11.7777 | 11.7777 | 11.7777 | 609168.8699 | 333.3444 | 1204837.9827 | 5060980.5966 | 130.1478 | 130.1478 | 102.7879 | 81.8142 | 138.9832 | 138.9832 | 111.2658 | 87.7731 | 7807438.8812 | 4272.1167 | 12602980.2752 | 42831667.2228 | 1.0681 | 1.0681 | 1.0827 | 1.073 | 1.165 | 1.165 | 1.1358 | 1.2038 | 1.068 | 1.068 | 1.0826 | 1.0725 | 0.15866 | 0.15866 | 0.18051 | 0.21282 | 0.035904 | 0.035904 | 0.016483 | 0.23878 | 0.15867 | 0.15867 | 0.18057 | 0.21254 | 0.00024852 | 0.00024852 | 0.00060816 | 0.0043591 | 11.7777 | 11.7777 | 11.7777 | 11.7777 | 609168.8699 | 333.3444 | 1204837.9827 | 5060980.5966 | 1950052.68 | 6875320.7936 | 584491.4648 | 64.7336 | 0.035421 | 66.6192 | 66.9909 | 584463.1278
477 | HLY | 2 | 2031 | 2029 | 0.12339 | 6.7513e-05 | 0.19923 | 0.67731 | 150.9576 | 150.9576 | 123.2357 | 99.7392 | 51851.7804 | 28.3713 | 102556.2914 | 430791.4595 | 63437116.4622 | 63437116.4622 | 1 | 0.004 | 35289.0356 | 0.004 | 8.8581 | 8.8581 | 8.4961 | 5.9733 | 11.9518 | 11.9518 | 11.9518 | 11.9518 | 618944.0535 | 338.6772 | 1224183.0213 | 5142232.6961 | 130.1478 | 130.1478 | 102.7879 | 81.8142 | 139.0058 | 139.0058 | 111.284 | 87.7875 | 7827419.5886 | 4282.8604 | 12638600.135 | 42966813.8782 | 1.0682 | 1.0682 | 1.0828 | 1.0732 | 1.1652 | 1.1652 | 1.1359 | 1.204 | 1.0682 | 1.0682 | 1.0828 | 1.0726 | 0.15866 | 0.15866 | 0.18051 | 0.21282 | 0.035904 | 0.035904 | 0.016483 | 0.23878 | 0.15867 | 0.15867 | 0.18057 | 0.21254 | 0.00024852 | 0.00024852 | 0.00060816 | 0.0043591 | 11.9518 | 11.9518 | 11.9518 | 11.9518 | 618944.0535 | 338.6772 | 1224183.0213 | 5142232.6961 | 1957130.8179 | 6985698.4481 | 585227.9026 | 64.8147 | 0.035464 | 66.7033 | 67.0754 | 585199.5313
499 | HLY | 2 | 2032 | 2030 | 0.12327 | 6.7442e-05 | 0.19915 | 0.67751 | 151.3474 | 151.3474 | 123.6211 | 100.1208 | 51914.5373 | 28.4029 | 102682.2607 | 431319.3669 | 63739146.4433 | 63739146.4433 | 1 | 0.004 | 35704.4441 | 0.004 | 8.8807 | 8.8807 | 8.5143 | 5.9877 | 12.3189 | 12.3189 | 12.3189 | 12.3189 | 638756.2796 | 349.5027 | 1263379.4763 | 5306871.7759 | 130.1478 | 130.1478 | 102.7879 | 81.8142 | 139.0285 | 139.0285 | 111.3022 | 87.8019 | 7857128.5173 | 4298.7046 | 12693696.4592 | 43184022.7622 | 1.0684 | 1.0684 | 1.083 | 1.0734 | 1.1654 | 1.1654 | 1.1361 | 1.2042 | 1.0684 | 1.0684 | 1.083 | 1.0728 | 0.15866 | 0.15866 | 0.18051 | 0.21282 | 0.035904 | 0.035904 | 0.016483 | 0.23878 | 0.15867 | 0.15867 | 0.18057 | 0.21254 | 0.00024852 | 0.00024852 | 0.00060816 | 0.0043591 | 12.3189 | 12.3189 | 12.3189 | 12.3189 | 638756.2796 | 349.5027 | 1263379.4763 | 5306871.7759 | 1964023.8113 | 7209357.0345 | 585944.5679 | 64.8932 | 0.035504 | 66.7852 | 67.1576 | 585916.165
521 | HLY | 2 | 2033 | 2031 | 0.12312 | 6.7354e-05 | 0.19905 | 0.67776 | 151.8229 | 151.8229 | 124.0925 | 100.5884 | 51976.393 | 28.4333 | 102806.8813 | 431841.3267 | 64091317.7779 | 64091317.7779 | 1 | 0.004 | 36124.7427 | 0.004 | 8.9026 | 8.9026 | 8.5321 | 6.0017 | 12.7725 | 12.7725 | 12.7725 | 12.7725 | 663080.4111 | 362.7772 | 1311513.0969 | 5509043.0886 | 130.1478 | 130.1478 | 102.7879 | 81.8142 | 139.0504 | 139.0504 | 111.32 | 87.8159 | 7891206.2743 | 4316.829 | 12757567.6878 | 43438226.9867 | 1.0686 | 1.0686 | 1.0832 | 1.0735 | 1.1655 | 1.1655 | 1.1363 | 1.2044 | 1.0685 | 1.0685 | 1.0831 | 1.073 | 0.15866 | 0.15866 | 0.18051 | 0.21282 | 0.035904 | 0.035904 | 0.016483 | 0.23878 | 0.15867 | 0.15867 | 0.18057 | 0.21254 | 0.00024852 | 0.00024852 | 0.00060816 | 0.0043591 | 12.7725 | 12.7725 | 12.7725 | 12.7725 | 663080.4111 | 362.7772 | 1311513.0969 | 5509043.0886 | 1970843.4083 | 7483999.3738 | 586653.0342 | 64.9705 | 0.035542 | 66.8663 | 67.2388 | 586624.6009
543 | HLY | 2 | 2034 | 2032 | 0.12307 | 6.7319e-05 | 0.19901 | 0.67785 | 152.027 | 152.027 | 124.2927 | 100.7848 | 52041.4607 | 28.4675 | 102936.4881 | 432385.1276 | 64288133.118 | 64288133.118 | 1 | 0.004 | 36549.9888 | 0.004 | 8.9241 | 8.9241 | 8.5497 | 6.0155 | 12.9551 | 12.9551 | 12.9551 | 12.9551 | 673360.2481 | 368.357 | 1331875.1677 | 5594554.8802 | 130.1478 | 130.1478 | 102.7879 | 81.8142 | 139.0719 | 139.0719 | 111.3376 | 87.8297 | 7911707.5879 | 4327.8337 | 12794252.8683 | 43577844.8281 | 1.0687 | 1.0687 | 1.0834 | 1.0737 | 1.1657 | 1.1657 | 1.1365 | 1.2046 | 1.0687 | 1.0687 | 1.0833 | 1.0732 | 0.15866 | 0.15866 | 0.18051 | 0.21282 | 0.035904 | 0.035904 | 0.016483 | 0.23878 | 0.15867 | 0.15867 | 0.18057 | 0.21254 | 0.00024852 | 0.00024852 | 0.00060816 | 0.0043591 | 12.9551 | 12.9551 | 12.9551 | 12.9551 | 673360.2481 | 368.357 | 1331875.1677 | 5594554.8802 | 1977960.7171 | 7600158.653 | 587391.544 | 65.0518 | 0.035584 | 66.9506 | 67.3235 | 587363.0765
565 | HLY | 2 | 2035 | 2033 | 0.12301 | 6.7287e-05 | 0.19898 | 0.67794 | 152.2177 | 152.2177 | 124.479 | 100.9673 | 52106.7759 | 28.502 | 103066.5085 | 432930.7134 | 64477358.3904 | 64477358.3904 | 1 | 0.004 | 36980.2407 | 0.004 | 8.9468 | 8.9468 | 8.5679 | 6.0299 | 13.1232 | 13.1232 | 13.1232 | 13.1232 | 682950.7251 | 373.5852 | 1350856.5709 | 5674278.3969 | 130.1478 | 130.1478 | 102.7879 | 81.8142 | 139.0945 | 139.0945 | 111.3558 | 87.8441 | 7931575.0884 | 4338.517 | 12829618.284 | 43711826.501 | 1.0689 | 1.0689 | 1.0835 | 1.0739 | 1.1659 | 1.1659 | 1.1367 | 1.2048 | 1.0689 | 1.0689 | 1.0835 | 1.0733 | 0.15866 | 0.15866 | 0.18051 | 0.21282 | 0.035904 | 0.035904 | 0.016483 | 0.23878 | 0.15867 | 0.15867 | 0.18057 | 0.21254 | 0.00024852 | 0.00024852 | 0.00060816 | 0.0043591 | 13.1232 | 13.1232 | 13.1232 | 13.1232 | 682950.7251 | 373.5852 | 1350856.5709 | 5674278.3969 | 1985108.327 | 7708459.2781 | 588132.4998 | 65.1335 | 0.035628 | 67.0351 | 67.4084 | 588103.9978
587 | HLY | 2 | 2036 | 2034 | 0.12296 | 6.7258e-05 | 0.19895 | 0.67802 | 152.3954 | 152.3954 | 124.6523 | 101.1366 | 52172.3271 | 28.5368 | 103196.9298 | 433478.0265 | 64659406.2886 | 64659406.2886 | 1 | 0.004 | 37415.5574 | 0.004 | 8.9695 | 8.9695 | 8.5862 | 6.0443 | 13.2782 | 13.2782 | 13.2782 | 13.2782 | 691882.2577 | 378.4548 | 1368533.8864 | 5748524.5267 | 130.1478 | 130.1478 | 102.7879 | 81.8142 | 139.1172 | 139.1172 | 111.3741 | 87.8585 | 7950821.7019 | 4348.8757 | 12863731.2135 | 43840504.4975 | 1.0691 | 1.0691 | 1.0837 | 1.0741 | 1.1661 | 1.1661 | 1.1369 | 1.205 | 1.0691 | 1.0691 | 1.0837 | 1.0735 | 0.15866 | 0.15866 | 0.18051 | 0.21282 | 0.035904 | 0.035904 | 0.016483 | 0.23878 | 0.15867 | 0.15867 | 0.18057 | 0.21254 | 0.00024852 | 0.00024852 | 0.00060816 | 0.0043591 | 13.2782 | 13.2782 | 13.2782 | 13.2782 | 691882.2577 | 378.4548 | 1368533.8864 | 5748524.5267 | 1992285.4943 | 7809319.1256 | 588875.8202 | 65.2154 | 0.035671 | 67.12 | 67.4937 | 588847.2834
609 | HLY | 2 | 2037 | 2035 | 0.12292 | 6.7231e-05 | 0.19892 | 0.6781 | 152.5607 | 152.5607 | 124.8131 | 101.2936 | 52238.106 | 28.5718 | 103327.7395 | 434027.0115 | 64834660.8303 | 64834660.8303 | 1 | 0.004 | 37855.9985 | 0.004 | 8.9922 | 8.9922 | 8.6045 | 6.0587 | 13.4207 | 13.4207 | 13.4207 | 13.4207 | 700189.5375 | 382.984 | 1384975.8014 | 5817581.7678 | 130.1478 | 130.1478 | 102.7879 | 81.8142 | 139.14 | 139.14 | 111.3924 | 87.8729 | 7969480.8543 | 4358.9272 | 12896658.8532 | 43964162.1956 | 1.0693 | 1.0693 | 1.0839 | 1.0742 | 1.1663 | 1.1663 | 1.1371 | 1.2052 | 1.0692 | 1.0692 | 1.0839 | 1.0737 | 0.15866 | 0.15866 | 0.18051 | 0.21282 | 0.035904 | 0.035904 | 0.016483 | 0.23878 | 0.15867 | 0.15867 | 0.18057 | 0.21254 | 0.00024852 | 0.00024852 | 0.00060816 | 0.0043591 | 13.4207 | 13.4207 | 13.4207 | 13.4207 | 700189.5375 | 382.984 | 1384975.8014 | 5817581.7678 | 1999491.5331 | 7903130.0906 | 589621.4288 | 65.2976 | 0.035715 | 67.205 | 67.5791 | 589592.857
631 | HLY | 2 | 2038 | 2036 | 0.12288 | 6.7207e-05 | 0.19889 | 0.67816 | 152.7143 | 152.7143 | 124.9623 | 101.4389 | 52304.1046 | 28.6069 | 103458.9254 | 434577.6149 | 65003497.8509 | 65003497.8509 | 1 | 0.004 | 38301.6243 | 0.004 | 9.015 | 9.015 | 8.6229 | 6.0732 | 13.5515 | 13.5515 | 13.5515 | 13.5515 | 707906.5376 | 387.1912 | 1400249.5097 | 5881732.3712 | 130.1478 | 130.1478 | 102.7879 | 81.8142 | 139.1628 | 139.1628 | 111.4108 | 87.8874 | 7987585.3095 | 4368.6888 | 12928466.9549 | 44083076.8977 | 1.0694 | 1.0694 | 1.0841 | 1.0744 | 1.1665 | 1.1665 | 1.1372 | 1.2054 | 1.0694 | 1.0694 | 1.084 | 1.0739 | 0.15866 | 0.15866 | 0.18051 | 0.21282 | 0.035904 | 0.035904 | 0.016483 | 0.23878 | 0.15867 | 0.15867 | 0.18057 | 0.21254 | 0.00024852 | 0.00024852 | 0.00060816 | 0.0043591 | 13.5515 | 13.5515 | 13.5515 | 13.5515 | 707906.5376 | 387.1912 | 1400249.5097 | 5881732.3712 | 2006725.7786 | 7990275.6097 | 590369.2518 | 65.3801 | 0.035759 | 67.2904 | 67.6649 | 590340.6449
653 | HLY | 2 | 2039 | 2037 | 0.12284 | 6.7185e-05 | 0.19886 | 0.67823 | 152.8569 | 152.8569 | 125.1005 | 101.5732 | 52370.3154 | 28.6423 | 103590.476 | 435129.7863 | 65166273.6128 | 65166273.6128 | 1 | 0.004 | 38752.4958 | 0.004 | 9.0379 | 9.0379 | 8.6413 | 6.0877 | 13.6713 | 13.6713 | 13.6713 | 13.6713 | 715065.4528 | 391.0942 | 1414418.6941 | 5941243.8357 | 130.1478 | 130.1478 | 102.7879 | 81.8142 | 139.1856 | 139.1856 | 111.4292 | 87.9019 | 8005166.1265 | 4378.1768 | 12959217.8472 | 44197511.4623 | 1.0696 | 1.0696 | 1.0842 | 1.0746 | 1.1667 | 1.1667 | 1.1374 | 1.2056 | 1.0696 | 1.0696 | 1.0842 | 1.074 | 0.15866 | 0.15866 | 0.18051 | 0.21282 | 0.035904 | 0.035904 | 0.016483 | 0.23878 | 0.15867 | 0.15867 | 0.18057 | 0.21254 | 0.00024852 | 0.00024852 | 0.00060816 | 0.0043591 | 13.6713 | 13.6713 | 13.6713 | 13.6713 | 715065.4528 | 391.0942 | 1414418.6941 | 5941243.8357 | 2013987.607 | 8071119.0768 | 591119.2201 | 65.4629 | 0.035803 | 67.3759 | 67.7508 | 591090.5778
675 | HLY | 2 | 2040 | 2038 | 0.12281 | 6.7164e-05 | 0.19884 | 0.67828 | 152.9892 | 152.9892 | 125.2282 | 101.697 | 52436.7314 | 28.6779 | 103722.3806 | 435683.4784 | 65323325.7321 | 65323325.7321 | 1 | 0.004 | 39208.6747 | 0.004 | 9.0608 | 9.0608 | 8.6597 | 6.1022 | 13.7806 | 13.7806 | 13.7806 | 13.7806 | 721696.7852 | 394.7096 | 1427543.6938 | 5996369.612 | 130.1478 | 130.1478 | 102.7879 | 81.8142 | 139.2085 | 139.2085 | 111.4476 | 87.9164 | 8022252.741 | 4387.4066 | 12988970.5982 | 44307714.9863 | 1.0698 | 1.0698 | 1.0844 | 1.0748 | 1.1669 | 1.1669 | 1.1376 | 1.2058 | 1.0698 | 1.0698 | 1.0844 | 1.0742 | 0.15866 | 0.15866 | 0.18051 | 0.21282 | 0.035904 | 0.035904 | 0.016483 | 0.23878 | 0.15867 | 0.15867 | 0.18057 | 0.21254 | 0.00024852 | 0.00024852 | 0.00060816 | 0.0043591 | 13.7806 | 13.7806 | 13.7806 | 13.7806 | 721696.7852 | 394.7096 | 1427543.6938 | 5996369.612 | 2021276.4324 | 8146004.8006 | 591871.2683 | 65.5459 | 0.035847 | 67.4617 | 67.8371 | 591842.5905
697 | HLY | 2 | 2041 | 2039 | 0.12278 | 6.7146e-05 | 0.19882 | 0.67833 | 153.1116 | 153.1116 | 125.3462 | 101.8111 | 52503.3459 | 28.7136 | 103854.6291 | 436238.6467 | 65474974.1455 | 65474974.1455 | 1 | 0.004 | 39670.2237 | 0.004 | 9.0837 | 9.0837 | 8.6781 | 6.1167 | 13.8801 | 13.8801 | 13.8801 | 13.8801 | 727829.433 | 398.0532 | 1439681.6786 | 6047349.8366 | 130.1478 | 130.1478 | 102.7879 | 81.8142 | 139.2315 | 139.2315 | 111.466 | 87.9309 | 8038873.0493 | 4396.3929 | 13017781.1842 | 44413923.5191 | 1.07 | 1.07 | 1.0846 | 1.0749 | 1.1671 | 1.1671 | 1.1378 | 1.206 | 1.0699 | 1.0699 | 1.0846 | 1.0744 | 0.15866 | 0.15866 | 0.18051 | 0.21282 | 0.035904 | 0.035904 | 0.016483 | 0.23878 | 0.15867 | 0.15867 | 0.18057 | 0.21254 | 0.00024852 | 0.00024852 | 0.00060816 | 0.0043591 | 13.8801 | 13.8801 | 13.8801 | 13.8801 | 727829.433 | 398.0532 | 1439681.6786 | 6047349.8366 | 2028591.7047 | 8215259.0015 | 592625.3353 | 65.6292 | 0.035892 | 67.5477 | 67.9235 | 592596.6216
719 | HLY | 2 | 2042 | 2040 | 0.12275 | 6.713e-05 | 0.1988 | 0.67838 | 153.2248 | 153.2248 | 125.4549 | 101.9159 | 52570.1527 | 28.7496 | 103987.2119 | 436795.2492 | 65621522.0235 | 65621522.0235 | 1 | 0.004 | 40137.2058 | 0.004 | 9.1067 | 9.1067 | 8.6966 | 6.1313 | 13.9704 | 13.9704 | 13.9704 | 13.9704 | 733490.7738 | 401.14 | 1450886.8141 | 6094412.0232 | 130.1478 | 130.1478 | 102.7879 | 81.8142 | 139.2545 | 139.2545 | 111.4845 | 87.9455 | 8055053.488 | 4405.1496 | 13045702.6494 | 44516360.7366 | 1.0701 | 1.0701 | 1.0848 | 1.0751 | 1.1673 | 1.1673 | 1.138 | 1.2062 | 1.0701 | 1.0701 | 1.0848 | 1.0746 | 0.15866 | 0.15866 | 0.18051 | 0.21282 | 0.035904 | 0.035904 | 0.016483 | 0.23878 | 0.15867 | 0.15867 | 0.18057 | 0.21254 | 0.00024852 | 0.00024852 | 0.00060816 | 0.0043591 | 13.9704 | 13.9704 | 13.9704 | 13.9704 | 733490.7738 | 401.14 | 1450886.8141 | 6094412.0232 | 2035932.9072 | 8279190.7511 | 593381.3633 | 65.7127 | 0.035937 | 67.634 | 68.0102 | 593352.6137
741 | HLY | 2 | 2043 | 2041 | 0.12273 | 6.7115e-05 | 0.19879 | 0.67842 | 153.3293 | 153.3293 | 125.5548 | 102.0119 | 52637.1458 | 28.7857 | 104120.12 | 437353.2466 | 65763256.6262 | 65763256.6262 | 1 | 0.004 | 40609.685 | 0.004 | 9.1298 | 9.1298 | 8.7151 | 6.1459 | 14.0518 | 14.0518 | 14.0518 | 14.0518 | 738706.7429 | 403.9841 | 1461210.4151 | 6137771.7107 | 130.1478 | 130.1478 | 102.7879 | 81.8142 | 139.2775 | 139.2775 | 111.503 | 87.9601 | 8070819.108 | 4413.6897 | 13072785.2553 | 44615238.5731 | 1.0703 | 1.0703 | 1.085 | 1.0753 | 1.1675 | 1.1675 | 1.1382 | 1.2064 | 1.0703 | 1.0703 | 1.0849 | 1.0748 | 0.15866 | 0.15866 | 0.18051 | 0.21282 | 0.035904 | 0.035904 | 0.016483 | 0.23878 | 0.15867 | 0.15867 | 0.18057 | 0.21254 | 0.00024852 | 0.00024852 | 0.00060816 | 0.0043591 | 14.0518 | 14.0518 | 14.0518 | 14.0518 | 738706.7429 | 403.9841 | 1461210.4151 | 6137771.7107 | 2043299.5547 | 8338092.8528 | 594139.2981 | 65.7964 | 0.035982 | 67.7204 | 68.097 | 594110.5124
763 | HLY | 2 | 2044 | 2042 | 0.1227 | 6.7102e-05 | 0.19877 | 0.67846 | 153.4256 | 153.4256 | 125.6466 | 102.0997 | 52704.3199 | 28.8219 | 104253.3451 | 437912.6018 | 65900450.129 | 65900450.129 | 1 | 0.004 | 41087.7261 | 0.004 | 9.1528 | 9.1528 | 8.7337 | 6.1605 | 14.125 | 14.125 | 14.125 | 14.125 | 743501.909 | 406.599 | 1470701.0949 | 6177633.0883 | 130.1478 | 130.1478 | 102.7879 | 81.8142 | 139.3006 | 139.3006 | 111.5215 | 87.9747 | 8086193.6466 | 4422.0257 | 13099076.6253 | 44710757.8314 | 1.0705 | 1.0705 | 1.0851 | 1.0755 | 1.1677 | 1.1677 | 1.1384 | 1.2066 | 1.0705 | 1.0705 | 1.0851 | 1.0749 | 0.15866 | 0.15866 | 0.18051 | 0.21282 | 0.035904 | 0.035904 | 0.016483 | 0.23878 | 0.15867 | 0.15867 | 0.18057 | 0.21254 | 0.00024852 | 0.00024852 | 0.00060816 | 0.0043591 | 14.125 | 14.125 | 14.125 | 14.125 | 743501.909 | 406.599 | 1470701.0949 | 6177633.0883 | 2050691.1912 | 8392242.6912 | 594899.0887 | 65.8804 | 0.036027 | 67.8071 | 68.1841 | 594870.2668
785 | HLY | 2 | 2045 | 2043 | 0.12268 | 6.709e-05 | 0.19876 | 0.67849 | 153.5142 | 153.5142 | 125.7306 | 102.1798 | 52771.6696 | 28.8584 | 104386.8791 | 438473.28 | 66033360.3985 | 66033360.3985 | 1 | 0.004 | 41571.3945 | 0.004 | 9.1759 | 9.1759 | 8.7522 | 6.1751 | 14.1905 | 14.1905 | 14.1905 | 14.1905 | 747899.5445 | 408.9973 | 1479404.9046 | 6214189.582 | 130.1478 | 130.1478 | 102.7879 | 81.8142 | 139.3237 | 139.3237 | 111.5401 | 87.9893 | 8101199.5943 | 4430.1694 | 13124621.8798 | 44803108.7551 | 1.0707 | 1.0707 | 1.0853 | 1.0757 | 1.1679 | 1.1679 | 1.1386 | 1.2068 | 1.0707 | 1.0707 | 1.0853 | 1.0751 | 0.15866 | 0.15866 | 0.18051 | 0.21282 | 0.035904 | 0.035904 | 0.016483 | 0.23878 | 0.15867 | 0.15867 | 0.18057 | 0.21254 | 0.00024852 | 0.00024852 | 0.00060816 | 0.0043591 | 14.1905 | 14.1905 | 14.1905 | 14.1905 | 747899.5445 | 408.9973 | 1479404.9046 | 6214189.582 | 2058107.3886 | 8441903.0285 | 595660.6871 | 65.9646 | 0.036073 | 67.8939 | 68.2714 | 595631.8287
807 | HLY | 2 | 2046 | 2044 | 0.12267 | 6.708e-05 | 0.19875 | 0.67852 | 153.5954 | 153.5954 | 125.8073 | 102.2525 | 52839.1901 | 28.8949 | 104520.7147 | 439035.2483 | 66162231.724 | 66162231.724 | 1 | 0.004 | 42060.7564 | 0.004 | 9.1991 | 9.1991 | 8.7708 | 6.1898 | 14.2486 | 14.2486 | 14.2486 | 14.2486 | 751921.6927 | 411.191 | 1487365.4648 | 6247624.4074 | 130.1478 | 130.1478 | 102.7879 | 81.8142 | 139.3468 | 139.3468 | 111.5587 | 88.004 | 8115858.2589 | 4438.1319 | 13149463.7646 | 44892471.5686 | 1.0709 | 1.0709 | 1.0855 | 1.0758 | 1.168 | 1.168 | 1.1388 | 1.207 | 1.0708 | 1.0708 | 1.0855 | 1.0753 | 0.15866 | 0.15866 | 0.18051 | 0.21282 | 0.035904 | 0.035904 | 0.016483 | 0.23878 | 0.15867 | 0.15867 | 0.18057 | 0.21254 | 0.00024852 | 0.00024852 | 0.00060816 | 0.0043591 | 14.2486 | 14.2486 | 14.2486 | 14.2486 | 751921.6927 | 411.191 | 1487365.4648 | 6247624.4074 | 2065547.7445 | 8487322.7559 | 596424.0481 | 66.049 | 0.036119 | 67.981 | 68.3589 | 596395.1531
829 | HLY | 2 | 2047 | 2045 | 0.12265 | 6.7071e-05 | 0.19874 | 0.67855 | 153.6698 | 153.6698 | 125.877 | 102.3184 | 52906.8767 | 28.9317 | 104654.8448 | 439598.4758 | 66287295.5229 | 66287295.5229 | 1 | 0.004 | 42555.8789 | 0.004 | 9.2223 | 9.2223 | 8.7894 | 6.2044 | 14.2998 | 14.2998 | 14.2998 | 14.2998 | 755589.2314 | 413.1916 | 1494624.0921 | 6278111.1024 | 130.1478 | 130.1478 | 102.7879 | 81.8142 | 139.37 | 139.37 | 111.5773 | 88.0186 | 8130189.827 | 4445.9239 | 13173642.7738 | 44979016.9983 | 1.071 | 1.071 | 1.0857 | 1.076 | 1.1682 | 1.1682 | 1.1389 | 1.2072 | 1.071 | 1.071 | 1.0857 | 1.0755 | 0.15866 | 0.15866 | 0.18051 | 0.21282 | 0.035904 | 0.035904 | 0.016483 | 0.23878 | 0.15867 | 0.15867 | 0.18057 | 0.21254 | 0.00024852 | 0.00024852 | 0.00060816 | 0.0043591 | 14.2998 | 14.2998 | 14.2998 | 14.2998 | 755589.2314 | 413.1916 | 1494624.0921 | 6278111.1024 | 2073011.881 | 8528737.6176 | 597189.129 | 66.1336 | 0.036165 | 68.0682 | 68.4466 | 597160.1973
851 | HLY | 2 | 2048 | 2046 | 0.12264 | 6.7063e-05 | 0.19873 | 0.67857 | 153.7377 | 153.7377 | 125.9404 | 102.3778 | 52974.7252 | 28.9685 | 104789.2626 | 440162.9334 | 66408771.0035 | 66408771.0035 | 1 | 0.004 | 43056.8298 | 0.004 | 9.2455 | 9.2455 | 8.808 | 6.2191 | 14.3445 | 14.3445 | 14.3445 | 14.3445 | 758921.934 | 415.0099 | 1501219.9186 | 6305814.0275 | 130.1478 | 130.1478 | 102.7879 | 81.8142 | 139.3932 | 139.3932 | 111.5959 | 88.0333 | 8144213.4209 | 4453.5553 | 13197197.2659 | 45062906.7614 | 1.0712 | 1.0712 | 1.0859 | 1.0762 | 1.1684 | 1.1684 | 1.1391 | 1.2074 | 1.0712 | 1.0712 | 1.0858 | 1.0757 | 0.15866 | 0.15866 | 0.18051 | 0.21282 | 0.035904 | 0.035904 | 0.016483 | 0.23878 | 0.15867 | 0.15867 | 0.18057 | 0.21254 | 0.00024852 | 0.00024852 | 0.00060816 | 0.0043591 | 14.3445 | 14.3445 | 14.3445 | 14.3445 | 758921.934 | 415.0099 | 1501219.9186 | 6305814.0275 | 2080499.4432 | 8566370.8899 | 597955.8898 | 66.2184 | 0.036211 | 68.1556 | 68.5345 | 597926.9213
873 | HLY | 2 | 2049 | 2047 | 0.12263 | 6.7056e-05 | 0.19872 | 0.67859 | 153.7995 | 153.7995 | 125.9976 | 102.4311 | 53042.7314 | 29.0055 | 104923.9622 | 440728.5937 | 66526865.7925 | 66526865.7925 | 1 | 0.004 | 43563.6777 | 0.004 | 9.2687 | 9.2687 | 8.8266 | 6.2338 | 14.3831 | 14.3831 | 14.3831 | 14.3831 | 761938.5259 | 416.656 | 1507190.0041 | 6330888.8396 | 130.1478 | 130.1478 | 102.7879 | 81.8142 | 139.4165 | 139.4165 | 111.6145 | 88.048 | 8157947.1539 | 4461.0356 | 13220163.5736 | 45144294.0295 | 1.0714 | 1.0714 | 1.0861 | 1.0764 | 1.1686 | 1.1686 | 1.1393 | 1.2076 | 1.0714 | 1.0714 | 1.086 | 1.0758 | 0.15866 | 0.15866 | 0.18051 | 0.21282 | 0.035904 | 0.035904 | 0.016483 | 0.23878 | 0.15867 | 0.15867 | 0.18057 | 0.21254 | 0.00024852 | 0.00024852 | 0.00060816 | 0.0043591 | 14.3831 | 14.3831 | 14.3831 | 14.3831 | 761938.5259 | 416.656 | 1507190.0041 | 6330888.8396 | 2088010.0975 | 8600434.0257 | 598724.2928 | 66.3034 | 0.036257 | 68.2432 | 68.6226 | 598695.2873
895 | HLY | 2 | 2050 | 2048 | 0.12262 | 6.7051e-05 | 0.19871 | 0.6786 | 153.8556 | 153.8556 | 126.049 | 102.4786 | 53110.8916 | 29.0426 | 105058.9374 | 441295.4308 | 66641776.5326 | 66641776.5326 | 1 | 0.004 | 44076.492 | 0.004 | 9.292 | 9.292 | 8.8453 | 6.2485 | 14.4159 | 14.4159 | 14.4159 | 14.4159 | 764656.7394 | 418.1396 | 1512569.4438 | 6353482.9422 | 130.1478 | 130.1478 | 102.7879 | 81.8142 | 139.4397 | 139.4397 | 111.6332 | 88.0627 | 8171408.1819 | 4468.3738 | 13242576.108 | 45223323.8689 | 1.0716 | 1.0716 | 1.0862 | 1.0766 | 1.1688 | 1.1688 | 1.1395 | 1.2078 | 1.0716 | 1.0716 | 1.0862 | 1.076 | 0.15866 | 0.15866 | 0.18051 | 0.21282 | 0.035904 | 0.035904 | 0.016483 | 0.23878 | 0.15867 | 0.15867 | 0.18057 | 0.21254 | 0.00024852 | 0.00024852 | 0.00060816 | 0.0043591 | 14.4159 | 14.4159 | 14.4159 | 14.4159 | 764656.7394 | 418.1396 | 1512569.4438 | 6353482.9422 | 2095543.5309 | 8631127.2651 | 599494.3024 | 66.3886 | 0.036303 | 68.331 | 68.7108 | 599465.2598
917 | HLY | 2 | 2051 | 2049 | 0.12261 | 6.7046e-05 | 0.19871 | 0.67862 | 153.9063 | 153.9063 | 126.0951 | 102.5207 | 53179.2019 | 29.0799 | 105194.1829 | 441863.4205 | 66753689.4536 | 66753689.4536 | 1 | 0.004 | 44595.343 | 0.004 | 9.3153 | 9.3153 | 8.8639 | 6.2632 | 14.4432 | 14.4432 | 14.4432 | 14.4432 | 767093.3651 | 419.4699 | 1517391.4706 | 6373735.916 | 130.1478 | 130.1478 | 102.7879 | 81.8142 | 139.463 | 139.463 | 111.6518 | 88.0774 | 8184612.7535 | 4475.5784 | 13264467.4585 | 45300133.6632 | 1.0718 | 1.0718 | 1.0864 | 1.0767 | 1.169 | 1.169 | 1.1397 | 1.208 | 1.0717 | 1.0717 | 1.0864 | 1.0762 | 0.15866 | 0.15866 | 0.18051 | 0.21282 | 0.035904 | 0.035904 | 0.016483 | 0.23878 | 0.15867 | 0.15867 | 0.18057 | 0.21254 | 0.00024852 | 0.00024852 | 0.00060816 | 0.0043591 | 14.4432 | 14.4432 | 14.4432 | 14.4432 | 767093.3651 | 419.4699 | 1517391.4706 | 6373735.916 | 2103099.4494 | 8658640.2216 | 600265.8852 | 66.474 | 0.03635 | 68.419 | 68.7993 | 600236.8053
160 | ISL | 1 | 2010 | 2008 | 0.25979 | 0.0064683 | 0.2056 | 0.52814 | 441.1905 | 337.6723 | 191.2157 | 156.4777 | 620893.136 | 20198.537 | 1133777.179 | 3558987.302 | 3786.8586 | 1054450778 | 278450 | 90.442 | 45128.1939 | 0.00032481 | 72.796 | 72.796 | 24.3088 | 27.0938 | 103.5182 | 0 | 0 | 0 | 64273767.33 | 0 | 0 | 0 | 264.8762 | 264.8762 | 166.9069 | 129.3839 | 337.6723 | 337.6723 | 191.2157 | 156.4777 | 273932155.7 | 6820485.635 | 216796025.6 | 556902111.3 | 1.0608 | 1.0608 | 1.0186 | 1.0148 | 1.0608 | 1.0608 | 1.0186 | 1.0148 | 1.0418 | 1.0418 | 1.0519 | 1.0194 | 0.27568 | 0.27568 | 0.27386 | 0.60498 | 0.27568 | 0.27568 | 0.27386 | 0.60498 | 0.14516 | 0.14516 | 0.15284 | 0.14128 | 1 | 1 | 1 | 1 | 102.041 | 0 | 0 | 0 | 63356537.45 | 0 | 0 | 0 | 10154256.3137 | 63356537.45 | 5333856.154 | 776.1164 | 25.2482 | 737.4161 | 554.1436 | 5313657.617
161 | ISL | 1 | 2011 | 2009 | 0.35582 | 0.004164 | 0.21158 | 0.42843 | 155.7337 | 61.9984 | 51.7294 | 33.422 | 632869.912 | 18603.394 | 1132923.237 | 3550714.461 | 982.5402 | 276989858.8 | 281912 | 34.2 | 43111.4389 | 0.00012131 | -35.4091 | -35.4091 | -10.7329 | -2.6689 | 93.7354 | 0 | 0 | 0 | 59322285.29 | 0 | 0 | 0 | 97.4075 | 97.4075 | 62.4623 | 36.0909 | 61.9984 | 61.9984 | 51.7294 | 33.422 | 98559182.72 | 1153379.942 | 58605460.77 | 118671835.4 | 1.0608 | 1.0608 | 1.0186 | 1.0148 | 1.0608 | 1.0608 | 1.0186 | 1.0148 | 1.0418 | 1.0418 | 1.0519 | 1.0194 | 0.27568 | 0.27568 | 0.27386 | 0.60498 | 0.27568 | 0.27568 | 0.27386 | 0.60498 | 0.14516 | 0.14516 | 0.15284 | 0.14128 | 1 | 1 | 1 | 1 | 103.0186 | 0 | 0 | 0 | 65197349.39 | 0 | 0 | 0 | 3476784.9493 | 65197349.39 | 5335111.004 | 791.0874 | 23.2542 | 736.8606 | 552.8555 | 5316507.61
162 | ISL | 1 | 2012 | 2010 | 0.25786 | 0.0034404 | 0.23655 | 0.50216 | 178.5575 | 80.0975 | 90.4006 | 60.6317 | 629943.149 | 18736.816 | 1141417.737 | 3612763.437 | 1533.2625 | 436214728 | 284501 | 36.864 | 41928.0787 | 0.00012957 | -9.6135 | -9.6135 | -1.0577 | 1.3906 | 98.46 | 0 | 0 | 0 | 62024185.47 | 0 | 0 | 0 | 89.711 | 89.711 | 91.4583 | 59.2411 | 80.0975 | 80.0975 | 90.4006 | 60.6317 | 112481079.8 | 1500772.802 | 103184835.9 | 219048039.6 | 1.0608 | 1.0608 | 1.0186 | 1.0148 | 1.0608 | 1.0608 | 1.0186 | 1.0148 | 1.0418 | 1.0418 | 1.0519 | 1.0194 | 0.27568 | 0.27568 | 0.27386 | 0.60498 | 0.27568 | 0.27568 | 0.27386 | 0.60498 | 0.14516 | 0.14516 | 0.15284 | 0.14128 | 1 | 1 | 1 | 1 | 103.8912 | 0 | 0 | 0 | 65445556.51 | 0 | 0 | 0 | 4266561.1974 | 65445556.51 | 5402861.139 | 787.4289 | 23.421 | 742.3855 | 562.5167 | 5384124.323
163 | ISL | 1 | 2013 | 2011 | 0.36564 | 0.0057305 | 0.21453 | 0.4141 | 208.1301 | 114.3537 | 67.5924 | 42.1977 | 606972.092 | 17313.734 | 1096553.499 | 3390543.398 | 1217.9156 | 345500736.9 | 283682 | 38.612 | 40740.3086 | 0.00013611 | 5.7803 | 5.7803 | -1.1115 | -3.955 | 93.7764 | 0 | 0 | 0 | 56919646.93 | 0 | 0 | 0 | 108.5734 | 108.5734 | 68.7039 | 46.1527 | 114.3537 | 114.3537 | 67.5924 | 42.1977 | 126329154 | 1979889.617 | 74118654.98 | 143073038.3 | 1.0608 | 1.0608 | 1.0186 | 1.0148 | 1.0608 | 1.0608 | 1.0186 | 1.0148 | 1.0418 | 1.0418 | 1.0519 | 1.0194 | 0.27568 | 0.27568 | 0.27386 | 0.60498 | 0.27568 | 0.27568 | 0.27386 | 0.60498 | 0.14516 | 0.14516 | 0.15284 | 0.14128 | 1 | 1 | 1 | 1 | 103.6997 | 0 | 0 | 0 | 62942848.81 | 0 | 0 | 0 | 3857595.6765 | 62942848.81 | 5111382.723 | 758.7151 | 21.6422 | 713.2055 | 527.9164 | 5094068.989
164 | ISL | 1 | 2014 | 2012 | 0.2421 | 0.0055793 | 0.22225 | 0.53007 | 277.4846 | 175.5147 | 144.989 | 109.629 | 601512.808 | 21916.04 | 1056830.135 | 3333537.366 | 2462.7898 | 689438295.1 | 279942 | 40.804 | 42104.9863 | 0.00014576 | 40.6392 | 40.6392 | 25.9978 | 17.3281 | 101.97 | 0 | 0 | 0 | 61336240.65 | 0 | 0 | 0 | 134.8755 | 134.8755 | 118.9912 | 92.3009 | 175.5147 | 175.5147 | 144.989 | 109.629 | 166910560.9 | 3846586.465 | 153228782.4 | 365452365.4 | 1.0608 | 1.0608 | 1.0186 | 1.0148 | 1.0608 | 1.0608 | 1.0186 | 1.0148 | 1.0418 | 1.0418 | 1.0519 | 1.0194 | 0.27568 | 0.27568 | 0.27386 | 0.60498 | 0.27568 | 0.27568 | 0.27386 | 0.60498 | 0.14516 | 0.14516 | 0.15284 | 0.14128 | 1 | 1 | 1 | 1 | 108.015 | 0 | 0 | 0 | 64972383.4 | 0 | 0 | 0 | 5904216.8814 | 64972383.4 | 5013796.349 | 751.891 | 27.3951 | 687.3692 | 519.0405 | 4991880.309
165 | ISL | 1 | 2015 | 2013 | 0.29242 | 0.0044118 | 0.23273 | 0.47044 | 219.4855 | 92.5611 | 96.5657 | 61.8505 | 606453.416 | 21696.297 | 1097043.315 | 3462201.958 | 1620.8686 | 455191771.3 | 280832 | 45.502 | 44316.795 | 0.00016203 | -2.4482 | -2.4482 | -2.0286 | -3.8882 | 126.9245 | 0 | 0 | 0 | 76973768.44 | 0 | 0 | 0 | 95.0093 | 95.0093 | 98.5943 | 65.7387 | 92.5611 | 92.5611 | 96.5657 | 61.8505 | 133107756.9 | 2008232.872 | 105936744.1 | 214139037.5 | 1.0608 | 1.0608 | 1.0186 | 1.0148 | 1.0608 | 1.0608 | 1.0186 | 1.0148 | 1.0418 | 1.0418 | 1.0519 | 1.0194 | 0.27568 | 0.27568 | 0.27386 | 0.60498 | 0.27568 | 0.27568 | 0.27386 | 0.60498 | 0.14516 | 0.14516 | 0.15284 | 0.14128 | 1 | 1 | 1 | 1 | 124.8712 | 0 | 0 | 0 | 75728537.01 | 0 | 0 | 0 | 4435344.7436 | 75728537.01 | 5187394.986 | 758.0668 | 27.1204 | 713.5241 | 539.0739 | 5165698.689
166 | ISL | 1 | 2016 | 2014 | 0.30724 | 0.007201 | 0.218 | 0.46756 | 224.3366 | 101.314 | 85.6284 | 59.7975 | 603320.319 | 31311.066 | 1121546.964 | 3444519.303 | 1548.3565 | 440529111.7 | 284514 | 65.95 | 44387.5528 | 0.0002318 | 0.03926 | 0.03926 | -0.58426 | -1.8017 | 123.0226 | 0 | 0 | 0 | 74222062.51 | 0 | 0 | 0 | 101.2747 | 101.2747 | 86.2127 | 61.5992 | 101.314 | 101.314 | 85.6284 | 59.7975 | 135346835.5 | 3172248.212 | 96036314.19 | 205973713.8 | 1.0608 | 1.0608 | 1.0186 | 1.0148 | 1.0608 | 1.0608 | 1.0186 | 1.0148 | 1.0418 | 1.0418 | 1.0519 | 1.0194 | 0.27568 | 0.27568 | 0.27386 | 0.60498 | 0.27568 | 0.27568 | 0.27386 | 0.60498 | 0.14516 | 0.14516 | 0.15284 | 0.14128 | 1 | 1 | 1 | 1 | 138.7734 | 0 | 0 | 0 | 83724840.67 | 0 | 0 | 0 | 4320887.2842 | 83724840.67 | 5200697.652 | 754.1504 | 39.1388 | 729.4614 | 536.3206 | 5169386.586
167 | ISL | 1 | 2017 | 2015 | 0.27866 | 0.0056134 | 0.2057 | 0.51002 | 229.8213 | 89.2876 | 89.7457 | 70.5516 | 622912.244 | 32298.384 | 1177539.251 | 3713881.059 | 1771.6385 | 513741513.1 | 289981 | 64.104 | 45852.6565 | 0.00022106 | 3.2213 | 3.2213 | 2.7173 | 2.5864 | 140.5337 | 0 | 0 | 0 | 87540168.36 | 0 | 0 | 0 | 86.0663 | 86.0663 | 87.0284 | 67.9652 | 89.2876 | 89.2876 | 89.7457 | 70.5516 | 143158528.6 | 2883846.278 | 105679035.2 | 262020103 | 1.0608 | 1.0608 | 1.0186 | 1.0148 | 1.0608 | 1.0608 | 1.0186 | 1.0148 | 1.0418 | 1.0418 | 1.0519 | 1.0194 | 0.27568 | 0.27568 | 0.27386 | 0.60498 | 0.27568 | 0.27568 | 0.27386 | 0.60498 | 0.14516 | 0.14516 | 0.15284 | 0.14128 | 1 | 1 | 1 | 1 | 147.0038 | 0 | 0 | 0 | 91570488.23 | 0 | 0 | 0 | 4443735.5287 | 91570488.23 | 5546630.938 | 778.6403 | 40.373 | 765.8792 | 578.261 | 5514332.554
168 | ISL | 1 | 2018 | 2016 | 0.29997 | 0.0053976 | 0.18612 | 0.50852 | 209.3681 | 79.483 | 69.7523 | 60.6296 | 625983.222 | 29670.569 | 1165820.69 | 3664575.439 | 1484.1529 | 436919765.8 | 294390 | 60.864 | 46189.2112 | 0.00020675 | -2.584 | -2.584 | 1.8754 | 2.0474 | 129.8852 | 0 | 0 | 0 | 81305945.97 | 0 | 0 | 0 | 82.0669 | 82.0669 | 67.8769 | 58.5822 | 79.483 | 79.483 | 69.7523 | 60.6296 | 131060942 | 2358304.488 | 81318715.58 | 222181803.8 | 1.0608 | 1.0608 | 1.0186 | 1.0148 | 1.0608 | 1.0608 | 1.0186 | 1.0148 | 1.0418 | 1.0418 | 1.0519 | 1.0194 | 0.27568 | 0.27568 | 0.27386 | 0.60498 | 0.27568 | 0.27568 | 0.27386 | 0.60498 | 0.14516 | 0.14516 | 0.15284 | 0.14128 | 1 | 1 | 1 | 1 | 155.4178 | 0 | 0 | 0 | 97288929.71 | 0 | 0 | 0 | 3880400.0178 | 97288929.71 | 5486049.92 | 782.479 | 37.0882 | 758.2574 | 570.584 | 5456379.351
169 | ISL | 1 | 2019 | 2017 | 0.35419 | 0.0086991 | 0.19397 | 0.44314 | 273.1823 | 140.3539 | 80.7916 | 58.675 | 616204.765 | 29456.864 | 1141041.18 | 3589383.664 | 1588.8648 | 475264420.8 | 299122 | 60.406 | 45613.7276 | 0.00020194 | 17.2115 | 17.2115 | 6.0224 | 3.8369 | 132.8284 | 0 | 0 | 0 | 81849488.07 | 0 | 0 | 0 | 123.1424 | 123.1424 | 74.7693 | 54.8381 | 140.3539 | 140.3539 | 80.7916 | 58.675 | 168336236.4 | 4134386.05 | 92186574.1 | 210607224.2 | 1.0608 | 1.0608 | 1.0186 | 1.0148 | 1.0608 | 1.0608 | 1.0186 | 1.0148 | 1.0418 | 1.0418 | 1.0519 | 1.0194 | 0.27568 | 0.27568 | 0.27386 | 0.60498 | 0.27568 | 0.27568 | 0.27386 | 0.60498 | 0.14516 | 0.14516 | 0.15284 | 0.14128 | 1 | 1 | 1 | 1 | 150.6425 | 0 | 0 | 0 | 92826641.63 | 0 | 0 | 0 | 4551314.1947 | 92826641.63 | 5376086.473 | 770.256 | 36.8211 | 742.1406 | 558.8764 | 5346629.609
230 | ISL | 1 | 2020 | 2018 | 0.27887 | 0.0068268 | 0.20451 | 0.5098 | 286.8791 | 138.0609 | 104.6982 | 83.021 | 611557.5966 | 28331.6676 | 1119161.4366 | 3518321.8457 | 1900.4905 | 572961387.631 | 301480.7959 | 60.406 | 46285.623 | 0.00020035 | 7.9131 | 7.9131 | 1.9103 | 1.2068 | 148.8182 | 0 | 0 | 0 | 75348963.1149 | 0 | 0 | 0 | 130.1478 | 130.1478 | 102.7879 | 81.8142 | 138.0609 | 138.0609 | 104.6982 | 83.021 | 159781138.974 | 3911494.7736 | 117174148.4619 | 292094605.4215 | 1.0598 | 1.0598 | 1.016 | 1.0121 | 1.0598 | 1.0598 | 1.016 | 1.0121 | 1.0408 | 1.0408 | 1.0493 | 1.0168 | 0.27568 | 0.27568 | 0.27386 | 0.60498 | 0.27568 | 0.27568 | 0.27386 | 0.60498 | 0.14516 | 0.14516 | 0.15284 | 0.14128 | 1 | 1 | 1 | 1 | 158.4848 | 0 | 0 | 0 | 97659098.8485 | 0 | 0 | 0 | 5048277.1294 | 97659098.8485 | 5277372.5465 | 764.447 | 35.4146 | 727.9099 | 547.8119 | 5249040.8789
252 | ISL | 1 | 2021 | 2019 | 0.29488 | 0.0066623 | 0.19996 | 0.49849 | 279.3098 | 137.9255 | 104.4372 | 82.8073 | 618038.3514 | 28519.8515 | 1130463.1845 | 3554304.2905 | 1943.0981 | 590426282.626 | 303858.1927 | 60.406 | 46967.4155 | 0.00019877 | 7.7778 | 7.7778 | 1.6493 | 0.99314 | 141.3843 | 0 | 0 | 0 | 88864577.9804 | 0 | 0 | 0 | 130.1478 | 130.1478 | 102.7879 | 81.8142 | 137.9255 | 137.9255 | 104.4372 | 82.8073 | 174107837.3453 | 3933615.2765 | 118062381.5103 | 294322448.4939 | 1.0612 | 1.0612 | 1.0174 | 1.0135 | 1.0612 | 1.0612 | 1.0174 | 1.0135 | 1.0422 | 1.0422 | 1.0507 | 1.0181 | 0.27568 | 0.27568 | 0.27386 | 0.60498 | 0.27568 | 0.27568 | 0.27386 | 0.60498 | 0.14516 | 0.14516 | 0.15284 | 0.14128 | 1 | 1 | 1 | 1 | 148.8182 | 0 | 0 | 0 | 91010890.0047 | 0 | 0 | 0 | 5432535.5635 | 91010890.0047 | 5331325.678 | 772.5479 | 35.6498 | 735.2606 | 553.4144 | 5302805.8265
274 | ISL | 1 | 2022 | 2020 | 0.29021 | 0.0066879 | 0.20127 | 0.50182 | 274.6403 | 138.1155 | 104.5743 | 82.9174 | 624309.4796 | 28715.6283 | 1141396.3821 | 3589028.1127 | 1936.3767 | 593023762.2609 | 306254.337 | 60.406 | 47659.2509 | 0.0001972 | 7.9678 | 7.9678 | 1.7864 | 1.1032 | 136.5247 | 0 | 0 | 0 | 85877181.7173 | 0 | 0 | 0 | 130.1478 | 130.1478 | 102.7879 | 81.8142 | 138.1155 | 138.1155 | 104.5743 | 82.9174 | 172104014.6535 | 3966074.1493 | 119360704.2336 | 297592969.2246 | 1.0626 | 1.0626 | 1.0187 | 1.0148 | 1.0626 | 1.0626 | 1.0187 | 1.0148 | 1.0436 | 1.0436 | 1.052 | 1.0194 | 0.27568 | 0.27568 | 0.27386 | 0.60498 | 0.27568 | 0.27568 | 0.27386 | 0.60498 | 0.14516 | 0.14516 | 0.15284 | 0.14128 | 1 | 1 | 1 | 1 | 141.3843 | 0 | 0 | 0 | 87380896.5928 | 0 | 0 | 0 | 5807321.4194 | 87380896.5928 | 5383449.6028 | 780.3868 | 35.8945 | 742.3716 | 558.821 | 5354733.9745
296 | ISL | 1 | 2023 | 2021 | 0.28867 | 0.0066986 | 0.20171 | 0.50292 | 272.9726 | 138.2977 | 104.7058 | 83.0227 | 630291.4613 | 28969.6998 | 1152192.5752 | 3623062.206 | 1937.6719 | 598099977.8671 | 308669.3766 | 60.406 | 48361.2771 | 0.00019565 | 8.15 | 8.15 | 1.9179 | 1.2085 | 134.6749 | 0 | 0 | 0 | 85487941.5036 | 0 | 0 | 0 | 130.1478 | 130.1478 | 102.7879 | 81.8142 | 138.2977 | 138.2977 | 104.7058 | 83.0227 | 172655809.5736 | 4006443.2432 | 120641198.3859 | 300796526.6645 | 1.0639 | 1.0639 | 1.0199 | 1.016 | 1.0639 | 1.0639 | 1.0199 | 1.016 | 1.0449 | 1.0449 | 1.0533 | 1.0207 | 0.27568 | 0.27568 | 0.27386 | 0.60498 | 0.27568 | 0.27568 | 0.27386 | 0.60498 | 0.14516 | 0.14516 | 0.15284 | 0.14128 | 1 | 1 | 1 | 1 | 136.5247 | 0 | 0 | 0 | 85233694.264 | 0 | 0 | 0 | 6176484.3638 | 85233694.264 | 5434515.9424 | 787.8643 | 36.2121 | 749.3935 | 564.1202 | 5405546.2426
318 | ISL | 1 | 2024 | 2022 | 0.16503 | 0.0067228 | 0.23127 | 0.59698 | 153.2056 | 153.2056 | 119.5701 | 97.8607 | 644420.2214 | 26251.4463 | 1157088.7203 | 3649447.7388 | 1922.9665 | 598241524.2759 | 311103.4606 | 60.406 | 49073.6442 | 0.00019411 | 8.3222 | 8.3222 | 2.0466 | 1.3109 | 14.7356 | 14.7356 | 14.7356 | 14.7356 | 9287747.7761 | 426887.0531 | 16978294.4633 | 53388138.6807 | 130.1478 | 130.1478 | 102.7879 | 81.8142 | 138.47 | 138.47 | 104.8345 | 83.1251 | 98728800.0768 | 4021869.1278 | 138353270.7271 | 357137584.3442 | 1.067 | 1.067 | 1.0205 | 1.017 | 1.067 | 1.067 | 1.0205 | 1.017 | 1.0479 | 1.0479 | 1.0539 | 1.0216 | 0.27568 | 0.27568 | 0.27386 | 0.60498 | 0.27568 | 0.27568 | 0.27386 | 0.60498 | 0.14516 | 0.14516 | 0.15284 | 0.14128 | 1 | 1 | 1 | 1 | 14.7356 | 14.7356 | 14.7356 | 14.7356 | 9287747.7761 | 426887.0531 | 16978294.4633 | 53388138.6807 | 6564705.4816 | 80081067.9732 | 5477208.1268 | 805.5253 | 32.8143 | 752.578 | 568.2285 | 5450956.6805
340 | ISL | 1 | 2025 | 2023 | 0.16543 | 0.0067412 | 0.23118 | 0.59665 | 153.3201 | 153.3201 | 119.3391 | 97.6504 | 650701.238 | 26516.1215 | 1168278.2089 | 3684804.5364 | 1923.3359 | 603074947.4014 | 313556.7391 | 60.406 | 49796.5046 | 0.00019258 | 8.7257 | 8.7257 | 2.1045 | 1.3896 | 14.4466 | 14.4466 | 14.4466 | 14.4466 | 9309701.6884 | 379244.98 | 16716034.7479 | 52722227.8997 | 130.1478 | 130.1478 | 102.7879 | 81.8142 | 138.8735 | 138.8735 | 104.8924 | 83.2038 | 99765598.3278 | 4065455.1931 | 139421216.7718 | 359822677.1088 | 1.0684 | 1.0684 | 1.0218 | 1.0183 | 1.0684 | 1.0684 | 1.0218 | 1.0183 | 1.0493 | 1.0493 | 1.0552 | 1.0229 | 0.27568 | 0.27568 | 0.27386 | 0.60498 | 0.27568 | 0.27568 | 0.27386 | 0.60498 | 0.14516 | 0.14516 | 0.15284 | 0.14128 | 1 | 1 | 1 | 1 | 14.4466 | 14.4466 | 14.4466 | 14.4466 | 9309701.6884 | 379244.98 | 16716034.7479 | 52722227.8997 | 6955797.3341 | 79127209.3159 | 5530300.1048 | 813.3765 | 33.1452 | 759.8557 | 573.7337 | 5503783.9833
362 | ISL | 1 | 2026 | 2024 | 0.16557 | 0.0067461 | 0.23124 | 0.59644 | 153.195 | 153.195 | 119.1699 | 97.4541 | 657030.2967 | 26770.0068 | 1179594.9903 | 3720567.4423 | 1923.5925 | 607911712.033 | 316029.3635 | 60.406 | 50530.0128 | 0.00019106 | 8.9017 | 8.9017 | 2.2364 | 1.4944 | 14.1456 | 14.1456 | 14.1456 | 14.1456 | 9204543.0717 | 375085.7817 | 16525966.8597 | 52123678.4063 | 130.1478 | 130.1478 | 102.7879 | 81.8142 | 139.0495 | 139.0495 | 105.0243 | 83.3086 | 100653780.4783 | 4101032.1735 | 140572173.2805 | 362584726.1007 | 1.0697 | 1.0697 | 1.023 | 1.0196 | 1.0697 | 1.0697 | 1.023 | 1.0196 | 1.0506 | 1.0506 | 1.0565 | 1.0242 | 0.27568 | 0.27568 | 0.27386 | 0.60498 | 0.27568 | 0.27568 | 0.27386 | 0.60498 | 0.14516 | 0.14516 | 0.15284 | 0.14128 | 1 | 1 | 1 | 1 | 14.1456 | 14.1456 | 14.1456 | 14.1456 | 9204543.0717 | 375085.7817 | 16525966.8597 | 52123678.4063 | 7354643.9545 | 78229274.1193 | 5583962.736 | 821.2879 | 33.4625 | 767.2163 | 579.3021 | 5557192.7293
384 | ISL | 1 | 2027 | 2025 | 0.16565 | 0.0067492 | 0.23127 | 0.59634 | 153.2227 | 153.2227 | 119.1539 | 97.4111 | 663310.5726 | 27026.2106 | 1190847.9556 | 3756091.7901 | 1926.2573 | 613554326.5518 | 318521.4864 | 60.406 | 51274.3256 | 0.00018955 | 9.0775 | 9.0775 | 2.3687 | 1.5995 | 13.9974 | 13.9974 | 13.9974 | 13.9974 | 9196700.9334 | 374709.8841 | 16511236.0906 | 52078186.1038 | 130.1478 | 130.1478 | 102.7879 | 81.8142 | 139.2253 | 139.2253 | 105.1565 | 83.4137 | 101634210.3102 | 4141027.881 | 141894201.545 | 365884886.8156 | 1.0711 | 1.0711 | 1.0243 | 1.0208 | 1.0711 | 1.0711 | 1.0243 | 1.0208 | 1.0519 | 1.0519 | 1.0578 | 1.0255 | 0.27568 | 0.27568 | 0.27386 | 0.60498 | 0.27568 | 0.27568 | 0.27386 | 0.60498 | 0.14516 | 0.14516 | 0.15284 | 0.14128 | 1 | 1 | 1 | 1 | 13.9974 | 13.9974 | 13.9974 | 13.9974 | 9196700.9334 | 374709.8841 | 16511236.0906 | 52078186.1038 | 7754361.7159 | 78160833.0119 | 5637276.5289 | 829.1382 | 33.7828 | 774.5353 | 584.8333 | 5610250.3183
406 | ISL | 1 | 2028 | 2026 | 0.16567 | 0.0067509 | 0.23127 | 0.59631 | 153.3753 | 153.3753 | 119.2639 | 97.4942 | 669558.9647 | 27284.7493 | 1202063.9987 | 3791467.7358 | 1930.9137 | 619887537.4809 | 321033.2614 | 60.406 | 52029.6023 | 0.00018806 | 9.2505 | 9.2505 | 2.4991 | 1.703 | 13.977 | 13.977 | 13.977 | 13.977 | 9271072.5767 | 377744.5597 | 16644447.231 | 52498785.6792 | 130.1478 | 130.1478 | 102.7879 | 81.8142 | 139.3983 | 139.3983 | 105.287 | 83.5172 | 102693778.3308 | 4184805.4415 | 143362869.4899 | 369646084.2186 | 1.0724 | 1.0724 | 1.0256 | 1.0221 | 1.0724 | 1.0724 | 1.0256 | 1.0221 | 1.0532 | 1.0532 | 1.0591 | 1.0268 | 0.27568 | 0.27568 | 0.27386 | 0.60498 | 0.27568 | 0.27568 | 0.27386 | 0.60498 | 0.14516 | 0.14516 | 0.15284 | 0.14128 | 1 | 1 | 1 | 1 | 13.977 | 13.977 | 13.977 | 13.977 | 9271072.5767 | 377744.5597 | 16644447.231 | 52498785.6792 | 8155882.3846 | 78792050.0467 | 5690375.4485 | 836.9487 | 34.1059 | 781.8302 | 590.3414 | 5663090.6992
428 | ISL | 1 | 2029 | 2027 | 0.16573 | 0.0067537 | 0.2313 | 0.59622 | 153.4216 | 153.4216 | 119.2684 | 97.472 | 675943.6892 | 27545.7956 | 1213507.7618 | 3827588.8935 | 1933.9137 | 625746496.475 | 323564.8437 | 60.406 | 52796.0042 | 0.00018657 | 9.4212 | 9.4212 | 2.628 | 1.8053 | 13.8526 | 13.8526 | 13.8526 | 13.8526 | 9275105.1125 | 377963.6018 | 16651662.5528 | 52521530.7885 | 130.1478 | 130.1478 | 102.7879 | 81.8142 | 139.569 | 139.569 | 105.4159 | 83.6195 | 103704330.2346 | 4226118.725 | 144733161.4252 | 373082886.0902 | 1.0737 | 1.0737 | 1.0268 | 1.0233 | 1.0737 | 1.0737 | 1.0268 | 1.0233 | 1.0545 | 1.0545 | 1.0604 | 1.028 | 0.27568 | 0.27568 | 0.27386 | 0.60498 | 0.27568 | 0.27568 | 0.27386 | 0.60498 | 0.14516 | 0.14516 | 0.15284 | 0.14128 | 1 | 1 | 1 | 1 | 13.8526 | 13.8526 | 13.8526 | 13.8526 | 9275105.1125 | 377963.6018 | 16651662.5528 | 52521530.7885 | 8569432.4081 | 78826262.0557 | 5744586.1401 | 844.9296 | 34.4322 | 789.2733 | 595.9656 | 5717040.3445
450 | ISL | 1 | 2030 | 2028 | 0.16579 | 0.0067565 | 0.23132 | 0.59613 | 153.4779 | 153.4779 | 119.2822 | 97.4589 | 682382.5446 | 27809.3602 | 1225049.653 | 3864017.9157 | 1937.0639 | 631708279.1854 | 326116.3893 | 60.406 | 53573.6954 | 0.0001851 | 9.5943 | 9.5943 | 2.7584 | 1.9089 | 13.7359 | 13.7359 | 13.7359 | 13.7359 | 9284666.9593 | 378365.1541 | 16668571.0665 | 52575219.9468 | 130.1478 | 130.1478 | 102.7879 | 81.8142 | 139.742 | 139.742 | 105.5463 | 83.723 | 104730618.01 | 4268121.313 | 146126605.6391 | 376582934.2233 | 1.075 | 1.075 | 1.0281 | 1.0246 | 1.075 | 1.075 | 1.0281 | 1.0246 | 1.0558 | 1.0558 | 1.0618 | 1.0293 | 0.27568 | 0.27568 | 0.27386 | 0.60498 | 0.27568 | 0.27568 | 0.27386 | 0.60498 | 0.14516 | 0.14516 | 0.15284 | 0.14128 | 1 | 1 | 1 | 1 | 13.7359 | 13.7359 | 13.7359 | 13.7359 | 9284666.9593 | 378365.1541 | 16668571.0665 | 52575219.9468 | 8990120.6239 | 78906823.1267 | 5799259.4735 | 852.9782 | 34.7617 | 796.7803 | 601.6377 | 5771450.1133
472 | ISL | 1 | 2031 | 2029 | 0.16585 | 0.0067591 | 0.23134 | 0.59605 | 153.5429 | 153.5429 | 119.3047 | 97.4545 | 688876.2043 | 28075.4384 | 1236691.0685 | 3900759.0198 | 1940.3572 | 637772238.489 | 328688.0558 | 60.406 | 54362.842 | 0.00018364 | 9.7673 | 9.7673 | 2.8889 | 2.0124 | 13.6278 | 13.6278 | 13.6278 | 13.6278 | 9299397.8042 | 378981.4165 | 16694776.4746 | 52658204.7015 | 130.1478 | 130.1478 | 102.7879 | 81.8142 | 139.9151 | 139.9151 | 105.6768 | 83.8266 | 105772046.4073 | 4310784.0769 | 147543021.3232 | 380146386.6817 | 1.0764 | 1.0764 | 1.0294 | 1.0259 | 1.0764 | 1.0764 | 1.0294 | 1.0259 | 1.0571 | 1.0571 | 1.0631 | 1.0306 | 0.27568 | 0.27568 | 0.27386 | 0.60498 | 0.27568 | 0.27568 | 0.27386 | 0.60498 | 0.14516 | 0.14516 | 0.15284 | 0.14128 | 1 | 1 | 1 | 1 | 13.6278 | 13.6278 | 13.6278 | 13.6278 | 9299397.8042 | 378981.4165 | 16694776.4746 | 52658204.7015 | 9418057.7991 | 79031360.3967 | 5854401.7311 | 861.0953 | 35.0943 | 804.3519 | 607.3584 | 5826326.2927
494 | ISL | 1 | 2032 | 2030 | 0.16582 | 0.0067597 | 0.23133 | 0.59609 | 153.7903 | 153.7903 | 119.5095 | 97.6324 | 695293.8056 | 28343.9318 | 1248226.3212 | 3937117.1648 | 1946.5512 | 644853495.2658 | 331280.0017 | 60.406 | 55163.6128 | 0.00018219 | 9.9404 | 9.9404 | 3.0195 | 2.1161 | 13.7021 | 13.7021 | 13.7021 | 13.7021 | 9439073.0085 | 384693.3761 | 16945304.8474 | 53448716.8293 | 130.1478 | 130.1478 | 102.7879 | 81.8142 | 140.0881 | 140.0881 | 105.8074 | 83.9302 | 106929428.6511 | 4359021.1981 | 149174924.2763 | 384390121.1403 | 1.0777 | 1.0777 | 1.0306 | 1.0271 | 1.0777 | 1.0777 | 1.0306 | 1.0271 | 1.0584 | 1.0584 | 1.0644 | 1.0318 | 0.27568 | 0.27568 | 0.27386 | 0.60498 | 0.27568 | 0.27568 | 0.27386 | 0.60498 | 0.14516 | 0.14516 | 0.15284 | 0.14128 | 1 | 1 | 1 | 1 | 13.7021 | 13.7021 | 13.7021 | 13.7021 | 9439073.0085 | 384693.3761 | 16945304.8474 | 53448716.8293 | 9845092.0401 | 80217788.0612 | 5908981.2235 | 869.1173 | 35.4299 | 811.8545 | 613.0194 | 5880637.2916
516 | ISL | 1 | 2033 | 2031 | 0.16575 | 0.0067592 | 0.23131 | 0.59619 | 154.1297 | 154.1297 | 119.8076 | 97.9038 | 701700.28 | 28614.8789 | 1259757.9957 | 3973438.2201 | 1954.2422 | 652506604.3615 | 333892.387 | 60.406 | 55976.1791 | 0.00018076 | 10.11 | 10.11 | 3.1478 | 2.2178 | 13.8719 | 13.8719 | 13.8719 | 13.8719 | 9645034.0961 | 393183.6971 | 17315249.08 | 54615227.3882 | 130.1478 | 130.1478 | 102.7879 | 81.8142 | 140.2578 | 140.2578 | 105.9357 | 84.0319 | 108152845.4977 | 4410402.361 | 150928539.7065 | 389014816.7964 | 1.079 | 1.079 | 1.0319 | 1.0283 | 1.079 | 1.079 | 1.0319 | 1.0283 | 1.0596 | 1.0596 | 1.0656 | 1.0331 | 0.27568 | 0.27568 | 0.27386 | 0.60498 | 0.27568 | 0.27568 | 0.27386 | 0.60498 | 0.14516 | 0.14516 | 0.15284 | 0.14128 | 1 | 1 | 1 | 1 | 13.8719 | 13.8719 | 13.8719 | 13.8719 | 9645034.0961 | 393183.6971 | 17315249.08 | 54615227.3882 | 10275203.8477 | 81968694.2614 | 5963511.3745 | 877.1253 | 35.7686 | 819.3548 | 618.6747 | 5934896.4957
538 | ISL | 1 | 2034 | 2032 | 0.16578 | 0.006761 | 0.23132 | 0.59615 | 154.2533 | 154.2533 | 119.8904 | 97.9603 | 708331.2361 | 28888.5444 | 1271656.6078 | 4010973.7109 | 1958.5271 | 659094072.652 | 336525.3729 | 60.406 | 56800.7146 | 0.00017933 | 10.2781 | 10.2781 | 3.275 | 2.3185 | 13.8275 | 13.8275 | 13.8275 | 13.8275 | 9702779.1357 | 395672.9923 | 17419336.9241 | 54942821.8281 | 130.1478 | 130.1478 | 102.7879 | 81.8142 | 140.4258 | 140.4258 | 106.0629 | 84.1327 | 109262456.6512 | 4456154.3604 | 152459468.5552 | 392915993.0852 | 1.0803 | 1.0803 | 1.0331 | 1.0296 | 1.0803 | 1.0803 | 1.0331 | 1.0296 | 1.061 | 1.061 | 1.0669 | 1.0343 | 0.27568 | 0.27568 | 0.27386 | 0.60498 | 0.27568 | 0.27568 | 0.27386 | 0.60498 | 0.14516 | 0.14516 | 0.15284 | 0.14128 | 1 | 1 | 1 | 1 | 13.8275 | 13.8275 | 13.8275 | 13.8275 | 9702779.1357 | 395672.9923 | 17419336.9241 | 54942821.8281 | 10723387.0607 | 82460610.8803 | 6019850.0992 | 885.414 | 36.1107 | 827.0937 | 624.5191 | 5990961.5548
560 | ISL | 1 | 2035 | 2033 | 0.1658 | 0.0067629 | 0.23133 | 0.59611 | 154.3835 | 154.3835 | 119.9784 | 98.0213 | 715021.2206 | 29164.8803 | 1283661.4644 | 4048843.5884 | 1962.8994 | 665774501.6328 | 339179.1218 | 60.406 | 57637.3956 | 0.00017792 | 10.4506 | 10.4506 | 3.4053 | 2.4219 | 13.7852 | 13.7852 | 13.7852 | 13.7852 | 9764507.1029 | 398235.1508 | 17530075.4023 | 55292184.3515 | 130.1478 | 130.1478 | 102.7879 | 81.8142 | 140.5983 | 140.5983 | 106.1931 | 84.236 | 110387512.8117 | 4502577.6956 | 154011611.5654 | 396872799.5601 | 1.0816 | 1.0816 | 1.0344 | 1.0309 | 1.0816 | 1.0816 | 1.0344 | 1.0309 | 1.0623 | 1.0623 | 1.0683 | 1.0356 | 0.27568 | 0.27568 | 0.27386 | 0.60498 | 0.27568 | 0.27568 | 0.27386 | 0.60498 | 0.14516 | 0.14516 | 0.15284 | 0.14128 | 1 | 1 | 1 | 1 | 13.7852 | 13.7852 | 13.7852 | 13.7852 | 9764507.1029 | 398235.1508 | 17530075.4023 | 55292184.3515 | 11179312.7974 | 82985002.0075 | 6076691.1538 | 893.7765 | 36.4561 | 834.9018 | 630.4155 | 6047526.2734
582 | ISL | 1 | 2036 | 2034 | 0.16583 | 0.0067648 | 0.23134 | 0.59607 | 154.5186 | 154.5186 | 120.0711 | 98.0871 | 721770.6911 | 29443.8541 | 1295773.8422 | 4087051.388 | 1967.3571 | 672548501.4858 | 341853.7975 | 60.406 | 58486.401 | 0.00017651 | 10.6232 | 10.6232 | 3.5356 | 2.5252 | 13.7476 | 13.7476 | 13.7476 | 13.7476 | 9829850.3678 | 400948.1135 | 17647308.5741 | 55662021.6119 | 130.1478 | 130.1478 | 102.7879 | 81.8142 | 140.7709 | 140.7709 | 106.3235 | 84.3394 | 111526984.6942 | 4549622.6304 | 155584994.4998 | 400886899.6613 | 1.083 | 1.083 | 1.0357 | 1.0321 | 1.083 | 1.083 | 1.0357 | 1.0321 | 1.0636 | 1.0636 | 1.0696 | 1.0369 | 0.27568 | 0.27568 | 0.27386 | 0.60498 | 0.27568 | 0.27568 | 0.27386 | 0.60498 | 0.14516 | 0.14516 | 0.15284 | 0.14128 | 1 | 1 | 1 | 1 | 13.7476 | 13.7476 | 13.7476 | 13.7476 | 9829850.3678 | 400948.1135 | 17647308.5741 | 55662021.6119 | 11643091.8266 | 83540128.6673 | 6134039.7754 | 902.2134 | 36.8048 | 842.7797 | 636.3646 | 6104595.9213
604 | ISL | 1 | 2037 | 2035 | 0.16585 | 0.0067665 | 0.23135 | 0.59604 | 154.658 | 154.658 | 120.1682 | 98.1572 | 728580.4625 | 29725.4909 | 1307995.1546 | 4125601.6459 | 1971.8942 | 679415284.9688 | 344549.5649 | 60.406 | 59347.9124 | 0.00017512 | 10.7959 | 10.7959 | 3.666 | 2.6287 | 13.7143 | 13.7143 | 13.7143 | 13.7143 | 9898612.6509 | 403803.1894 | 17770690.1987 | 56051234.9296 | 130.1478 | 130.1478 | 102.7879 | 81.8142 | 140.9437 | 140.9437 | 106.4539 | 84.4429 | 112680826.3728 | 4597286.1697 | 157179470.7642 | 404957701.6622 | 1.0843 | 1.0843 | 1.0369 | 1.0334 | 1.0843 | 1.0843 | 1.0369 | 1.0334 | 1.0649 | 1.0649 | 1.0709 | 1.0381 | 0.27568 | 0.27568 | 0.27386 | 0.60498 | 0.27568 | 0.27568 | 0.27386 | 0.60498 | 0.14516 | 0.14516 | 0.15284 | 0.14128 | 1 | 1 | 1 | 1 | 13.7143 | 13.7143 | 13.7143 | 13.7143 | 9898612.6509 | 403803.1894 | 17770690.1987 | 56051234.9296 | 12114849.4816 | 84124340.9686 | 6191902.7539 | 910.7256 | 37.1569 | 850.7286 | 642.3669 | 6162177.2629
626 | ISL | 1 | 2038 | 2036 | 0.16587 | 0.0067683 | 0.23135 | 0.59601 | 154.8016 | 154.8016 | 120.2694 | 98.2314 | 735451.3412 | 30009.8164 | 1320326.802 | 4164498.8521 | 1976.5051 | 686374172.1371 | 347266.5904 | 60.406 | 60222.1139 | 0.00017374 | 10.9688 | 10.9688 | 3.7965 | 2.7323 | 13.685 | 13.685 | 13.685 | 13.685 | 9970613.2507 | 406792.9201 | 17899895.0586 | 56458799.757 | 130.1478 | 130.1478 | 102.7879 | 81.8142 | 141.1166 | 141.1166 | 106.5844 | 84.5464 | 113849008.5718 | 4645566.1404 | 158794914.1809 | 409084683.244 | 1.0856 | 1.0856 | 1.0382 | 1.0347 | 1.0856 | 1.0856 | 1.0382 | 1.0347 | 1.0662 | 1.0662 | 1.0722 | 1.0394 | 0.27568 | 0.27568 | 0.27386 | 0.60498 | 0.27568 | 0.27568 | 0.27386 | 0.60498 | 0.14516 | 0.14516 | 0.15284 | 0.14128 | 1 | 1 | 1 | 1 | 13.685 | 13.685 | 13.685 | 13.685 | 9970613.2507 | 406792.9201 | 17899895.0586 | 56458799.757 | 12594712.1189 | 84736100.9864 | 6250286.8117 | 919.3142 | 37.5123 | 858.7491 | 648.4233 | 6220276.9952
648 | ISL | 1 | 2039 | 2037 | 0.16589 | 0.00677 | 0.23136 | 0.59598 | 154.9488 | 154.9488 | 120.3743 | 98.3093 | 742384.1279 | 30296.8566 | 1332770.1771 | 4203747.4678 | 1981.1845 | 693424568.7357 | 350005.0417 | 60.406 | 61109.1925 | 0.00017237 | 11.1418 | 11.1418 | 3.9272 | 2.8359 | 13.6592 | 13.6592 | 13.6592 | 13.6592 | 10045681.5921 | 409910.2737 | 18034616.1713 | 56883748.9535 | 130.1478 | 130.1478 | 102.7879 | 81.8142 | 141.2896 | 141.2896 | 106.715 | 84.6501 | 115031511.865 | 4694460.8403 | 160431216.7761 | 413267379.2543 | 1.0869 | 1.0869 | 1.0395 | 1.0359 | 1.0869 | 1.0869 | 1.0395 | 1.0359 | 1.0675 | 1.0675 | 1.0735 | 1.0407 | 0.27568 | 0.27568 | 0.27386 | 0.60498 | 0.27568 | 0.27568 | 0.27386 | 0.60498 | 0.14516 | 0.14516 | 0.15284 | 0.14128 | 1 | 1 | 1 | 1 | 13.6592 | 13.6592 | 13.6592 | 13.6592 | 10045681.5921 | 409910.2737 | 18034616.1713 | 56883748.9535 | 13082807.3043 | 85373956.9906 | 6309198.6294 | 927.9802 | 37.8711 | 866.8424 | 654.5344 | 6278901.7728
670 | ISL | 1 | 2040 | 2038 | 0.16591 | 0.0067716 | 0.23137 | 0.59595 | 155.0994 | 155.0994 | 120.4825 | 98.3905 | 749379.6182 | 30586.6376 | 1345326.6655 | 4243351.9295 | 1985.9277 | 700565961.4279 | 352765.0876 | 60.406 | 62009.3378 | 0.00017101 | 11.315 | 11.315 | 4.0579 | 2.9396 | 13.6367 | 13.6367 | 13.6367 | 13.6367 | 10123656.6028 | 413148.6122 | 18174563.6746 | 57325169.2904 | 130.1478 | 130.1478 | 102.7879 | 81.8142 | 141.4627 | 141.4627 | 106.8458 | 84.7538 | 116228326.1612 | 4743969.0127 | 162088287.7809 | 417505378.4731 | 1.0883 | 1.0883 | 1.0408 | 1.0372 | 1.0883 | 1.0883 | 1.0408 | 1.0372 | 1.0688 | 1.0688 | 1.0748 | 1.042 | 0.27568 | 0.27568 | 0.27386 | 0.60498 | 0.27568 | 0.27568 | 0.27386 | 0.60498 | 0.14516 | 0.14516 | 0.15284 | 0.14128 | 1 | 1 | 1 | 1 | 13.6367 | 13.6367 | 13.6367 | 13.6367 | 10123656.6028 | 413148.6122 | 18174563.6746 | 57325169.2904 | 13579263.8471 | 86036538.18 | 6368644.8507 | 936.7245 | 38.2333 | 875.0092 | 660.701 | 6338058.2132
692 | ISL | 1 | 2041 | 2039 | 0.16592 | 0.0067732 | 0.23137 | 0.59593 | 155.2531 | 155.2531 | 120.5938 | 98.4747 | 756438.6031 | 30879.1858 | 1357997.6473 | 4283316.6513 | 1990.7301 | 707797913.9922 | 355546.8986 | 60.406 | 62922.7424 | 0.00016966 | 11.4882 | 11.4882 | 4.1888 | 3.0434 | 13.6171 | 13.6171 | 13.6171 | 13.6171 | 10204386.2191 | 416501.6706 | 18319463.931 | 57782198.6366 | 130.1478 | 130.1478 | 102.7879 | 81.8142 | 141.636 | 141.636 | 106.9767 | 84.8576 | 117439450.2915 | 4794089.8259 | 163766052.8326 | 421798321.0422 | 1.0896 | 1.0896 | 1.042 | 1.0385 | 1.0896 | 1.0896 | 1.042 | 1.0385 | 1.0701 | 1.0701 | 1.0761 | 1.0432 | 0.27568 | 0.27568 | 0.27386 | 0.60498 | 0.27568 | 0.27568 | 0.27386 | 0.60498 | 0.14516 | 0.14516 | 0.15284 | 0.14128 | 1 | 1 | 1 | 1 | 13.6171 | 13.6171 | 13.6171 | 13.6171 | 10204386.2191 | 416501.6706 | 18319463.931 | 57782198.6366 | 14084211.8261 | 86722550.4574 | 6428632.0876 | 945.5483 | 38.599 | 883.2505 | 666.9236 | 6397752.9018
714 | ISL | 1 | 2042 | 2040 | 0.16594 | 0.0067748 | 0.23138 | 0.59591 | 155.4097 | 155.4097 | 120.7079 | 98.5617 | 763561.8697 | 31174.5281 | 1370784.4975 | 4323646.0289 | 1995.5875 | 715120063.6642 | 358350.6461 | 60.406 | 63849.6016 | 0.00016833 | 11.6617 | 11.6617 | 4.3198 | 3.1473 | 13.6002 | 13.6002 | 13.6002 | 13.6002 | 10287726.9073 | 419963.5367 | 18469058.6639 | 58254023.2416 | 130.1478 | 130.1478 | 102.7879 | 81.8142 | 141.8094 | 141.8094 | 107.1076 | 84.9615 | 118664891.6124 | 4844822.8539 | 165464453.2052 | 426145895.9927 | 1.0909 | 1.0909 | 1.0433 | 1.0397 | 1.0909 | 1.0909 | 1.0433 | 1.0397 | 1.0714 | 1.0714 | 1.0774 | 1.0445 | 0.27568 | 0.27568 | 0.27386 | 0.60498 | 0.27568 | 0.27568 | 0.27386 | 0.60498 | 0.14516 | 0.14516 | 0.15284 | 0.14128 | 1 | 1 | 1 | 1 | 13.6002 | 13.6002 | 13.6002 | 13.6002 | 10287726.9073 | 419963.5367 | 18469058.6639 | 58254023.2416 | 14597782.6187 | 87430772.3495 | 6489166.9243 | 954.4523 | 38.9682 | 891.5672 | 673.203 | 6457992.3962
736 | ISL | 1 | 2043 | 2041 | 0.16595 | 0.0067764 | 0.23139 | 0.59589 | 155.5688 | 155.5688 | 120.8245 | 98.6512 | 770750.2017 | 31472.6912 | 1383688.5872 | 4364344.4418 | 2000.4959 | 722532117.5752 | 361176.5033 | 60.406 | 64790.1135 | 0.000167 | 11.8353 | 11.8353 | 4.4509 | 3.2513 | 13.5857 | 13.5857 | 13.5857 | 13.5857 | 10373543.196 | 423528.6315 | 18623104.1143 | 58739875.0821 | 130.1478 | 130.1478 | 102.7879 | 81.8142 | 141.983 | 141.983 | 107.2387 | 85.0655 | 119904665.6189 | 4896168.0577 | 167183445.0618 | 430547838.8368 | 1.0923 | 1.0923 | 1.0446 | 1.041 | 1.0923 | 1.0923 | 1.0446 | 1.041 | 1.0727 | 1.0727 | 1.0788 | 1.0458 | 0.27568 | 0.27568 | 0.27386 | 0.60498 | 0.27568 | 0.27568 | 0.27386 | 0.60498 | 0.14516 | 0.14516 | 0.15284 | 0.14128 | 1 | 1 | 1 | 1 | 13.5857 | 13.5857 | 13.5857 | 13.5857 | 10373543.196 | 423528.6315 | 18623104.1143 | 58739875.0821 | 15120108.9303 | 88160051.024 | 6550255.922 | 963.4378 | 39.3409 | 899.9601 | 679.5398 | 6518783.2307
758 | ISL | 1 | 2044 | 2042 | 0.16596 | 0.0067779 | 0.23139 | 0.59587 | 155.7302 | 155.7302 | 120.9434 | 98.743 | 778004.3799 | 31773.7024 | 1396711.2841 | 4405416.2565 | 2005.4517 | 730033849.5104 | 364024.6444 | 60.406 | 65744.4792 | 0.00016568 | 12.0091 | 12.0091 | 4.5821 | 3.3554 | 13.5734 | 13.5734 | 13.5734 | 13.5734 | 10461707.2503 | 427191.691 | 18781370.2705 | 59239029.4384 | 130.1478 | 130.1478 | 102.7879 | 81.8142 | 142.1568 | 142.1568 | 107.37 | 85.1696 | 121158795.5944 | 4948125.7677 | 168922998.7738 | 435003929.3746 | 1.0936 | 1.0936 | 1.0459 | 1.0423 | 1.0936 | 1.0936 | 1.0459 | 1.0423 | 1.074 | 1.074 | 1.0801 | 1.0471 | 0.27568 | 0.27568 | 0.27386 | 0.60498 | 0.27568 | 0.27568 | 0.27386 | 0.60498 | 0.14516 | 0.14516 | 0.15284 | 0.14128 | 1 | 1 | 1 | 1 | 13.5734 | 13.5734 | 13.5734 | 13.5734 | 10461707.2503 | 427191.691 | 18781370.2705 | 59239029.4384 | 15651324.8228 | 88909298.6503 | 6611905.6229 | 972.5055 | 39.7171 | 908.4301 | 685.9348 | 6580131.9205
780 | ISL | 1 | 2045 | 2043 | 0.16597 | 0.0067795 | 0.2314 | 0.59585 | 155.8938 | 155.8938 | 121.0644 | 98.8368 | 785325.1827 | 32077.5892 | 1409853.9537 | 4446865.829 | 2010.4515 | 737625096.7638 | 366895.2452 | 60.406 | 66712.9029 | 0.00016437 | 12.183 | 12.183 | 4.7135 | 3.4596 | 13.563 | 13.563 | 13.563 | 13.563 | 10552098.4553 | 430947.7493 | 18943640.1184 | 59750802.5353 | 130.1478 | 130.1478 | 102.7879 | 81.8142 | 142.3307 | 142.3307 | 107.5014 | 85.2738 | 122427312.2704 | 5000696.6677 | 170683098.2603 | 439513989.5654 | 1.0949 | 1.0949 | 1.0471 | 1.0436 | 1.0949 | 1.0949 | 1.0471 | 1.0436 | 1.0753 | 1.0753 | 1.0814 | 1.0483 | 0.27568 | 0.27568 | 0.27386 | 0.60498 | 0.27568 | 0.27568 | 0.27386 | 0.60498 | 0.14516 | 0.14516 | 0.15284 | 0.14128 | 1 | 1 | 1 | 1 | 13.563 | 13.563 | 13.563 | 13.563 | 10552098.4553 | 430947.7493 | 18943640.1184 | 59750802.5353 | 16191565.7447 | 89677488.8583 | 6674122.5546 | 981.6565 | 40.097 | 916.9782 | 692.3886 | 6642044.9655
802 | ISL | 1 | 2046 | 2044 | 0.16599 | 0.006781 | 0.2314 | 0.59583 | 156.0592 | 156.0592 | 121.1872 | 98.9325 | 792713.3867 | 32384.379 | 1423117.96 | 4488697.5079 | 2015.4921 | 745305757.1226 | 369788.4828 | 60.406 | 67695.5915 | 0.00016308 | 12.3571 | 12.3571 | 4.845 | 3.5639 | 13.5544 | 13.5544 | 13.5544 | 13.5544 | 10644603.0172 | 434792.1215 | 19109708.9209 | 60274549.2739 | 130.1478 | 130.1478 | 102.7879 | 81.8142 | 142.5049 | 142.5049 | 107.6329 | 85.3781 | 123710253.5015 | 5053881.7784 | 172463740.3559 | 444077881.4869 | 1.0963 | 1.0963 | 1.0484 | 1.0448 | 1.0963 | 1.0963 | 1.0484 | 1.0448 | 1.0767 | 1.0767 | 1.0827 | 1.0496 | 0.27568 | 0.27568 | 0.27386 | 0.60498 | 0.27568 | 0.27568 | 0.27386 | 0.60498 | 0.14516 | 0.14516 | 0.15284 | 0.14128 | 1 | 1 | 1 | 1 | 13.5544 | 13.5544 | 13.5544 | 13.5544 | 10644603.0172 | 434792.1215 | 19109708.9209 | 60274549.2739 | 16740968.5614 | 90463653.3336 | 6736913.2336 | 990.8917 | 40.4805 | 925.6052 | 698.9019 | 6704528.8546
824 | ISL | 1 | 2047 | 2045 | 0.166 | 0.0067824 | 0.2314 | 0.59582 | 156.2264 | 156.2264 | 121.3118 | 99.0298 | 800169.7671 | 32694.1 | 1436504.666 | 4530915.6362 | 2020.5705 | 753075786.1298 | 372704.5356 | 60.406 | 68692.7553 | 0.00016179 | 12.5314 | 12.5314 | 4.9766 | 3.6683 | 13.5473 | 13.5473 | 13.5473 | 13.5473 | 10739113.5986 | 438720.3889 | 19279383.5614 | 60809661.1649 | 130.1478 | 130.1478 | 102.7879 | 81.8142 | 142.6791 | 142.6791 | 107.7645 | 85.4825 | 125007663.9703 | 5107682.4435 | 174264934.236 | 448695505.4799 | 1.0976 | 1.0976 | 1.0497 | 1.0461 | 1.0976 | 1.0976 | 1.0497 | 1.0461 | 1.078 | 1.078 | 1.0841 | 1.0509 | 0.27568 | 0.27568 | 0.27386 | 0.60498 | 0.27568 | 0.27568 | 0.27386 | 0.60498 | 0.14516 | 0.14516 | 0.15284 | 0.14128 | 1 | 1 | 1 | 1 | 13.5473 | 13.5473 | 13.5473 | 13.5473 | 10739113.5986 | 438720.3889 | 19279383.5614 | 60809661.1649 | 17299671.5849 | 91266878.7139 | 6800284.1693 | 1000.2122 | 40.8676 | 934.312 | 705.4754 | 6767590.0692
846 | ISL | 1 | 2048 | 2046 | 0.16601 | 0.0067839 | 0.23141 | 0.5958 | 156.3951 | 156.3951 | 121.4378 | 99.1285 | 807695.0982 | 33006.7803 | 1450015.4346 | 4573524.5544 | 2025.684 | 760935194.4326 | 375643.5837 | 60.406 | 69704.6074 | 0.00016052 | 12.7059 | 12.7059 | 5.1084 | 3.7728 | 13.5415 | 13.5415 | 13.5415 | 13.5415 | 10835528.9652 | 442728.384 | 19452481.9057 | 61355564.3199 | 130.1478 | 130.1478 | 102.7879 | 81.8142 | 142.8536 | 142.8536 | 107.8963 | 85.587 | 126319594.9028 | 5162100.3157 | 176086700.8613 | 453366798.3528 | 1.099 | 1.099 | 1.051 | 1.0474 | 1.099 | 1.099 | 1.051 | 1.0474 | 1.0793 | 1.0793 | 1.0854 | 1.0522 | 0.27568 | 0.27568 | 0.27386 | 0.60498 | 0.27568 | 0.27568 | 0.27386 | 0.60498 | 0.14516 | 0.14516 | 0.15284 | 0.14128 | 1 | 1 | 1 | 1 | 13.5415 | 13.5415 | 13.5415 | 13.5415 | 10835528.9652 | 442728.384 | 19452481.9057 | 61355564.3199 | 17867814.6044 | 92086303.5748 | 6864241.8676 | 1009.6189 | 41.2585 | 943.0995 | 712.1097 | 6831235.0872
868 | ISL | 1 | 2049 | 2047 | 0.16601 | 0.0067853 | 0.23141 | 0.59579 | 156.5652 | 156.5652 | 121.5652 | 99.2286 | 815290.1538 | 33322.4484 | 1463651.6296 | 4616528.6026 | 2030.83 | 768884045.2696 | 378605.8083 | 60.406 | 70731.3642 | 0.00015925 | 12.8805 | 12.8805 | 5.2403 | 3.8774 | 13.537 | 13.537 | 13.537 | 13.537 | 10933753.6485 | 446812.1767 | 19628832.1959 | 61911717.543 | 130.1478 | 130.1478 | 102.7879 | 81.8142 | 143.0283 | 143.0283 | 108.0282 | 85.6916 | 127646103.7985 | 5217137.3434 | 177929072.4506 | 458091731.6771 | 1.1003 | 1.1003 | 1.0523 | 1.0487 | 1.1003 | 1.1003 | 1.0523 | 1.0487 | 1.0806 | 1.0806 | 1.0867 | 1.0535 | 0.27568 | 0.27568 | 0.27386 | 0.60498 | 0.27568 | 0.27568 | 0.27386 | 0.60498 | 0.14516 | 0.14516 | 0.15284 | 0.14128 | 1 | 1 | 1 | 1 | 13.537 | 13.537 | 13.537 | 13.537 | 10933753.6485 | 446812.1767 | 19628832.1959 | 61911717.543 | 18445538.9166 | 92921115.564 | 6928792.8343 | 1019.1127 | 41.6531 | 951.9685 | 718.8055 | 6895470.3859
890 | ISL | 1 | 2050 | 2048 | 0.16602 | 0.0067868 | 0.23142 | 0.59577 | 156.7366 | 156.7366 | 121.6937 | 99.3298 | 822955.7075 | 33641.1329 | 1477414.6158 | 4659932.1226 | 2036.0062 | 776922452.1092 | 381591.3923 | 60.406 | 71773.2452 | 0.000158 | 13.0554 | 13.0554 | 5.3724 | 3.9822 | 13.5335 | 13.5335 | 13.5335 | 13.5335 | 11033697.6292 | 450968.0611 | 19808272.4786 | 62477610.5296 | 130.1478 | 130.1478 | 102.7879 | 81.8142 | 143.2031 | 143.2031 | 108.1603 | 85.7964 | 128987254.1777 | 5272795.7584 | 179792091.9864 | 462870310.1866 | 1.1017 | 1.1017 | 1.0536 | 1.05 | 1.1017 | 1.1017 | 1.0536 | 1.05 | 1.0819 | 1.0819 | 1.088 | 1.0548 | 0.27568 | 0.27568 | 0.27386 | 0.60498 | 0.27568 | 0.27568 | 0.27386 | 0.60498 | 0.14516 | 0.14516 | 0.15284 | 0.14128 | 1 | 1 | 1 | 1 | 13.5335 | 13.5335 | 13.5335 | 13.5335 | 11033697.6292 | 450968.0611 | 19808272.4786 | 62477610.5296 | 19032987.3565 | 93770548.6984 | 6993943.5788 | 1028.6946 | 42.0514 | 960.9201 | 725.5636 | 6960302.4459
912 | ISL | 1 | 2051 | 2049 | 0.16603 | 0.0067882 | 0.23142 | 0.59576 | 156.909 | 156.909 | 121.8233 | 99.4321 | 830692.5334 | 33962.8629 | 1491305.7599 | 4703739.4603 | 2041.2104 | 785050576.4749 | 384600.5197 | 60.406 | 72830.4733 | 0.00015675 | 13.2304 | 13.2304 | 5.5046 | 4.0871 | 13.5308 | 13.5308 | 13.5308 | 13.5308 | 11135276.0434 | 455192.5434 | 19990650.076 | 63052762.2021 | 130.1478 | 130.1478 | 102.7879 | 81.8142 | 143.3781 | 143.3781 | 108.2925 | 85.9012 | 130343115.3491 | 5329078.0648 | 181675812.7594 | 467702570.3016 | 1.103 | 1.103 | 1.0548 | 1.0512 | 1.103 | 1.103 | 1.0548 | 1.0512 | 1.0832 | 1.0832 | 1.0894 | 1.0561 | 0.27568 | 0.27568 | 0.27386 | 0.60498 | 0.27568 | 0.27568 | 0.27386 | 0.60498 | 0.14516 | 0.14516 | 0.15284 | 0.14128 | 1 | 1 | 1 | 1 | 13.5308 | 13.5308 | 13.5308 | 13.5308 | 11135276.0434 | 455192.5434 | 19990650.076 | 63052762.2021 | 19630304.3276 | 94633880.8649 | 7059700.6166 | 1038.3657 | 42.4536 | 969.955 | 732.3845 | 7025737.7537
170 | ISL | 2 | 2010 | 2008 | 0.22004 | 1.59e-06 | 0.19365 | 0.58632 | 450.0181 | 342.9303 | 188.6745 | 144.6512 | 5864.287 | 0.0555 | 12309.715 | 48614.251 | 11993691.97 | 11993691.97 | 1 | 0.002 | 45128.1939 | 0.002 | 84.4688 | 84.4688 | 27.5472 | 26.2051 | 107.0879 | 0 | 0 | 0 | 627993.893 | 0 | 0 | 0 | 258.4615 | 258.4615 | 161.1273 | 118.4461 | 342.9303 | 342.9303 | 188.6745 | 144.6512 | 2639035.349 | 19.0326 | 2322529.488 | 7032108.104 | 1.0608 | 1.0608 | 1.0186 | 1.0148 | 1.0608 | 1.0608 | 1.0186 | 1.0148 | 1.0418 | 1.0418 | 1.0519 | 1.0194 | 0.27568 | 0.27568 | 0.27386 | 0.60498 | 0.27568 | 0.27568 | 0.27386 | 0.60498 | 0.14516 | 0.14516 | 0.15284 | 0.14128 | 1 | 1 | 1 | 1 | 102.041 | 0 | 0 | 0 | 598397.5299 | 0 | 0 | 0 | 106976.8566 | 598397.5299 | 66788.3085 | 7.3304 | 6.9375e-05 | 8.0063 | 7.5694 | 66788.253
171 | ISL | 2 | 2011 | 2009 | 0.30511 | 1.99e-07 | 0.20294 | 0.49195 | 161.451 | 66.3074 | 54.6912 | 34.4983 | 6297.389 | 0.01 | 12365.33 | 47518.614 | 3332306.553 | 3332306.553 | 1 | 0.002 | 43111.4389 | 0.002 | -29.4659 | -29.4659 | -8.2521 | -1.4339 | 95.1437 | 0 | 0 | 0 | 599156.5912 | 0 | 0 | 0 | 95.7732 | 95.7732 | 62.9432 | 35.9322 | 66.3074 | 66.3074 | 54.6912 | 34.4983 | 1016719.803 | 0.66307 | 676274.2184 | 1639311.868 | 1.0608 | 1.0608 | 1.0186 | 1.0148 | 1.0608 | 1.0608 | 1.0186 | 1.0148 | 1.0418 | 1.0418 | 1.0519 | 1.0194 | 0.27568 | 0.27568 | 0.27386 | 0.60498 | 0.27568 | 0.27568 | 0.27386 | 0.60498 | 0.14516 | 0.14516 | 0.15284 | 0.14128 | 1 | 1 | 1 | 1 | 103.0186 | 0 | 0 | 0 | 648747.9703 | 0 | 0 | 0 | 38160.536 | 648747.9703 | 66181.343 | 7.8717 | 1.25e-05 | 8.0425 | 7.3988 | 66181.333
172 | ISL | 2 | 2012 | 2010 | 0.21537 | 9.5e-08 | 0.21882 | 0.56581 | 179.9742 | 80.9411 | 91.0384 | 59.9781 | 6119.309 | 0.006 | 12291.141 | 48239.41 | 5113590.672 | 5113590.672 | 1 | 0.002 | 41928.0787 | 0.002 | -7.0875 | -7.0875 | 0.29477 | 2.4783 | 99.0331 | 0 | 0 | 0 | 606014.1068 | 0 | 0 | 0 | 88.0286 | 88.0286 | 90.7437 | 57.4997 | 80.9411 | 80.9411 | 91.0384 | 59.9781 | 1101317.834 | 0.48565 | 1118966.144 | 2893306.208 | 1.0608 | 1.0608 | 1.0186 | 1.0148 | 1.0608 | 1.0608 | 1.0186 | 1.0148 | 1.0418 | 1.0418 | 1.0519 | 1.0194 | 0.27568 | 0.27568 | 0.27386 | 0.60498 | 0.27568 | 0.27568 | 0.27386 | 0.60498 | 0.14516 | 0.14516 | 0.15284 | 0.14128 | 1 | 1 | 1 | 1 | 103.8912 | 0 | 0 | 0 | 635742.4216 | 0 | 0 | 0 | 47197.4241 | 635742.4216 | 66649.866 | 7.6491 | 7.5e-06 | 7.9942 | 7.511 | 66649.86
173 | ISL | 2 | 2013 | 2011 | 0.31034 | 2.94e-07 | 0.20147 | 0.48819 | 200.932 | 112.5906 | 66.6186 | 40.8722 | 6507.596 | 0.011 | 12742.592 | 50326.025 | 4213412.816 | 4213412.816 | 1 | 0.002 | 40740.3086 | 0.002 | 8.1636 | 8.1636 | 0.22569 | -2.9041 | 88.3414 | 0 | 0 | 0 | 574889.8826 | 0 | 0 | 0 | 104.4271 | 104.4271 | 66.3929 | 43.7762 | 112.5906 | 112.5906 | 66.6186 | 40.8722 | 1307584.311 | 1.2385 | 848893.5663 | 2056933.7 | 1.0608 | 1.0608 | 1.0186 | 1.0148 | 1.0608 | 1.0608 | 1.0186 | 1.0148 | 1.0418 | 1.0418 | 1.0519 | 1.0194 | 0.27568 | 0.27568 | 0.27386 | 0.60498 | 0.27568 | 0.27568 | 0.27386 | 0.60498 | 0.14516 | 0.14516 | 0.15284 | 0.14128 | 1 | 1 | 1 | 1 | 103.6997 | 0 | 0 | 0 | 674836.0205 | 0 | 0 | 0 | 44769.1764 | 674836.0205 | 69576.224 | 8.1345 | 1.375e-05 | 8.2879 | 7.8359 | 69576.213
174 | ISL | 2 | 2014 | 2012 | 0.19308 | 9.81e-08 | 0.20151 | 0.60541 | 266.329 | 182.1227 | 148.7689 | 110.7103 | 6733.006 | 0.005 | 12579.735 | 50785.844 | 9287187.115 | 9287187.115 | 1 | 0.002 | 42104.9863 | 0.002 | 47.4343 | 47.4343 | 28.6674 | 18.8564 | 84.2063 | 0 | 0 | 0 | 566961.6156 | 0 | 0 | 0 | 134.6884 | 134.6884 | 120.1014 | 91.8539 | 182.1227 | 182.1227 | 148.7689 | 110.7103 | 1793195.034 | 0.91061 | 1871472.777 | 5622518.393 | 1.0608 | 1.0608 | 1.0186 | 1.0148 | 1.0608 | 1.0608 | 1.0186 | 1.0148 | 1.0418 | 1.0418 | 1.0519 | 1.0194 | 0.27568 | 0.27568 | 0.27386 | 0.60498 | 0.27568 | 0.27568 | 0.27386 | 0.60498 | 0.14516 | 0.14516 | 0.15284 | 0.14128 | 1 | 1 | 1 | 1 | 108.015 | 0 | 0 | 0 | 727265.3907 | 0 | 0 | 0 | 76013.1836 | 727265.3907 | 70098.59 | 8.4163 | 6.25e-06 | 8.1819 | 7.9075 | 70098.585
175 | ISL | 2 | 2015 | 2013 | 0.23954 | 1.5e-07 | 0.21326 | 0.5472 | 217.9898 | 94.0798 | 98.5373 | 61.5052 | 6203.001 | 0.009 | 12217.448 | 50222.692 | 5645022.311 | 5645022.311 | 1 | 0.002 | 44316.795 | 0.002 | 0.55235 | 0.55235 | 0.93822 | -2.6688 | 123.9099 | 0 | 0 | 0 | 768613.5066 | 0 | 0 | 0 | 93.5275 | 93.5275 | 97.5991 | 64.1739 | 94.0798 | 94.0798 | 98.5373 | 61.5052 | 1352190.85 | 0.84672 | 1203874.823 | 3088955.792 | 1.0608 | 1.0608 | 1.0186 | 1.0148 | 1.0608 | 1.0608 | 1.0186 | 1.0148 | 1.0418 | 1.0418 | 1.0519 | 1.0194 | 0.27568 | 0.27568 | 0.27386 | 0.60498 | 0.27568 | 0.27568 | 0.27386 | 0.60498 | 0.14516 | 0.14516 | 0.15284 | 0.14128 | 1 | 1 | 1 | 1 | 124.8712 | 0 | 0 | 0 | 774575.884 | 0 | 0 | 0 | 52487.7532 | 774575.884 | 68643.15 | 7.7538 | 1.125e-05 | 7.9463 | 7.8198 | 68643.141
176 | ISL | 2 | 2016 | 2014 | 0.26117 | 2.02e-07 | 0.19032 | 0.54851 | 226.3111 | 108.2043 | 86.67 | 59.6043 | 6195.818 | 0.01 | 11789.404 | 49406.906 | 5368836.956 | 5368836.956 | 1 | 0.002 | 44387.5528 | 0.002 | 5.31 | 5.31 | 1.8475 | -0.44622 | 118.1068 | 0 | 0 | 0 | 731768.4081 | 0 | 0 | 0 | 102.8943 | 102.8943 | 84.8224 | 60.0506 | 108.2043 | 108.2043 | 86.67 | 59.6043 | 1402182.548 | 1.082 | 1021787.116 | 2944866.209 | 1.0608 | 1.0608 | 1.0186 | 1.0148 | 1.0608 | 1.0608 | 1.0186 | 1.0148 | 1.0418 | 1.0418 | 1.0519 | 1.0194 | 0.27568 | 0.27568 | 0.27386 | 0.60498 | 0.27568 | 0.27568 | 0.27386 | 0.60498 | 0.14516 | 0.14516 | 0.15284 | 0.14128 | 1 | 1 | 1 | 1 | 138.7734 | 0 | 0 | 0 | 859815.0245 | 0 | 0 | 0 | 50555.0791 | 859815.0245 | 67392.138 | 7.7448 | 1.25e-05 | 7.6679 | 7.6928 | 67392.128
177 | ISL | 2 | 2017 | 2015 | 0.21796 | 1.85e-07 | 0.19032 | 0.59172 | 206.6729 | 91.648 | 92.6075 | 71.202 | 6274.811 | 0.012 | 12227.467 | 49446.069 | 5949850.344 | 5949850.344 | 1 | 0.006 | 45852.6565 | 0.006 | 7.8909 | 7.8909 | 6.8493 | 4.884 | 115.0249 | 0 | 0 | 0 | 721759.367 | 0 | 0 | 0 | 83.7572 | 83.7572 | 85.7582 | 66.318 | 91.648 | 91.648 | 92.6075 | 71.202 | 1296833.527 | 1.0998 | 1132354.567 | 3520661.151 | 1.0608 | 1.0608 | 1.0186 | 1.0148 | 1.0608 | 1.0608 | 1.0186 | 1.0148 | 1.0418 | 1.0418 | 1.0519 | 1.0194 | 0.27568 | 0.27568 | 0.27386 | 0.60498 | 0.27568 | 0.27568 | 0.27386 | 0.60498 | 0.14516 | 0.14516 | 0.15284 | 0.14128 | 1 | 1 | 1 | 1 | 147.0038 | 0 | 0 | 0 | 922421.2758 | 0 | 0 | 0 | 49906.197 | 922421.2758 | 67948.359 | 7.8435 | 1.5e-05 | 7.9528 | 7.6989 | 67948.347
178 | ISL | 2 | 2018 | 2016 | 0.21543 | 0.000107 | 0.18169 | 0.60278 | 156.3529 | 82.2849 | 71.8456 | 61.9014 | 8734.637 | 8.217 | 16031.452 | 61732.568 | 6339482.084 | 6339482.084 | 1 | 0.05 | 46189.2112 | 0.05 | -0.18206 | -0.18206 | 4.3802 | 3.9854 | 74.068 | 0 | 0 | 0 | 646957.5153 | 0 | 0 | 0 | 82.4669 | 82.4669 | 67.4655 | 57.916 | 82.2849 | 82.2849 | 71.8456 | 61.9014 | 1365686.065 | 676.1349 | 1151789.39 | 3821330.494 | 1.0608 | 1.0608 | 1.0186 | 1.0148 | 1.0608 | 1.0608 | 1.0186 | 1.0148 | 1.0418 | 1.0418 | 1.0519 | 1.0194 | 0.27568 | 0.27568 | 0.27386 | 0.60498 | 0.27568 | 0.27568 | 0.27386 | 0.60498 | 0.14516 | 0.14516 | 0.15284 | 0.14128 | 1 | 1 | 1 | 1 | 155.4178 | 0 | 0 | 0 | 1357517.99 | 0 | 0 | 0 | 58317.3548 | 1357517.99 | 86506.874 | 10.9183 | 0.010271 | 10.427 | 9.6119 | 86498.657
179 | ISL | 2 | 2019 | 2017 | 0.30112 | 0.00015772 | 0.19345 | 0.50528 | 244.4631 | 149.1885 | 86.1599 | 60.879 | 9040.04 | 7.759 | 16478.032 | 60913.034 | 7339184.923 | 7339184.923 | 1 | 0.072 | 45613.7276 | 0.072 | 24.479 | 24.479 | 9.852 | 6.2871 | 95.2747 | 0 | 0 | 0 | 861286.8031 | 0 | 0 | 0 | 124.7095 | 124.7095 | 76.3079 | 54.5919 | 149.1885 | 149.1885 | 86.1599 | 60.879 | 2209956.428 | 1157.5532 | 1419745.189 | 3708325.753 | 1.0608 | 1.0608 | 1.0186 | 1.0148 | 1.0608 | 1.0608 | 1.0186 | 1.0148 | 1.0418 | 1.0418 | 1.0519 | 1.0194 | 0.27568 | 0.27568 | 0.27386 | 0.60498 | 0.27568 | 0.27568 | 0.27386 | 0.60498 | 0.14516 | 0.14516 | 0.15284 | 0.14128 | 1 | 1 | 1 | 1 | 150.6425 | 0 | 0 | 0 | 1361814.45 | 0 | 0 | 0 | 70482.7038 | 1361814.45 | 86438.865 | 11.3001 | 0.0096987 | 10.7174 | 9.4843 | 86431.106
240 | ISL | 2 | 2020 | 2018 | 0.23188 | 0.00015698 | 0.19534 | 0.57262 | 286.8791 | 138.0609 | 104.6982 | 83.021 | 9020.8343 | 10.0162 | 16434.8947 | 60757.8539 | 8808899.0856 | 8808899.0856 | 1 | 0.072 | 46285.623 | 0.072 | 7.9131 | 7.9131 | 1.9103 | 1.2068 | 148.8182 | 0 | 0 | 0 | 797210.7507 | 0 | 0 | 0 | 130.1478 | 130.1478 | 102.7879 | 81.8142 | 138.0609 | 138.0609 | 104.6982 | 83.021 | 2042635.0134 | 1382.8458 | 1720703.3125 | 5044177.914 | 1.0605 | 1.0605 | 1.0182 | 1.0144 | 1.0605 | 1.0605 | 1.0182 | 1.0144 | 1.0415 | 1.0415 | 1.0516 | 1.0191 | 0.27568 | 0.27568 | 0.27386 | 0.60498 | 0.27568 | 0.27568 | 0.27386 | 0.60498 | 0.14516 | 0.14516 | 0.15284 | 0.14128 | 1 | 1 | 1 | 1 | 158.4848 | 0 | 0 | 0 | 1432709.0768 | 0 | 0 | 0 | 86750.6635 | 1432709.0768 | 86223.5991 | 11.276 | 0.01252 | 10.6894 | 9.4602 | 86213.5829
262 | ISL | 2 | 2021 | 2019 | 0.27316 | 0.00014972 | 0.18484 | 0.54185 | 279.407 | 138.0227 | 104.6625 | 82.9935 | 9035.9248 | 10.1121 | 16463.139 | 60862.0965 | 9322020.9866 | 9322020.9866 | 1 | 0.072 | 46967.4155 | 0.072 | 7.875 | 7.875 | 1.8746 | 1.1793 | 141.3843 | 0 | 0 | 0 | 1299229.4839 | 0 | 0 | 0 | 130.1478 | 130.1478 | 102.7879 | 81.8142 | 138.0227 | 138.0227 | 104.6625 | 82.9935 | 2546392.6144 | 1395.7052 | 1723073.8385 | 5051158.8284 | 1.0607 | 1.0607 | 1.0185 | 1.0146 | 1.0607 | 1.0607 | 1.0185 | 1.0146 | 1.0417 | 1.0417 | 1.0518 | 1.0193 | 0.27568 | 0.27568 | 0.27386 | 0.60498 | 0.27568 | 0.27568 | 0.27386 | 0.60498 | 0.14516 | 0.14516 | 0.15284 | 0.14128 | 1 | 1 | 1 | 1 | 148.8182 | 0 | 0 | 0 | 1342464.1665 | 0 | 0 | 0 | 87789.4231 | 1342464.1665 | 86371.2725 | 11.2949 | 0.01264 | 10.7077 | 9.4764 | 86361.1604
284 | ISL | 2 | 2022 | 2020 | 0.26872 | 0.00015161 | 0.18597 | 0.54516 | 274.5775 | 138.0528 | 104.6859 | 83.012 | 9051.1848 | 10.1951 | 16491.012 | 60964.9813 | 9283191.2494 | 9283191.2494 | 1 | 0.072 | 47659.2509 | 0.072 | 7.905 | 7.905 | 1.898 | 1.1978 | 136.5247 | 0 | 0 | 0 | 1245039.942 | 0 | 0 | 0 | 130.1478 | 130.1478 | 102.7879 | 81.8142 | 138.0528 | 138.0528 | 104.6859 | 83.012 | 2494580.9671 | 1407.4632 | 1726376.7023 | 5060826.1169 | 1.061 | 1.061 | 1.0187 | 1.0149 | 1.061 | 1.061 | 1.0187 | 1.0149 | 1.042 | 1.042 | 1.052 | 1.0195 | 0.27568 | 0.27568 | 0.27386 | 0.60498 | 0.27568 | 0.27568 | 0.27386 | 0.60498 | 0.14516 | 0.14516 | 0.15284 | 0.14128 | 1 | 1 | 1 | 1 | 141.3843 | 0 | 0 | 0 | 1277537.5719 | 0 | 0 | 0 | 88821.0408 | 1277537.5719 | 86517.3731 | 11.314 | 0.012744 | 10.7259 | 9.4924 | 86507.178
306 | ISL | 2 | 2023 | 2021 | 0.26732 | 0.00015214 | 0.18632 | 0.5462 | 272.7579 | 138.0831 | 104.709 | 83.0303 | 9065.9641 | 10.2277 | 16517.968 | 61064.5926 | 9282695.0909 | 9282695.0909 | 1 | 0.072 | 48361.2771 | 0.072 | 7.9353 | 7.9353 | 1.9211 | 1.2161 | 134.6749 | 0 | 0 | 0 | 1229638.4365 | 0 | 0 | 0 | 130.1478 | 130.1478 | 102.7879 | 81.8142 | 138.0831 | 138.0831 | 104.709 | 83.0303 | 2481494.5656 | 1412.2773 | 1729579.2146 | 5070209.0334 | 1.0612 | 1.0612 | 1.0189 | 1.0151 | 1.0612 | 1.0612 | 1.0189 | 1.0151 | 1.0422 | 1.0422 | 1.0523 | 1.0197 | 0.27568 | 0.27568 | 0.27386 | 0.60498 | 0.27568 | 0.27568 | 0.27386 | 0.60498 | 0.14516 | 0.14516 | 0.15284 | 0.14128 | 1 | 1 | 1 | 1 | 136.5247 | 0 | 0 | 0 | 1235710.7167 | 0 | 0 | 0 | 89821.2489 | 1235710.7167 | 86658.7524 | 11.3325 | 0.012785 | 10.7434 | 9.5079 | 86648.5247
328 | ISL | 2 | 2024 | 2022 | 0.1499 | 0.00021032 | 0.21217 | 0.63772 | 149.4316 | 149.4316 | 116.0504 | 94.3671 | 9083.5823 | 12.7453 | 16555.316 | 61194.8255 | 9055310.5546 | 9055310.5546 | 1 | 0.072 | 49073.6442 | 0.072 | 7.9646 | 7.9646 | 1.9433 | 1.2337 | 11.3192 | 11.3192 | 11.3192 | 11.3192 | 102619.7485 | 115.7701 | 186970.7084 | 691204.2751 | 130.1478 | 130.1478 | 102.7879 | 81.8142 | 138.1124 | 138.1124 | 104.7312 | 83.0479 | 1357374.3252 | 1904.5579 | 1921251.6962 | 5774779.9753 | 1.0615 | 1.0615 | 1.0192 | 1.0154 | 1.0615 | 1.0615 | 1.0192 | 1.0154 | 1.0425 | 1.0425 | 1.0526 | 1.02 | 0.27568 | 0.27568 | 0.27386 | 0.60498 | 0.27568 | 0.27568 | 0.27386 | 0.60498 | 0.14516 | 0.14516 | 0.15284 | 0.14128 | 1 | 1 | 1 | 1 | 11.3192 | 11.3192 | 11.3192 | 11.3192 | 102619.7485 | 115.7701 | 186970.7084 | 691204.2751 | 91125.8389 | 980910.5021 | 86846.4691 | 11.3545 | 0.015932 | 10.7677 | 9.5282 | 86833.7238
350 | ISL | 2 | 2025 | 2023 | 0.14995 | 0.0002104 | 0.2122 | 0.63764 | 149.3411 | 149.3411 | 115.9558 | 94.2647 | 9098.5068 | 12.7664 | 16582.4361 | 61295.1277 | 9061484.0143 | 9061484.0143 | 1 | 0.072 | 49796.5046 | 0.072 | 7.9995 | 7.9995 | 1.9741 | 1.2567 | 11.1938 | 11.1938 | 11.1938 | 11.1938 | 101679.7012 | 142.6687 | 185316.7101 | 685001.9514 | 130.1478 | 130.1478 | 102.7879 | 81.8142 | 138.1473 | 138.1473 | 104.762 | 83.0709 | 1358780.6483 | 1906.5457 | 1922829.3281 | 5777967.4923 | 1.0617 | 1.0617 | 1.0194 | 1.0156 | 1.0617 | 1.0617 | 1.0194 | 1.0156 | 1.0427 | 1.0427 | 1.0528 | 1.0202 | 0.27568 | 0.27568 | 0.27386 | 0.60498 | 0.27568 | 0.27568 | 0.27386 | 0.60498 | 0.14516 | 0.14516 | 0.15284 | 0.14128 | 1 | 1 | 1 | 1 | 11.1938 | 11.1938 | 11.1938 | 11.1938 | 101679.7012 | 142.6687 | 185316.7101 | 685001.9514 | 92137.0238 | 972141.0315 | 86988.837 | 11.3731 | 0.015958 | 10.7853 | 9.5438 | 86976.0706
372 | ISL | 2 | 2026 | 2024 | 0.15001 | 0.00021048 | 0.21222 | 0.63756 | 149.2507 | 149.2507 | 115.8582 | 94.1625 | 9113.4572 | 12.7877 | 16609.6023 | 61395.5988 | 9067620.9993 | 9067620.9993 | 1 | 0.072 | 50530.0128 | 0.072 | 8.029 | 8.029 | 1.9964 | 1.2744 | 11.0739 | 11.0739 | 11.0739 | 11.0739 | 100755.9179 | 141.3736 | 183632.1717 | 678775.8654 | 130.1478 | 130.1478 | 102.7879 | 81.8142 | 138.1768 | 138.1768 | 104.7843 | 83.0886 | 1360189.6265 | 1908.5678 | 1924358.5918 | 5781164.2132 | 1.0619 | 1.0619 | 1.0196 | 1.0158 | 1.0619 | 1.0619 | 1.0196 | 1.0158 | 1.0429 | 1.0429 | 1.053 | 1.0204 | 0.27568 | 0.27568 | 0.27386 | 0.60498 | 0.27568 | 0.27568 | 0.27386 | 0.60498 | 0.14516 | 0.14516 | 0.15284 | 0.14128 | 1 | 1 | 1 | 1 | 11.0739 | 11.0739 | 11.0739 | 11.0739 | 100755.9179 | 141.3736 | 183632.1717 | 678775.8654 | 93151.5194 | 963305.3287 | 87131.4459 | 11.3918 | 0.015985 | 10.803 | 9.5595 | 87118.6582
394 | ISL | 2 | 2027 | 2025 | 0.15001 | 0.00021048 | 0.21222 | 0.63756 | 149.2813 | 149.2813 | 115.8816 | 94.1813 | 9128.1883 | 12.8084 | 16636.4485 | 61494.8298 | 9084100.4476 | 9084100.4476 | 1 | 0.072 | 51274.3256 | 0.072 | 8.0585 | 8.0585 | 2.0187 | 1.2921 | 11.075 | 11.075 | 11.075 | 11.075 | 100931.2608 | 141.623 | 183950.8389 | 679954.385 | 130.1478 | 130.1478 | 102.7879 | 81.8142 | 138.2063 | 138.2063 | 104.8066 | 83.1063 | 1362667.4804 | 1912.048 | 1927858.0674 | 5791662.8517 | 1.0621 | 1.0621 | 1.0199 | 1.016 | 1.0621 | 1.0621 | 1.0199 | 1.016 | 1.0431 | 1.0431 | 1.0532 | 1.0207 | 0.27568 | 0.27568 | 0.27386 | 0.60498 | 0.27568 | 0.27568 | 0.27386 | 0.60498 | 0.14516 | 0.14516 | 0.15284 | 0.14128 | 1 | 1 | 1 | 1 | 11.075 | 11.075 | 11.075 | 11.075 | 100931.2608 | 141.623 | 183950.8389 | 679954.385 | 94154.719 | 964978.1078 | 87272.2749 | 11.4102 | 0.01601 | 10.8205 | 9.5749 | 87259.4665
416 | ISL | 2 | 2028 | 2026 | 0.14996 | 0.00021042 | 0.2122 | 0.63762 | 149.4093 | 149.4093 | 116.0026 | 94.2978 | 9142.7458 | 12.8286 | 16663.0433 | 61593.0848 | 9108975.8282 | 9108975.8282 | 1 | 0.072 | 52029.6023 | 0.072 | 8.0876 | 8.0876 | 2.0408 | 1.3096 | 11.174 | 11.174 | 11.174 | 11.174 | 101998.2489 | 143.1204 | 185895.4437 | 687142.3718 | 130.1478 | 130.1478 | 102.7879 | 81.8142 | 138.2353 | 138.2353 | 104.8286 | 83.1238 | 1366011.4436 | 1916.709 | 1932956.7832 | 5808090.8923 | 1.0624 | 1.0624 | 1.0201 | 1.0162 | 1.0624 | 1.0624 | 1.0201 | 1.0162 | 1.0433 | 1.0433 | 1.0535 | 1.0209 | 0.27568 | 0.27568 | 0.27386 | 0.60498 | 0.27568 | 0.27568 | 0.27386 | 0.60498 | 0.14516 | 0.14516 | 0.15284 | 0.14128 | 1 | 1 | 1 | 1 | 11.174 | 11.174 | 11.174 | 11.174 | 101998.2489 | 143.1204 | 185895.4437 | 687142.3718 | 95149.2996 | 975179.1848 | 87411.7024 | 11.4284 | 0.016036 | 10.8378 | 9.5902 | 87398.8738
438 | ISL | 2 | 2029 | 2027 | 0.14996 | 0.00021042 | 0.2122 | 0.63762 | 149.4369 | 149.4369 | 116.0234 | 94.314 | 9157.5293 | 12.8493 | 16689.984 | 61692.6661 | 9125302.5568 | 9125302.5568 | 1 | 0.072 | 52796.0042 | 0.072 | 8.1162 | 8.1162 | 2.0625 | 1.3269 | 11.1729 | 11.1729 | 11.1729 | 11.1729 | 102151.2808 | 143.3328 | 186175.0567 | 688175.375 | 130.1478 | 130.1478 | 102.7879 | 81.8142 | 138.264 | 138.264 | 104.8504 | 83.1411 | 1368473.0433 | 1920.1662 | 1936427.9861 | 5818481.3612 | 1.0626 | 1.0626 | 1.0203 | 1.0164 | 1.0626 | 1.0626 | 1.0203 | 1.0164 | 1.0436 | 1.0436 | 1.0537 | 1.0211 | 0.27568 | 0.27568 | 0.27386 | 0.60498 | 0.27568 | 0.27568 | 0.27386 | 0.60498 | 0.14516 | 0.14516 | 0.15284 | 0.14128 | 1 | 1 | 1 | 1 | 11.1729 | 11.1729 | 11.1729 | 11.1729 | 102151.2808 | 143.3328 | 186175.0567 | 688175.375 | 96159.1488 | 976645.0454 | 87553.0288 | 11.4469 | 0.016062 | 10.8553 | 9.6057 | 87540.1795
460 | ISL | 2 | 2030 | 2028 | 0.14997 | 0.00021043 | 0.21221 | 0.63762 | 149.4634 | 149.4634 | 116.0428 | 94.3289 | 9172.3395 | 12.8702 | 16716.9721 | 61792.4234 | 9141548.1126 | 9141548.1126 | 1 | 0.072 | 53573.6954 | 0.072 | 8.1453 | 8.1453 | 2.0846 | 1.3443 | 11.1704 | 11.1704 | 11.1704 | 11.1704 | 102292.8927 | 143.5318 | 186433.1176 | 689129.2457 | 130.1478 | 130.1478 | 102.7879 | 81.8142 | 138.2931 | 138.2931 | 104.8725 | 83.1585 | 1370929.2125 | 1923.6168 | 1939884.6283 | 5828810.655 | 1.0628 | 1.0628 | 1.0205 | 1.0166 | 1.0628 | 1.0628 | 1.0205 | 1.0166 | 1.0438 | 1.0438 | 1.0539 | 1.0213 | 0.27568 | 0.27568 | 0.27386 | 0.60498 | 0.27568 | 0.27568 | 0.27386 | 0.60498 | 0.14516 | 0.14516 | 0.15284 | 0.14128 | 1 | 1 | 1 | 1 | 11.1704 | 11.1704 | 11.1704 | 11.1704 | 102292.8927 | 143.5318 | 186433.1176 | 689129.2457 | 97172.3512 | 977998.7877 | 87694.6051 | 11.4654 | 0.016088 | 10.8728 | 9.6212 | 87681.735
482 | ISL | 2 | 2031 | 2029 | 0.14997 | 0.00021043 | 0.21221 | 0.63761 | 149.4887 | 149.4887 | 116.0611 | 94.3426 | 9187.1761 | 12.891 | 16744.0075 | 61892.356 | 9157718.6219 | 9157718.6219 | 1 | 0.072 | 54362.842 | 0.072 | 8.1744 | 8.1744 | 2.1066 | 1.3618 | 11.1666 | 11.1666 | 11.1666 | 11.1666 | 102423.6074 | 143.7155 | 186671.3056 | 690009.6664 | 130.1478 | 130.1478 | 102.7879 | 81.8142 | 138.3221 | 138.3221 | 104.8945 | 83.176 | 1373379.082 | 1927.0589 | 1943327.6444 | 5839084.8366 | 1.063 | 1.063 | 1.0207 | 1.0169 | 1.063 | 1.063 | 1.0207 | 1.0169 | 1.044 | 1.044 | 1.0541 | 1.0215 | 0.27568 | 0.27568 | 0.27386 | 0.60498 | 0.27568 | 0.27568 | 0.27386 | 0.60498 | 0.14516 | 0.14516 | 0.15284 | 0.14128 | 1 | 1 | 1 | 1 | 11.1666 | 11.1666 | 11.1666 | 11.1666 | 102423.6074 | 143.7155 | 186671.3056 | 690009.6664 | 98188.9066 | 979248.2949 | 87836.4306 | 11.484 | 0.016114 | 10.8904 | 9.6368 | 87823.5396
504 | ISL | 2 | 2032 | 2030 | 0.14991 | 0.00021034 | 0.21218 | 0.6377 | 149.6576 | 149.6576 | 116.2229 | 94.4999 | 9201.7452 | 12.9111 | 16770.651 | 61990.7712 | 9186297.4488 | 9186297.4488 | 1 | 0.072 | 55163.6128 | 0.072 | 8.2035 | 8.2035 | 2.1287 | 1.3793 | 11.3064 | 11.3064 | 11.3064 | 11.3064 | 103873.6417 | 145.7505 | 189313.9987 | 699778.0782 | 130.1478 | 130.1478 | 102.7879 | 81.8142 | 138.3512 | 138.3512 | 104.9166 | 83.1935 | 1377111.0414 | 1932.2498 | 1949134.2872 | 5858119.8704 | 1.0633 | 1.0633 | 1.0209 | 1.0171 | 1.0633 | 1.0633 | 1.0209 | 1.0171 | 1.0442 | 1.0442 | 1.0543 | 1.0217 | 0.27568 | 0.27568 | 0.27386 | 0.60498 | 0.27568 | 0.27568 | 0.27386 | 0.60498 | 0.14516 | 0.14516 | 0.15284 | 0.14128 | 1 | 1 | 1 | 1 | 11.3064 | 11.3064 | 11.3064 | 11.3064 | 103873.6417 | 145.7505 | 189313.9987 | 699778.0782 | 99191.1407 | 993111.469 | 87976.0785 | 11.5022 | 0.016139 | 10.9077 | 9.6521 | 87963.1674
526 | ISL | 2 | 2033 | 2031 | 0.14982 | 0.00021021 | 0.21214 | 0.63783 | 149.8955 | 149.8955 | 116.4541 | 94.7265 | 9216.1971 | 12.9309 | 16797.1275 | 62088.5356 | 9220927.0901 | 9220927.0901 | 1 | 0.072 | 55976.1791 | 0.072 | 8.232 | 8.232 | 2.1504 | 1.3965 | 11.5158 | 11.5158 | 11.5158 | 11.5158 | 105965.3341 | 148.6819 | 193127.2387 | 713872.4942 | 130.1478 | 130.1478 | 102.7879 | 81.8142 | 138.3797 | 138.3797 | 104.9383 | 83.2107 | 1381466.7372 | 1938.2907 | 1956093.5495 | 5881428.5126 | 1.0635 | 1.0635 | 1.0211 | 1.0173 | 1.0635 | 1.0635 | 1.0211 | 1.0173 | 1.0444 | 1.0444 | 1.0546 | 1.0219 | 0.27568 | 0.27568 | 0.27386 | 0.60498 | 0.27568 | 0.27568 | 0.27386 | 0.60498 | 0.14516 | 0.14516 | 0.15284 | 0.14128 | 1 | 1 | 1 | 1 | 11.5158 | 11.5158 | 11.5158 | 11.5158 | 105965.3341 | 148.6819 | 193127.2387 | 713872.4942 | 100188.043 | 1013113.749 | 88114.7911 | 11.5202 | 0.016164 | 10.925 | 9.6673 | 88101.8601
548 | ISL | 2 | 2034 | 2032 | 0.14981 | 0.00021019 | 0.21213 | 0.63785 | 149.9506 | 149.9506 | 116.5024 | 94.7704 | 9231.0433 | 12.9517 | 16824.2014 | 62188.5957 | 9239840.6679 | 9239840.6679 | 1 | 0.072 | 56800.7146 | 0.072 | 8.2602 | 8.2602 | 2.1719 | 1.4136 | 11.5426 | 11.5426 | 11.5426 | 11.5426 | 106379.1857 | 149.2571 | 193883.0871 | 716665.2141 | 130.1478 | 130.1478 | 102.7879 | 81.8142 | 138.408 | 138.408 | 104.9598 | 83.2278 | 1384200.7549 | 1942.1198 | 1960060.4388 | 5893637.3545 | 1.0637 | 1.0637 | 1.0213 | 1.0175 | 1.0637 | 1.0637 | 1.0213 | 1.0175 | 1.0446 | 1.0446 | 1.0548 | 1.0222 | 0.27568 | 0.27568 | 0.27386 | 0.60498 | 0.27568 | 0.27568 | 0.27386 | 0.60498 | 0.14516 | 0.14516 | 0.15284 | 0.14128 | 1 | 1 | 1 | 1 | 11.5426 | 11.5426 | 11.5426 | 11.5426 | 106379.1857 | 149.2571 | 193883.0871 | 716665.2141 | 101210.4453 | 1017076.744 | 88256.7921 | 11.5388 | 0.01619 | 10.9426 | 9.6829 | 88243.8404
570 | ISL | 2 | 2035 | 2033 | 0.1498 | 0.00021018 | 0.21213 | 0.63786 | 150.0039 | 150.0039 | 116.5487 | 94.8121 | 9245.9181 | 12.9726 | 16851.3255 | 62288.8425 | 9258602.5089 | 9258602.5089 | 1 | 0.072 | 57637.3956 | 0.072 | 8.2892 | 8.2892 | 2.1939 | 1.431 | 11.5669 | 11.5669 | 11.5669 | 11.5669 | 106774.2999 | 149.811 | 194603.39 | 719327.5486 | 130.1478 | 130.1478 | 102.7879 | 81.8142 | 138.437 | 138.437 | 104.9818 | 83.2452 | 1386923.3441 | 1945.9344 | 1963999.531 | 5905733.6994 | 1.0639 | 1.0639 | 1.0216 | 1.0177 | 1.0639 | 1.0639 | 1.0216 | 1.0177 | 1.0449 | 1.0449 | 1.055 | 1.0224 | 0.27568 | 0.27568 | 0.27386 | 0.60498 | 0.27568 | 0.27568 | 0.27386 | 0.60498 | 0.14516 | 0.14516 | 0.15284 | 0.14128 | 1 | 1 | 1 | 1 | 11.5669 | 11.5669 | 11.5669 | 11.5669 | 106774.2999 | 149.811 | 194603.39 | 719327.5486 | 102236.334 | 1020855.0495 | 88399.0587 | 11.5574 | 0.016216 | 10.9602 | 9.6985 | 88386.0862
592 | ISL | 2 | 2036 | 2034 | 0.14979 | 0.00021016 | 0.21212 | 0.63788 | 150.055 | 150.055 | 116.5928 | 94.8516 | 9260.8213 | 12.9934 | 16878.4998 | 62389.276 | 9277217.5087 | 9277217.5087 | 1 | 0.072 | 58486.401 | 0.072 | 8.3182 | 8.3182 | 2.2159 | 1.4484 | 11.589 | 11.589 | 11.589 | 11.589 | 107150.8429 | 150.3389 | 195289.8245 | 721864.7057 | 130.1478 | 130.1478 | 102.7879 | 81.8142 | 138.466 | 138.466 | 105.0038 | 83.2626 | 1389632.251 | 1949.7306 | 1967911.3322 | 5917724.1948 | 1.0641 | 1.0641 | 1.0218 | 1.0179 | 1.0641 | 1.0641 | 1.0218 | 1.0179 | 1.0451 | 1.0451 | 1.0552 | 1.0226 | 0.27568 | 0.27568 | 0.27386 | 0.60498 | 0.27568 | 0.27568 | 0.27386 | 0.60498 | 0.14516 | 0.14516 | 0.15284 | 0.14128 | 1 | 1 | 1 | 1 | 11.589 | 11.589 | 11.589 | 11.589 | 107150.8429 | 150.3389 | 195289.8245 | 721864.7057 | 103265.7104 | 1024455.7119 | 88541.5905 | 11.576 | 0.016242 | 10.9779 | 9.7142 | 88528.5971
614 | ISL | 2 | 2037 | 2035 | 0.14978 | 0.00021015 | 0.21212 | 0.63789 | 150.1041 | 150.1041 | 116.6349 | 94.8891 | 9275.7526 | 13.0144 | 16905.7242 | 62489.8954 | 9295691.4172 | 9295691.4172 | 1 | 0.072 | 59347.9124 | 0.072 | 8.3472 | 8.3472 | 2.2379 | 1.4659 | 11.6091 | 11.6091 | 11.6091 | 11.6091 | 107509.4199 | 150.8416 | 195943.4993 | 724280.7815 | 130.1478 | 130.1478 | 102.7879 | 81.8142 | 138.495 | 138.495 | 105.0258 | 83.2801 | 1392328.0669 | 1953.5092 | 1971796.94 | 5929612.9011 | 1.0644 | 1.0644 | 1.022 | 1.0181 | 1.0644 | 1.0644 | 1.022 | 1.0181 | 1.0453 | 1.0453 | 1.0554 | 1.0228 | 0.27568 | 0.27568 | 0.27386 | 0.60498 | 0.27568 | 0.27568 | 0.27386 | 0.60498 | 0.14516 | 0.14516 | 0.15284 | 0.14128 | 1 | 1 | 1 | 1 | 11.6091 | 11.6091 | 11.6091 | 11.6091 | 107509.4199 | 150.8416 | 195943.4993 | 724280.7815 | 104298.5756 | 1027884.5424 | 88684.3866 | 11.5947 | 0.016268 | 10.9956 | 9.7298 | 88671.3722
636 | ISL | 2 | 2038 | 2036 | 0.14978 | 0.00021014 | 0.21212 | 0.6379 | 150.1512 | 150.1512 | 116.675 | 94.9247 | 9290.712 | 13.0353 | 16932.9985 | 62590.7001 | 9314031.977 | 9314031.977 | 1 | 0.072 | 60222.1139 | 0.072 | 8.3763 | 8.3763 | 2.2599 | 1.4834 | 11.6272 | 11.6272 | 11.6272 | 11.6272 | 107850.8508 | 151.3204 | 196565.909 | 726581.2999 | 130.1478 | 130.1478 | 102.7879 | 81.8142 | 138.524 | 138.524 | 105.0478 | 83.2975 | 1395011.5924 | 1957.2712 | 1975657.8298 | 5941405.2836 | 1.0646 | 1.0646 | 1.0222 | 1.0183 | 1.0646 | 1.0646 | 1.0222 | 1.0183 | 1.0455 | 1.0455 | 1.0557 | 1.023 | 0.27568 | 0.27568 | 0.27386 | 0.60498 | 0.27568 | 0.27568 | 0.27386 | 0.60498 | 0.14516 | 0.14516 | 0.15284 | 0.14128 | 1 | 1 | 1 | 1 | 11.6272 | 11.6272 | 11.6272 | 11.6272 | 107850.8508 | 151.3204 | 196565.909 | 726581.2999 | 105334.9274 | 1031149.3801 | 88827.4459 | 11.6134 | 0.016294 | 11.0133 | 9.7455 | 88814.4106
658 | ISL | 2 | 2039 | 2037 | 0.14977 | 0.00021013 | 0.21211 | 0.63791 | 150.1965 | 150.1965 | 116.7133 | 94.9585 | 9305.6993 | 13.0563 | 16960.3225 | 62691.6892 | 9332246.5526 | 9332246.5526 | 1 | 0.072 | 61109.1925 | 0.072 | 8.4053 | 8.4053 | 2.282 | 1.5008 | 11.6434 | 11.6434 | 11.6434 | 11.6434 | 108175.9149 | 151.7762 | 197158.4747 | 728771.5137 | 130.1478 | 130.1478 | 102.7879 | 81.8142 | 138.5531 | 138.5531 | 105.0699 | 83.315 | 1397683.5889 | 1961.0177 | 1979495.405 | 5953106.541 | 1.0648 | 1.0648 | 1.0224 | 1.0186 | 1.0648 | 1.0648 | 1.0224 | 1.0186 | 1.0457 | 1.0457 | 1.0559 | 1.0232 | 0.27568 | 0.27568 | 0.27386 | 0.60498 | 0.27568 | 0.27568 | 0.27386 | 0.60498 | 0.14516 | 0.14516 | 0.15284 | 0.14128 | 1 | 1 | 1 | 1 | 11.6434 | 11.6434 | 11.6434 | 11.6434 | 108175.9149 | 151.7762 | 197158.4747 | 728771.5137 | 106374.7646 | 1034257.6795 | 88970.7674 | 11.6321 | 0.01632 | 11.0311 | 9.7613 | 88957.711
680 | ISL | 2 | 2040 | 2038 | 0.14976 | 0.00021013 | 0.21211 | 0.63791 | 150.2401 | 150.2401 | 116.7499 | 94.9904 | 9320.7144 | 13.0774 | 16987.6959 | 62792.8622 | 9350342.1378 | 9350342.1378 | 1 | 0.072 | 62009.3378 | 0.072 | 8.4344 | 8.4344 | 2.304 | 1.5183 | 11.6579 | 11.6579 | 11.6579 | 11.6579 | 108485.3522 | 152.2102 | 197722.5453 | 730856.4088 | 130.1478 | 130.1478 | 102.7879 | 81.8142 | 138.5821 | 138.5821 | 105.0919 | 83.3325 | 1400344.7795 | 1964.7496 | 1983310.9986 | 5964721.6101 | 1.065 | 1.065 | 1.0226 | 1.0188 | 1.065 | 1.065 | 1.0226 | 1.0188 | 1.046 | 1.046 | 1.0561 | 1.0234 | 0.27568 | 0.27568 | 0.27386 | 0.60498 | 0.27568 | 0.27568 | 0.27386 | 0.60498 | 0.14516 | 0.14516 | 0.15284 | 0.14128 | 1 | 1 | 1 | 1 | 11.6579 | 11.6579 | 11.6579 | 11.6579 | 108485.3522 | 152.2102 | 197722.5453 | 730856.4088 | 107418.0861 | 1037216.5164 | 89114.3499 | 11.6509 | 0.016347 | 11.0489 | 9.777 | 89101.2725
702 | ISL | 2 | 2041 | 2039 | 0.14976 | 0.00021012 | 0.21211 | 0.63792 | 150.282 | 150.282 | 116.7847 | 95.0207 | 9335.7572 | 13.0985 | 17015.1187 | 62894.2183 | 9368325.3758 | 9368325.3758 | 1 | 0.072 | 62922.7424 | 0.072 | 8.4634 | 8.4634 | 2.3261 | 1.5358 | 11.6708 | 11.6708 | 11.6708 | 11.6708 | 108779.865 | 152.6233 | 198259.4017 | 732840.7193 | 130.1478 | 130.1478 | 102.7879 | 81.8142 | 138.6112 | 138.6112 | 105.114 | 83.35 | 1402995.8512 | 1968.468 | 1987105.8765 | 5976255.1801 | 1.0653 | 1.0653 | 1.0228 | 1.019 | 1.0653 | 1.0653 | 1.0228 | 1.019 | 1.0462 | 1.0462 | 1.0563 | 1.0237 | 0.27568 | 0.27568 | 0.27386 | 0.60498 | 0.27568 | 0.27568 | 0.27386 | 0.60498 | 0.14516 | 0.14516 | 0.15284 | 0.14128 | 1 | 1 | 1 | 1 | 11.6708 | 11.6708 | 11.6708 | 11.6708 | 108779.865 | 152.6233 | 198259.4017 | 732840.7193 | 108464.8916 | 1040032.6093 | 89258.1927 | 11.6697 | 0.016373 | 11.0667 | 9.7928 | 89245.0942
724 | ISL | 2 | 2042 | 2040 | 0.14976 | 0.00021011 | 0.21211 | 0.63793 | 150.3223 | 150.3223 | 116.818 | 95.0494 | 9350.8276 | 13.1196 | 17042.5906 | 62995.7569 | 9386202.5781 | 9386202.5781 | 1 | 0.072 | 63849.6016 | 0.072 | 8.4925 | 8.4925 | 2.3481 | 1.5533 | 11.682 | 11.682 | 11.682 | 11.682 | 109060.1205 | 153.0164 | 198770.2602 | 734728.9412 | 130.1478 | 130.1478 | 102.7879 | 81.8142 | 138.6403 | 138.6403 | 105.136 | 83.3675 | 1405637.4569 | 1972.1736 | 1990881.2418 | 5987711.7058 | 1.0655 | 1.0655 | 1.0231 | 1.0192 | 1.0655 | 1.0655 | 1.0231 | 1.0192 | 1.0464 | 1.0464 | 1.0565 | 1.0239 | 0.27568 | 0.27568 | 0.27386 | 0.60498 | 0.27568 | 0.27568 | 0.27386 | 0.60498 | 0.14516 | 0.14516 | 0.15284 | 0.14128 | 1 | 1 | 1 | 1 | 11.682 | 11.682 | 11.682 | 11.682 | 109060.1205 | 153.0164 | 198770.2602 | 734728.9412 | 109515.181 | 1042712.3383 | 89402.2948 | 11.6885 | 0.0164 | 11.0846 | 9.8086 | 89389.1751
746 | ISL | 2 | 2043 | 2041 | 0.14975 | 0.00021011 | 0.21211 | 0.63793 | 150.361 | 150.361 | 116.8497 | 95.0766 | 9365.9254 | 13.1408 | 17070.1116 | 63097.4775 | 9403979.7407 | 9403979.7407 | 1 | 0.072 | 64790.1135 | 0.072 | 8.5216 | 8.5216 | 2.3702 | 1.5708 | 11.6917 | 11.6917 | 11.6917 | 11.6917 | 109326.7521 | 153.3904 | 199256.276 | 736525.3433 | 130.1478 | 130.1478 | 102.7879 | 81.8142 | 138.6694 | 138.6694 | 105.1581 | 83.385 | 1408270.2168 | 1975.8674 | 1994638.2374 | 5999095.419 | 1.0657 | 1.0657 | 1.0233 | 1.0194 | 1.0657 | 1.0657 | 1.0233 | 1.0194 | 1.0466 | 1.0466 | 1.0568 | 1.0241 | 0.27568 | 0.27568 | 0.27386 | 0.60498 | 0.27568 | 0.27568 | 0.27386 | 0.60498 | 0.14516 | 0.14516 | 0.15284 | 0.14128 | 1 | 1 | 1 | 1 | 11.6917 | 11.6917 | 11.6917 | 11.6917 | 109326.7521 | 153.3904 | 199256.276 | 736525.3433 | 110568.9548 | 1045261.7618 | 89546.6554 | 11.7074 | 0.016426 | 11.1025 | 9.8244 | 89533.5146
768 | ISL | 2 | 2044 | 2042 | 0.14975 | 0.00021011 | 0.2121 | 0.63794 | 150.3984 | 150.3984 | 116.8801 | 95.1024 | 9381.0506 | 13.162 | 17097.6816 | 63199.3796 | 9421662.5613 | 9421662.5613 | 1 | 0.072 | 65744.4792 | 0.072 | 8.5507 | 8.5507 | 2.3923 | 1.5883 | 11.6999 | 11.6999 | 11.6999 | 11.6999 | 109580.3615 | 153.7463 | 199718.546 | 738233.9803 | 130.1478 | 130.1478 | 102.7879 | 81.8142 | 138.6985 | 138.6985 | 105.1802 | 83.4025 | 1410894.7207 | 1979.5502 | 1998377.9494 | 6010410.341 | 1.0659 | 1.0659 | 1.0235 | 1.0196 | 1.0659 | 1.0659 | 1.0235 | 1.0196 | 1.0468 | 1.0468 | 1.057 | 1.0243 | 0.27568 | 0.27568 | 0.27386 | 0.60498 | 0.27568 | 0.27568 | 0.27386 | 0.60498 | 0.14516 | 0.14516 | 0.15284 | 0.14128 | 1 | 1 | 1 | 1 | 11.6999 | 11.6999 | 11.6999 | 11.6999 | 109580.3615 | 153.7463 | 199718.546 | 738233.9803 | 111626.2139 | 1047686.634 | 89691.2739 | 11.7263 | 0.016453 | 11.1204 | 9.8403 | 89678.1118
790 | ISL | 2 | 2045 | 2043 | 0.14975 | 0.0002101 | 0.2121 | 0.63794 | 150.4343 | 150.4343 | 116.909 | 95.1267 | 9396.2031 | 13.1833 | 17125.3003 | 63301.4628 | 9439256.4537 | 9439256.4537 | 1 | 0.072 | 66712.9029 | 0.072 | 8.5798 | 8.5798 | 2.4144 | 1.6058 | 11.7067 | 11.7067 | 11.7067 | 11.7067 | 109821.5201 | 154.0846 | 200158.112 | 739858.703 | 130.1478 | 130.1478 | 102.7879 | 81.8142 | 138.7276 | 138.7276 | 105.2022 | 83.42 | 1413511.529 | 1983.2226 | 2002101.4098 | 6021660.2922 | 1.0661 | 1.0661 | 1.0237 | 1.0198 | 1.0661 | 1.0661 | 1.0237 | 1.0198 | 1.0471 | 1.0471 | 1.0572 | 1.0245 | 0.27568 | 0.27568 | 0.27386 | 0.60498 | 0.27568 | 0.27568 | 0.27386 | 0.60498 | 0.14516 | 0.14516 | 0.15284 | 0.14128 | 1 | 1 | 1 | 1 | 11.7067 | 11.7067 | 11.7067 | 11.7067 | 109821.5201 | 154.0846 | 200158.112 | 739858.703 | 112686.9595 | 1049992.4197 | 89836.1494 | 11.7453 | 0.016479 | 11.1384 | 9.8562 | 89822.9661
812 | ISL | 2 | 2046 | 2044 | 0.14975 | 0.0002101 | 0.2121 | 0.63794 | 150.469 | 150.469 | 116.9366 | 95.1498 | 9411.3828 | 13.2046 | 17152.9677 | 63403.7265 | 9456766.562 | 9456766.562 | 1 | 0.072 | 67695.5915 | 0.072 | 8.609 | 8.609 | 2.4364 | 1.6233 | 11.7123 | 11.7123 | 11.7123 | 11.7123 | 110050.7703 | 154.4064 | 200575.9635 | 741403.1682 | 130.1478 | 130.1478 | 102.7879 | 81.8142 | 138.7567 | 138.7567 | 105.2243 | 83.4375 | 1416121.1743 | 1986.8855 | 2005809.5994 | 6032848.9028 | 1.0664 | 1.0664 | 1.0239 | 1.0201 | 1.0664 | 1.0664 | 1.0239 | 1.0201 | 1.0473 | 1.0473 | 1.0574 | 1.0247 | 0.27568 | 0.27568 | 0.27386 | 0.60498 | 0.27568 | 0.27568 | 0.27386 | 0.60498 | 0.14516 | 0.14516 | 0.15284 | 0.14128 | 1 | 1 | 1 | 1 | 11.7123 | 11.7123 | 11.7123 | 11.7123 | 110050.7703 | 154.4064 | 200575.9635 | 741403.1682 | 113751.1933 | 1052184.3084 | 89981.2816 | 11.7642 | 0.016506 | 11.1564 | 9.8721 | 89968.0769
834 | ISL | 2 | 2047 | 2045 | 0.14975 | 0.0002101 | 0.2121 | 0.63794 | 150.5024 | 150.5024 | 116.963 | 95.1715 | 9426.5896 | 13.226 | 17180.6837 | 63506.1704 | 9474197.7748 | 9474197.7748 | 1 | 0.072 | 68692.7553 | 0.072 | 8.6381 | 8.6381 | 2.4585 | 1.6408 | 11.7165 | 11.7165 | 11.7165 | 11.7165 | 110268.6277 | 154.7121 | 200973.0401 | 742870.8492 | 130.1478 | 130.1478 | 102.7879 | 81.8142 | 138.7859 | 138.7859 | 105.2464 | 83.455 | 1418724.1629 | 1990.5395 | 2009503.4502 | 6043979.6222 | 1.0666 | 1.0666 | 1.0241 | 1.0203 | 1.0666 | 1.0666 | 1.0241 | 1.0203 | 1.0475 | 1.0475 | 1.0577 | 1.0249 | 0.27568 | 0.27568 | 0.27386 | 0.60498 | 0.27568 | 0.27568 | 0.27386 | 0.60498 | 0.14516 | 0.14516 | 0.15284 | 0.14128 | 1 | 1 | 1 | 1 | 11.7165 | 11.7165 | 11.7165 | 11.7165 | 110268.6277 | 154.7121 | 200973.0401 | 742870.8492 | 114818.9172 | 1054267.2292 | 90126.6696 | 11.7832 | 0.016532 | 11.1744 | 9.8881 | 90113.4436
856 | ISL | 2 | 2048 | 2046 | 0.14975 | 0.0002101 | 0.2121 | 0.63794 | 150.5346 | 150.5346 | 116.9881 | 95.1921 | 9441.8234 | 13.2474 | 17208.4481 | 63608.7941 | 9491554.7376 | 9491554.7376 | 1 | 0.072 | 69704.6074 | 0.072 | 8.6673 | 8.6673 | 2.4807 | 1.6584 | 11.7196 | 11.7196 | 11.7196 | 11.7196 | 110475.5816 | 155.0026 | 201350.2344 | 744265.0446 | 130.1478 | 130.1478 | 102.7879 | 81.8142 | 138.815 | 138.815 | 105.2685 | 83.4725 | 1421320.9761 | 1994.1852 | 2013183.848 | 6055055.7283 | 1.0668 | 1.0668 | 1.0243 | 1.0205 | 1.0668 | 1.0668 | 1.0243 | 1.0205 | 1.0477 | 1.0477 | 1.0579 | 1.0252 | 0.27568 | 0.27568 | 0.27386 | 0.60498 | 0.27568 | 0.27568 | 0.27386 | 0.60498 | 0.14516 | 0.14516 | 0.15284 | 0.14128 | 1 | 1 | 1 | 1 | 11.7196 | 11.7196 | 11.7196 | 11.7196 | 110475.5816 | 155.0026 | 201350.2344 | 744265.0446 | 115890.1336 | 1056245.8633 | 90272.3131 | 11.8023 | 0.016559 | 11.1925 | 9.9041 | 90259.0657
878 | ISL | 2 | 2049 | 2047 | 0.14975 | 0.0002101 | 0.2121 | 0.63794 | 150.5657 | 150.5657 | 117.0121 | 95.2116 | 9457.0843 | 13.2688 | 17236.261 | 63711.5974 | 9508841.865 | 9508841.865 | 1 | 0.072 | 70731.3642 | 0.072 | 8.6964 | 8.6964 | 2.5028 | 1.6759 | 11.7215 | 11.7215 | 11.7215 | 11.7215 | 110672.0969 | 155.2786 | 201708.3939 | 745588.8871 | 130.1478 | 130.1478 | 102.7879 | 81.8142 | 138.8442 | 138.8442 | 105.2907 | 83.4901 | 1423912.0715 | 1997.8234 | 2016851.6345 | 6066080.3356 | 1.067 | 1.067 | 1.0246 | 1.0207 | 1.067 | 1.067 | 1.0246 | 1.0207 | 1.0479 | 1.0479 | 1.0581 | 1.0254 | 0.27568 | 0.27568 | 0.27386 | 0.60498 | 0.27568 | 0.27568 | 0.27386 | 0.60498 | 0.14516 | 0.14516 | 0.15284 | 0.14128 | 1 | 1 | 1 | 1 | 11.7215 | 11.7215 | 11.7215 | 11.7215 | 110672.0969 | 155.2786 | 201708.3939 | 745588.8871 | 116964.8452 | 1058124.6565 | 90418.2115 | 11.8214 | 0.016586 | 11.2106 | 9.9201 | 90404.9427
900 | ISL | 2 | 2050 | 2048 | 0.14975 | 0.0002101 | 0.2121 | 0.63794 | 150.5956 | 150.5956 | 117.0351 | 95.2299 | 9472.3721 | 13.2903 | 17264.1223 | 63814.5798 | 9526063.3522 | 9526063.3522 | 1 | 0.072 | 71773.2452 | 0.072 | 8.7256 | 8.7256 | 2.5249 | 1.6934 | 11.7223 | 11.7223 | 11.7223 | 11.7223 | 110858.615 | 155.5405 | 202048.3235 | 746845.3517 | 130.1478 | 130.1478 | 102.7879 | 81.8142 | 138.8734 | 138.8734 | 105.3128 | 83.5076 | 1426497.8838 | 2001.4546 | 2020507.61 | 6077056.4038 | 1.0673 | 1.0673 | 1.0248 | 1.0209 | 1.0673 | 1.0673 | 1.0248 | 1.0209 | 1.0482 | 1.0482 | 1.0583 | 1.0256 | 0.27568 | 0.27568 | 0.27386 | 0.60498 | 0.27568 | 0.27568 | 0.27386 | 0.60498 | 0.14516 | 0.14516 | 0.15284 | 0.14128 | 1 | 1 | 1 | 1 | 11.7223 | 11.7223 | 11.7223 | 11.7223 | 110858.615 | 155.5405 | 202048.3235 | 746845.3517 | 118043.0549 | 1059907.8307 | 90564.3645 | 11.8405 | 0.016613 | 11.2287 | 9.9361 | 90551.0742
922 | ISL | 2 | 2051 | 2049 | 0.14975 | 0.00021011 | 0.2121 | 0.63794 | 150.6246 | 150.6246 | 117.057 | 95.2472 | 9487.6868 | 13.3118 | 17292.0318 | 63917.7412 | 9543223.1862 | 9543223.1862 | 1 | 0.072 | 72830.4733 | 0.072 | 8.7548 | 8.7548 | 2.547 | 1.711 | 11.722 | 11.722 | 11.722 | 11.722 | 111035.5551 | 155.789 | 202370.7878 | 748037.264 | 130.1478 | 130.1478 | 102.7879 | 81.8142 | 138.9025 | 138.9025 | 105.3349 | 83.5252 | 1429078.8267 | 2005.0793 | 2024152.5347 | 6087986.7455 | 1.0675 | 1.0675 | 1.025 | 1.0211 | 1.0675 | 1.0675 | 1.025 | 1.0211 | 1.0484 | 1.0484 | 1.0585 | 1.0258 | 0.27568 | 0.27568 | 0.27386 | 0.60498 | 0.27568 | 0.27568 | 0.27386 | 0.60498 | 0.14516 | 0.14516 | 0.15284 | 0.14128 | 1 | 1 | 1 | 1 | 11.722 | 11.722 | 11.722 | 11.722 | 111035.5551 | 155.789 | 202370.7878 | 748037.264 | 119124.7659 | 1061599.3959 | 90710.7715 | 11.8596 | 0.01664 | 11.2468 | 9.9522 | 90697.4598
150 | KIK | 1 | 2010 | 2008 | 0.26596 | 0.0033414 | 0.20768 | 0.52302 | 456.07 | 353.5838 | 201.03 | 162.7074 | 155703.409 | 2523.2155 | 275833.1755 | 858271.6705 | 3847.1762 | 267001724.1 | 69402 | 27.698 | 26631.4542 | 0.0003991 | 86.6977 | 86.6977 | 32.159 | 32.0135 | 102.4861 | 0 | 0 | 0 | 15957438.09 | 0 | 0 | 0 | 266.8861 | 266.8861 | 168.871 | 130.6939 | 353.5838 | 353.5838 | 201.03 | 162.7074 | 71011647.78 | 892168.2326 | 55450747.92 | 139647160.2 | 1.0847 | 1.0847 | 1.0349 | 1.0267 | 1.0847 | 1.0847 | 1.0349 | 1.0267 | 1.0418 | 1.0418 | 1.0519 | 1.0194 | 0.25987 | 0.25987 | 0.29128 | 0.39185 | 0.25987 | 0.25987 | 0.29128 | 0.39185 | 0.14516 | 0.14516 | 0.15284 | 0.14128 | 1 | 1 | 1 | 1 | 102.041 | 0 | 0 | 0 | 15888126.78 | 0 | 0 | 0 | 4067096.4595 | 15888126.78 | 1292331.4705 | 194.6293 | 3.154 | 179.4037 | 133.6351 | 1289808.255
151 | KIK | 1 | 2011 | 2009 | 0.37397 | 0.0015466 | 0.2088 | 0.41568 | 160.229 | 64.8202 | 53.7009 | 34.2965 | 159804.449 | 1633.644 | 266227.755 | 829860.923 | 977.8239 | 68469186.1 | 70022 | 3.784 | 25976.3991 | 5.4e-05 | -33.1311 | -33.1311 | -8.9276 | -2.1823 | 95.4088 | 0 | 0 | 0 | 15246753.72 | 0 | 0 | 0 | 97.9513 | 97.9513 | 62.6286 | 36.4788 | 64.8202 | 64.8202 | 53.7009 | 34.2965 | 25605310.38 | 105893.134 | 14296681.91 | 28461300.67 | 1.0847 | 1.0847 | 1.0349 | 1.0267 | 1.0847 | 1.0847 | 1.0349 | 1.0267 | 1.0418 | 1.0418 | 1.0519 | 1.0194 | 0.25987 | 0.25987 | 0.29128 | 0.39185 | 0.25987 | 0.25987 | 0.29128 | 0.39185 | 0.14516 | 0.14516 | 0.15284 | 0.14128 | 1 | 1 | 1 | 1 | 103.0186 | 0 | 0 | 0 | 16462824.82 | 0 | 0 | 0 | 1357125.9687 | 16462824.82 | 1257526.771 | 199.7556 | 2.0421 | 173.1563 | 129.2115 | 1255893.127
152 | KIK | 1 | 2012 | 2010 | 0.26626 | 0.0016442 | 0.24248 | 0.48962 | 180.3683 | 83.208 | 93.4832 | 62.308 | 158489.889 | 2121.491 | 278484.013 | 843667.967 | 1516.5034 | 107363892.8 | 70797 | 6.19 | 25240.9854 | 8.74e-05 | -6.5596 | -6.5596 | 1.9722 | 2.7836 | 97.1603 | 0 | 0 | 0 | 15398927.76 | 0 | 0 | 0 | 89.7676 | 89.7676 | 91.511 | 59.5243 | 83.208 | 83.208 | 93.4832 | 62.308 | 28586556.93 | 176525.0564 | 26033570.4 | 52567240.4 | 1.0847 | 1.0847 | 1.0349 | 1.0267 | 1.0847 | 1.0847 | 1.0349 | 1.0267 | 1.0418 | 1.0418 | 1.0519 | 1.0194 | 0.25987 | 0.25987 | 0.29128 | 0.39185 | 0.25987 | 0.25987 | 0.29128 | 0.39185 | 0.14516 | 0.14516 | 0.15284 | 0.14128 | 1 | 1 | 1 | 1 | 103.8912 | 0 | 0 | 0 | 16465706.48 | 0 | 0 | 0 | 1716107.2608 | 16465706.48 | 1282763.36 | 198.1124 | 2.6519 | 181.1278 | 131.3613 | 1280641.869
153 | KIK | 1 | 2013 | 2011 | 0.36995 | 0.0028018 | 0.21124 | 0.41601 | 209.5767 | 115.2928 | 68.8593 | 43.0473 | 155161.669 | 2136.069 | 269646.573 | 849462.968 | 1230.1526 | 87899326.26 | 71454 | 5.336 | 24199.4673 | 7.47e-05 | 9.3447 | 9.3447 | 0.70135 | -3.9981 | 94.2838 | 0 | 0 | 0 | 14629238.14 | 0 | 0 | 0 | 105.9481 | 105.9481 | 68.158 | 47.0454 | 115.2928 | 115.2928 | 68.8593 | 43.0473 | 32518268.6 | 246273.4749 | 18567680.84 | 36567103.35 | 1.0847 | 1.0847 | 1.0349 | 1.0267 | 1.0847 | 1.0847 | 1.0349 | 1.0267 | 1.0418 | 1.0418 | 1.0519 | 1.0194 | 0.25987 | 0.25987 | 0.29128 | 0.39185 | 0.25987 | 0.25987 | 0.29128 | 0.39185 | 0.14516 | 0.14516 | 0.15284 | 0.14128 | 1 | 1 | 1 | 1 | 103.6997 | 0 | 0 | 0 | 16090224.91 | 0 | 0 | 0 | 1549297.4667 | 16090224.91 | 1276407.279 | 193.9521 | 2.6701 | 175.3799 | 132.2636 | 1274271.21
154 | KIK | 1 | 2014 | 2012 | 0.24529 | 0.0021656 | 0.22356 | 0.52898 | 279.4196 | 182.9097 | 149.292 | 114.395 | 160627.073 | 2166.439 | 274006.861 | 846124.314 | 2545.0025 | 182978042 | 71897 | 5.634 | 24265.6559 | 7.84e-05 | 47.1309 | 47.1309 | 29.62 | 21.0167 | 96.5099 | 0 | 0 | 0 | 15502101.57 | 0 | 0 | 0 | 135.7788 | 135.7788 | 119.6721 | 93.3783 | 182.9097 | 182.9097 | 149.292 | 114.395 | 44882352.89 | 396262.729 | 40907044 | 96792382.36 | 1.0847 | 1.0847 | 1.0349 | 1.0267 | 1.0847 | 1.0847 | 1.0349 | 1.0267 | 1.0418 | 1.0418 | 1.0519 | 1.0194 | 0.25987 | 0.25987 | 0.29128 | 0.39185 | 0.25987 | 0.25987 | 0.29128 | 0.39185 | 0.14516 | 0.14516 | 0.15284 | 0.14128 | 1 | 1 | 1 | 1 | 108.015 | 0 | 0 | 0 | 17350127.27 | 0 | 0 | 0 | 2548367.9003 | 17350127.27 | 1282924.687 | 200.7838 | 2.708 | 178.2158 | 131.7438 | 1280758.248
155 | KIK | 1 | 2015 | 2013 | 0.27942 | 0.0017884 | 0.24116 | 0.47763 | 203.7785 | 96.1702 | 100.6564 | 64.3129 | 156240.039 | 2118.888 | 272991.259 | 846217.858 | 1573.2141 | 113943181 | 72427 | 5.314 | 24749.6059 | 7.34e-05 | 1.0961 | 1.0961 | 1.6463 | -2.1921 | 107.6084 | 0 | 0 | 0 | 16812734.17 | 0 | 0 | 0 | 95.074 | 95.074 | 99.0101 | 66.505 | 96.1702 | 96.1702 | 100.6564 | 64.3129 | 31838363.23 | 203773.7914 | 27478310.2 | 54422733.8 | 1.0847 | 1.0847 | 1.0349 | 1.0267 | 1.0847 | 1.0847 | 1.0349 | 1.0267 | 1.0418 | 1.0418 | 1.0519 | 1.0194 | 0.25987 | 0.25987 | 0.29128 | 0.39185 | 0.25987 | 0.25987 | 0.29128 | 0.39185 | 0.14516 | 0.14516 | 0.15284 | 0.14128 | 1 | 1 | 1 | 1 | 124.8712 | 0 | 0 | 0 | 19509873.74 | 0 | 0 | 0 | 1850341.3784 | 19509873.74 | 1277568.044 | 195.3 | 2.6486 | 177.5553 | 131.7583 | 1275449.156
156 | KIK | 1 | 2016 | 2014 | 0.31511 | 0.0019508 | 0.21086 | 0.47207 | 231.6715 | 105.0373 | 88.3051 | 63.3368 | 154049.291 | 2103.438 | 270447.343 | 844148.867 | 1552.6833 | 113257375.2 | 72943 | 5.58 | 24394.3265 | 7.65e-05 | 3.7955 | 3.7955 | 1.8114 | -0.15916 | 126.6342 | 0 | 0 | 0 | 19507914.98 | 0 | 0 | 0 | 101.2418 | 101.2418 | 86.4937 | 63.496 | 105.0373 | 105.0373 | 88.3051 | 63.3368 | 35688837.52 | 220939.4612 | 23881875.32 | 53465722.87 | 1.0847 | 1.0847 | 1.0349 | 1.0267 | 1.0847 | 1.0847 | 1.0349 | 1.0267 | 1.0418 | 1.0418 | 1.0519 | 1.0194 | 0.25987 | 0.25987 | 0.29128 | 0.39185 | 0.25987 | 0.25987 | 0.29128 | 0.39185 | 0.14516 | 0.14516 | 0.15284 | 0.14128 | 1 | 1 | 1 | 1 | 138.7734 | 0 | 0 | 0 | 21377951.21 | 0 | 0 | 0 | 1782704.0463 | 21377951.21 | 1270748.939 | 192.5616 | 2.6293 | 175.9007 | 131.4362 | 1268645.501
157 | KIK | 1 | 2017 | 2015 | 0.28287 | 0.010035 | 0.20113 | 0.50596 | 236.6006 | 92.7092 | 89.5024 | 71.5232 | 145503.337 | 13174.063 | 273497.694 | 860951.489 | 1653.3884 | 121704263.7 | 73609 | 29.058 | 24783.6983 | 0.00039476 | 7.1275 | 7.1275 | 3.3237 | 4.2303 | 143.8915 | 0 | 0 | 0 | 20936686.33 | 0 | 0 | 0 | 85.5816 | 85.5816 | 86.1788 | 67.2929 | 92.7092 | 92.7092 | 89.5024 | 71.5232 | 34426177.1 | 1221356.19 | 24478713.35 | 61578017.05 | 1.0847 | 1.0847 | 1.0349 | 1.0267 | 1.0847 | 1.0847 | 1.0349 | 1.0267 | 1.0418 | 1.0418 | 1.0519 | 1.0194 | 0.25987 | 0.25987 | 0.29128 | 0.39185 | 0.25987 | 0.25987 | 0.29128 | 0.39185 | 0.14516 | 0.14516 | 0.15284 | 0.14128 | 1 | 1 | 1 | 1 | 147.0038 | 0 | 0 | 0 | 21389548.43 | 0 | 0 | 0 | 1710407.271 | 21389548.43 | 1293126.583 | 181.8792 | 16.4676 | 177.8847 | 134.0524 | 1279952.52
158 | KIK | 1 | 2018 | 2016 | 0.30225 | 0.013439 | 0.18407 | 0.50024 | 237.6059 | 84.4466 | 72.4845 | 62.5402 | 134940.606 | 16881.036 | 269384.343 | 848489.003 | 1428.7125 | 106079047 | 74248 | 28.106 | 25297.2043 | 0.00037854 | 1.9672 | 1.9672 | 4.9765 | 4.1343 | 153.1593 | 0 | 0 | 0 | 20667407.52 | 0 | 0 | 0 | 82.4793 | 82.4793 | 67.5079 | 58.4059 | 84.4466 | 84.4466 | 72.4845 | 62.5402 | 32062677.85 | 1425545.462 | 19526183.7 | 53064640 | 1.0847 | 1.0847 | 1.0349 | 1.0267 | 1.0847 | 1.0847 | 1.0349 | 1.0267 | 1.0418 | 1.0418 | 1.0519 | 1.0194 | 0.25987 | 0.25987 | 0.29128 | 0.39185 | 0.25987 | 0.25987 | 0.29128 | 0.39185 | 0.14516 | 0.14516 | 0.15284 | 0.14128 | 1 | 1 | 1 | 1 | 155.4178 | 0 | 0 | 0 | 20972170.93 | 0 | 0 | 0 | 1448877.5678 | 20972170.93 | 1269694.988 | 168.6758 | 21.1013 | 175.2093 | 132.112 | 1252813.952
159 | KIK | 1 | 2019 | 2017 | 0.33979 | 0.025257 | 0.19871 | 0.43624 | 286.5582 | 151.4448 | 86.2072 | 61.8036 | 134766.53 | 18954.353 | 261979.875 | 802229.67 | 1513.0092 | 113654226.3 | 75118 | 31.406 | 25772.1844 | 0.00041809 | 26.7911 | 26.7911 | 10.1709 | 6.1695 | 135.1134 | 0 | 0 | 0 | 18208766.36 | 0 | 0 | 0 | 124.6537 | 124.6537 | 76.0363 | 55.6341 | 151.4448 | 151.4448 | 86.2072 | 61.8036 | 38618454.29 | 2870537.882 | 22584562.07 | 49580672.11 | 1.0847 | 1.0847 | 1.0349 | 1.0267 | 1.0847 | 1.0847 | 1.0349 | 1.0267 | 1.0418 | 1.0418 | 1.0519 | 1.0194 | 0.25987 | 0.25987 | 0.29128 | 0.39185 | 0.25987 | 0.25987 | 0.29128 | 0.39185 | 0.14516 | 0.14516 | 0.15284 | 0.14128 | 1 | 1 | 1 | 1 | 150.6425 | 0 | 0 | 0 | 20301570.35 | 0 | 0 | 0 | 1653626.3264 | 20301570.35 | 1217930.428 | 168.4582 | 23.6929 | 170.3934 | 124.9093 | 1198976.075
229 | KIK | 1 | 2020 | 2018 | 0.27025 | 0.020211 | 0.20764 | 0.5019 | 289.9928 | 141.1746 | 106.3703 | 83.995 | 133438.3571 | 18838.2814 | 256868.9262 | 786291.3222 | 1747.2164 | 131588890.5011 | 75313.4461 | 31.406 | 25986.8215 | 0.000417 | 11.0269 | 11.0269 | 3.5824 | 2.1808 | 148.8182 | 0 | 0 | 0 | 16723538.0823 | 0 | 0 | 0 | 130.1478 | 130.1478 | 102.7879 | 81.8142 | 141.1746 | 141.1746 | 106.3703 | 83.995 | 35561647.6275 | 2659487.2427 | 27323224.6671 | 66044530.9638 | 1.0833 | 1.0833 | 1.0322 | 1.024 | 1.0833 | 1.0833 | 1.0322 | 1.024 | 1.0405 | 1.0405 | 1.0493 | 1.0168 | 0.25987 | 0.25987 | 0.29128 | 0.39185 | 0.25987 | 0.25987 | 0.29128 | 0.39185 | 0.14516 | 0.14516 | 0.15284 | 0.14128 | 1 | 1 | 1 | 1 | 158.4848 | 0 | 0 | 0 | 21358448.7208 | 0 | 0 | 0 | 1921175.167 | 21358448.7208 | 1195436.8869 | 166.7979 | 23.5479 | 167.0692 | 122.4276 | 1176598.6055
251 | KIK | 1 | 2021 | 2019 | 0.28413 | 0.019821 | 0.20368 | 0.49237 | 282.378 | 140.9937 | 106.1005 | 83.778 | 134047.0208 | 18888.0863 | 257920.9749 | 789618.7872 | 1779.3162 | 134355102.8325 | 75509.4007 | 31.406 | 26203.2462 | 0.00041592 | 10.846 | 10.846 | 3.3126 | 1.9639 | 141.3843 | 0 | 0 | 0 | 19273936.4834 | 0 | 0 | 0 | 130.1478 | 130.1478 | 102.7879 | 81.8142 | 140.9937 | 140.9937 | 106.1005 | 83.778 | 38173728.4731 | 2663102.097 | 27365551.4694 | 66152720.793 | 1.084 | 1.084 | 1.0328 | 1.0246 | 1.084 | 1.084 | 1.0328 | 1.0246 | 1.0411 | 1.0411 | 1.0498 | 1.0173 | 0.25987 | 0.25987 | 0.29128 | 0.39185 | 0.25987 | 0.25987 | 0.29128 | 0.39185 | 0.14516 | 0.14516 | 0.15284 | 0.14128 | 1 | 1 | 1 | 1 | 148.8182 | 0 | 0 | 0 | 19858053.7724 | 0 | 0 | 0 | 1960571.2522 | 19858053.7724 | 1200474.8692 | 167.5588 | 23.6101 | 167.7535 | 122.9457 | 1181586.7829
273 | KIK | 1 | 2022 | 2020 | 0.27968 | 0.019922 | 0.20494 | 0.49547 | 277.6021 | 141.0774 | 106.157 | 83.8241 | 134606.3644 | 18937.3836 | 258885.7933 | 792656.169 | 1771.3773 | 134103651.2655 | 75705.8651 | 31.406 | 26421.4734 | 0.00041483 | 10.9296 | 10.9296 | 3.3691 | 2.0099 | 136.5247 | 0 | 0 | 0 | 18515841.2569 | 0 | 0 | 0 | 130.1478 | 130.1478 | 102.7879 | 81.8142 | 141.0774 | 141.0774 | 106.157 | 83.8241 | 37505751.1723 | 2671635.9929 | 27482544.1325 | 66443719.9677 | 1.0846 | 1.0846 | 1.0333 | 1.0251 | 1.0846 | 1.0846 | 1.0333 | 1.0251 | 1.0416 | 1.0416 | 1.0503 | 1.0178 | 0.25987 | 0.25987 | 0.29128 | 0.39185 | 0.25987 | 0.25987 | 0.29128 | 0.39185 | 0.14516 | 0.14516 | 0.15284 | 0.14128 | 1 | 1 | 1 | 1 | 141.3843 | 0 | 0 | 0 | 18952139.1882 | 0 | 0 | 0 | 1996751.7366 | 18952139.1882 | 1205085.7103 | 168.258 | 23.6717 | 168.381 | 123.4186 | 1186148.3268
295 | KIK | 1 | 2023 | 2021 | 0.27826 | 0.019957 | 0.20533 | 0.49645 | 275.8288 | 141.1539 | 106.2086 | 83.8661 | 135096.2365 | 18999.3446 | 259800.9657 | 795478.4466 | 1770.4392 | 134381363.4513 | 75902.8407 | 31.406 | 26641.5179 | 0.00041375 | 11.0061 | 11.0061 | 3.4208 | 2.0519 | 134.6749 | 0 | 0 | 0 | 18323426.3322 | 0 | 0 | 0 | 130.1478 | 130.1478 | 102.7879 | 81.8142 | 141.1539 | 141.1539 | 106.2086 | 83.8661 | 37392784.7851 | 2681831.2726 | 27593108.0467 | 66713639.347 | 1.0851 | 1.0851 | 1.0338 | 1.0256 | 1.0851 | 1.0851 | 1.0338 | 1.0256 | 1.0421 | 1.0421 | 1.0508 | 1.0183 | 0.25987 | 0.25987 | 0.29128 | 0.39185 | 0.25987 | 0.25987 | 0.29128 | 0.39185 | 0.14516 | 0.14516 | 0.15284 | 0.14128 | 1 | 1 | 1 | 1 | 136.5247 | 0 | 0 | 0 | 18377099.9603 | 0 | 0 | 0 | 2030199.3508 | 18377099.9603 | 1209374.9933 | 168.8703 | 23.7492 | 168.9762 | 123.8581 | 1190375.6488
317 | KIK | 1 | 2024 | 2022 | 0.15902 | 0.021189 | 0.23366 | 0.58613 | 156.7681 | 156.7681 | 121.8049 | 99.4523 | 137019.6898 | 18257.4606 | 259130.0088 | 796103.9454 | 1775.0275 | 135080177.4582 | 76100.3288 | 31.406 | 26863.3951 | 0.00041268 | 11.0729 | 11.0729 | 3.4696 | 2.0907 | 15.5474 | 15.5474 | 15.5474 | 15.5474 | 2100399.5597 | 295391.0189 | 4039237.8667 | 12367647.1146 | 130.1478 | 130.1478 | 102.7879 | 81.8142 | 141.2207 | 141.2207 | 106.2575 | 83.9049 | 21480315.9983 | 2862187.3559 | 31563300.6573 | 79174373.4468 | 1.0871 | 1.0871 | 1.0334 | 1.0257 | 1.0871 | 1.0871 | 1.0334 | 1.0257 | 1.0441 | 1.0441 | 1.0505 | 1.0184 | 0.25987 | 0.25987 | 0.29128 | 0.39185 | 0.25987 | 0.25987 | 0.29128 | 0.39185 | 0.14516 | 0.14516 | 0.15284 | 0.14128 | 1 | 1 | 1 | 1 | 15.5474 | 15.5474 | 15.5474 | 15.5474 | 2100399.5597 | 295391.0189 | 4039237.8667 | 12367647.1146 | 2057037.662 | 18802675.56 | 1210511.1047 | 171.2746 | 22.8218 | 168.5398 | 123.9555 | 1192253.644
339 | KIK | 1 | 2025 | 2023 | 0.15932 | 0.021227 | 0.23356 | 0.58589 | 156.8489 | 156.8489 | 121.5886 | 99.2803 | 137529.1198 | 18323.859 | 260076.4847 | 799018.5486 | 1774.5408 | 135394502.3436 | 76298.3308 | 31.406 | 27087.1201 | 0.0004116 | 11.3343 | 11.3343 | 3.4339 | 2.0993 | 15.3668 | 15.3668 | 15.3668 | 15.3668 | 2105559.8063 | 280559.4971 | 3982009.681 | 12233602.8621 | 130.1478 | 130.1478 | 102.7879 | 81.8142 | 141.482 | 141.482 | 106.2218 | 83.9135 | 21571289.8503 | 2874076.9515 | 31622340.5112 | 79326795.0306 | 1.0876 | 1.0876 | 1.0339 | 1.0261 | 1.0876 | 1.0876 | 1.0339 | 1.0261 | 1.0446 | 1.0446 | 1.051 | 1.0189 | 0.25987 | 0.25987 | 0.29128 | 0.39185 | 0.25987 | 0.25987 | 0.29128 | 0.39185 | 0.14516 | 0.14516 | 0.15284 | 0.14128 | 1 | 1 | 1 | 1 | 15.3668 | 15.3668 | 15.3668 | 15.3668 | 2105559.8063 | 280559.4971 | 3982009.681 | 12233602.8621 | 2091825.5554 | 18601731.8465 | 1214948.0121 | 171.9114 | 22.9048 | 169.1554 | 124.4093 | 1196624.1531
361 | KIK | 1 | 2026 | 2024 | 0.15942 | 0.021238 | 0.23359 | 0.58575 | 156.699 | 156.699 | 121.4207 | 99.1019 | 138039.5974 | 18389.8349 | 261033.4539 | 801969.4564 | 1773.7191 | 135683922.8999 | 76496.8479 | 31.406 | 27312.7084 | 0.00041053 | 11.4027 | 11.4027 | 3.4843 | 2.1392 | 15.1485 | 15.1485 | 15.1485 | 15.1485 | 2083364.5428 | 277579.6003 | 3939777.4631 | 12103959.6277 | 130.1478 | 130.1478 | 102.7879 | 81.8142 | 141.5504 | 141.5504 | 106.2722 | 83.9534 | 21630662.1924 | 2881668.1158 | 31694877.3328 | 79476715.2588 | 1.0881 | 1.0881 | 1.0344 | 1.0266 | 1.0881 | 1.0881 | 1.0344 | 1.0266 | 1.0451 | 1.0451 | 1.0515 | 1.0194 | 0.25987 | 0.25987 | 0.29128 | 0.39185 | 0.25987 | 0.25987 | 0.29128 | 0.39185 | 0.14516 | 0.14516 | 0.15284 | 0.14128 | 1 | 1 | 1 | 1 | 15.1485 | 15.1485 | 15.1485 | 15.1485 | 2083364.5428 | 277579.6003 | 3939777.4631 | 12103959.6277 | 2127070.9337 | 18404681.2339 | 1219432.3426 | 172.5495 | 22.9873 | 169.7779 | 124.8687 | 1201042.5077
383 | KIK | 1 | 2027 | 2025 | 0.15945 | 0.021242 | 0.2336 | 0.5857 | 156.7025 | 156.7025 | 121.4068 | 99.0775 | 138528.9042 | 18454.6631 | 261956.3092 | 804807.6084 | 1775.0801 | 136141329.7902 | 76695.8815 | 31.406 | 27540.1754 | 0.00040947 | 11.471 | 11.471 | 3.5352 | 2.1795 | 15.0838 | 15.0838 | 15.0838 | 15.0838 | 2082161.0305 | 277388.5053 | 3937375.1841 | 12096743.1137 | 130.1478 | 130.1478 | 102.7879 | 81.8142 | 141.6187 | 141.6187 | 106.323 | 83.9937 | 21707829.752 | 2891892.3916 | 31803288.8741 | 79738318.7726 | 1.0886 | 1.0886 | 1.0349 | 1.0271 | 1.0886 | 1.0886 | 1.0349 | 1.0271 | 1.0456 | 1.0456 | 1.0519 | 1.0199 | 0.25987 | 0.25987 | 0.29128 | 0.39185 | 0.25987 | 0.25987 | 0.29128 | 0.39185 | 0.14516 | 0.14516 | 0.15284 | 0.14128 | 1 | 1 | 1 | 1 | 15.0838 | 15.0838 | 15.0838 | 15.0838 | 2082161.0305 | 277388.5053 | 3937375.1841 | 12096743.1137 | 2161071.9782 | 18393667.8336 | 1223747.4849 | 173.1611 | 23.0683 | 170.3781 | 125.3106 | 1205292.8218
405 | KIK | 1 | 2028 | 2026 | 0.15943 | 0.02124 | 0.2336 | 0.58574 | 156.8291 | 156.8291 | 121.517 | 99.1775 | 139001.2138 | 18518.5985 | 262851.9189 | 807555.4878 | 1778.2069 | 136735992.4669 | 76895.433 | 31.406 | 27769.5368 | 0.0004084 | 11.5362 | 11.5362 | 3.584 | 2.2181 | 15.1451 | 15.1451 | 15.1451 | 15.1451 | 2098038.3421 | 279498.2819 | 3967362.507 | 12188916.313 | 130.1478 | 130.1478 | 102.7879 | 81.8142 | 141.684 | 141.684 | 106.3719 | 84.0323 | 21799438.6457 | 2904255.584 | 31940988.6727 | 80091309.5645 | 1.0891 | 1.0891 | 1.0353 | 1.0276 | 1.0891 | 1.0891 | 1.0353 | 1.0276 | 1.046 | 1.046 | 1.0524 | 1.0203 | 0.25987 | 0.25987 | 0.29128 | 0.39185 | 0.25987 | 0.25987 | 0.29128 | 0.39185 | 0.14516 | 0.14516 | 0.15284 | 0.14128 | 1 | 1 | 1 | 1 | 15.1451 | 15.1451 | 15.1451 | 15.1451 | 2098038.3421 | 279498.2819 | 3967362.507 | 12188916.313 | 2194087.427 | 18533815.444 | 1227927.219 | 173.7515 | 23.1482 | 170.9606 | 125.7385 | 1209408.6205
427 | KIK | 1 | 2029 | 2027 | 0.15945 | 0.021243 | 0.23361 | 0.5857 | 156.8342 | 156.8342 | 121.5066 | 99.1571 | 139493.3345 | 18583.8507 | 263780.3617 | 810410.5127 | 1779.6225 | 137200895.3697 | 77095.5037 | 31.406 | 28000.8084 | 0.00040734 | 11.599 | 11.599 | 3.6313 | 2.2554 | 15.0874 | 15.0874 | 15.0874 | 15.0874 | 2097170.1736 | 279397.9371 | 3965758.2056 | 12183931.6074 | 130.1478 | 130.1478 | 102.7879 | 81.8142 | 141.7468 | 141.7468 | 106.4192 | 84.0696 | 21877327.7399 | 2914583.6579 | 32051059.3426 | 80357924.6292 | 1.0896 | 1.0896 | 1.0358 | 1.028 | 1.0896 | 1.0896 | 1.0358 | 1.028 | 1.0465 | 1.0465 | 1.0529 | 1.0208 | 0.25987 | 0.25987 | 0.29128 | 0.39185 | 0.25987 | 0.25987 | 0.29128 | 0.39185 | 0.14516 | 0.14516 | 0.15284 | 0.14128 | 1 | 1 | 1 | 1 | 15.0874 | 15.0874 | 15.0874 | 15.0874 | 2097170.1736 | 279397.9371 | 3965758.2056 | 12183931.6074 | 2228498.5958 | 18526257.9237 | 1232268.0596 | 174.3667 | 23.2298 | 171.5645 | 126.183 | 1213684.2089
449 | KIK | 1 | 2030 | 2028 | 0.15948 | 0.021247 | 0.23362 | 0.58565 | 156.8413 | 156.8413 | 121.4973 | 99.1375 | 139987.0557 | 18649.3217 | 264711.7963 | 813274.7443 | 1781.0546 | 137668568.5755 | 77296.0949 | 31.406 | 28234.0061 | 0.00040628 | 11.6643 | 11.6643 | 3.6802 | 2.2941 | 15.0293 | 15.0293 | 15.0293 | 15.0293 | 2096482.301 | 279301.6188 | 3964424.979 | 12179874.4179 | 130.1478 | 130.1478 | 102.7879 | 81.8142 | 141.812 | 141.812 | 106.4681 | 84.1083 | 21955751.36 | 2924983.807 | 32161775.0263 | 80626058.3823 | 1.0901 | 1.0901 | 1.0363 | 1.0285 | 1.0901 | 1.0901 | 1.0363 | 1.0285 | 1.047 | 1.047 | 1.0534 | 1.0212 | 0.25987 | 0.25987 | 0.29128 | 0.39185 | 0.25987 | 0.25987 | 0.29128 | 0.39185 | 0.14516 | 0.14516 | 0.15284 | 0.14128 | 1 | 1 | 1 | 1 | 15.0293 | 15.0293 | 15.0293 | 15.0293 | 2096482.301 | 279301.6188 | 3964424.979 | 12179874.4179 | 2263127.3741 | 18520083.3167 | 1236622.9181 | 174.9838 | 23.3117 | 172.1703 | 126.629 | 1217973.5963
471 | KIK | 1 | 2031 | 2029 | 0.15951 | 0.02125 | 0.23363 | 0.58561 | 156.8497 | 156.8497 | 121.4894 | 99.1193 | 140482.3227 | 18715.0113 | 265646.1912 | 816148.0192 | 1782.5068 | 138139298.2455 | 77497.2081 | 31.406 | 28469.1459 | 0.00040522 | 11.7295 | 11.7295 | 3.729 | 2.3327 | 14.9724 | 14.9724 | 14.9724 | 14.9724 | 2095945.7465 | 279225.5782 | 3963377.6197 | 12176695.4282 | 130.1478 | 130.1478 | 102.7879 | 81.8142 | 141.8773 | 141.8773 | 106.5169 | 84.1469 | 22034611.2744 | 2935444.0471 | 32273185.287 | 80896057.637 | 1.0906 | 1.0906 | 1.0368 | 1.029 | 1.0906 | 1.0906 | 1.0368 | 1.029 | 1.0475 | 1.0475 | 1.0539 | 1.0217 | 0.25987 | 0.25987 | 0.29128 | 0.39185 | 0.25987 | 0.25987 | 0.29128 | 0.39185 | 0.14516 | 0.14516 | 0.15284 | 0.14128 | 1 | 1 | 1 | 1 | 14.9724 | 14.9724 | 14.9724 | 14.9724 | 2095945.7465 | 279225.5782 | 3963377.6197 | 12176695.4282 | 2297972.2648 | 18515244.3726 | 1240991.5444 | 175.6029 | 23.3938 | 172.778 | 127.0764 | 1222276.5331
493 | KIK | 1 | 2032 | 2030 | 0.15946 | 0.021245 | 0.23361 | 0.58569 | 157.0384 | 157.0384 | 121.6617 | 99.2815 | 140951.8159 | 18779.2797 | 266538.9487 | 818883.7873 | 1786.532 | 138811470.9564 | 77698.8445 | 31.406 | 28706.244 | 0.00040417 | 11.7948 | 11.7948 | 3.7779 | 2.3714 | 15.0959 | 15.0959 | 15.0959 | 15.0959 | 2120704.8854 | 282519.6439 | 4010164.1577 | 12320476.0413 | 130.1478 | 130.1478 | 102.7879 | 81.8142 | 141.9425 | 141.9425 | 106.5658 | 84.1856 | 22134850.5776 | 2949068.4301 | 32427580.4807 | 81299971.468 | 1.0911 | 1.0911 | 1.0372 | 1.0294 | 1.0911 | 1.0911 | 1.0372 | 1.0294 | 1.0479 | 1.0479 | 1.0543 | 1.0222 | 0.25987 | 0.25987 | 0.29128 | 0.39185 | 0.25987 | 0.25987 | 0.29128 | 0.39185 | 0.14516 | 0.14516 | 0.15284 | 0.14128 | 1 | 1 | 1 | 1 | 15.0959 | 15.0959 | 15.0959 | 15.0959 | 2120704.8854 | 282519.6439 | 4010164.1577 | 12320476.0413 | 2331242.5371 | 18733864.7283 | 1245153.8316 | 176.1898 | 23.4741 | 173.3587 | 127.5023 | 1226374.5519
515 | KIK | 1 | 2033 | 2031 | 0.15937 | 0.021236 | 0.23358 | 0.58582 | 157.3142 | 157.3142 | 121.9223 | 99.5322 | 141409.3683 | 18842.9617 | 267412.7365 | 821556.453 | 1791.8237 | 139584864.6219 | 77901.0055 | 31.406 | 28945.3167 | 0.00040311 | 11.8564 | 11.8564 | 3.8245 | 2.4081 | 15.31 | 15.31 | 15.31 | 15.31 | 2157965.2593 | 287509.8342 | 4080697.987 | 12537069.8701 | 130.1478 | 130.1478 | 102.7879 | 81.8142 | 142.0042 | 142.0042 | 106.6124 | 84.2223 | 22245695.2909 | 2964264.5983 | 32603581.016 | 81771323.7166 | 1.0916 | 1.0916 | 1.0376 | 1.0299 | 1.0916 | 1.0916 | 1.0376 | 1.0299 | 1.0484 | 1.0484 | 1.0548 | 1.0226 | 0.25987 | 0.25987 | 0.29128 | 0.39185 | 0.25987 | 0.25987 | 0.29128 | 0.39185 | 0.14516 | 0.14516 | 0.15284 | 0.14128 | 1 | 1 | 1 | 1 | 15.31 | 15.31 | 15.31 | 15.31 | 2157965.2593 | 287509.8342 | 4080697.987 | 12537069.8701 | 2363835.0681 | 19063242.9507 | 1249221.5195 | 176.7617 | 23.5537 | 173.927 | 127.9185 | 1230378.5578
537 | KIK | 1 | 2034 | 2032 | 0.15938 | 0.021237 | 0.23358 | 0.58581 | 157.3651 | 157.3651 | 121.9587 | 99.5589 | 141902.797 | 18908.9268 | 268345.5767 | 824422.4209 | 1793.921 | 140111856.7049 | 78103.6926 | 31.406 | 29186.3805 | 0.00040207 | 11.9164 | 11.9164 | 3.8699 | 2.4438 | 15.3009 | 15.3009 | 15.3009 | 15.3009 | 2163696.9689 | 288315.1209 | 4091667.5778 | 12570590.1159 | 130.1478 | 130.1478 | 102.7879 | 81.8142 | 142.0641 | 142.0641 | 106.6578 | 84.258 | 22330544.4364 | 2975604.6991 | 32727091.0479 | 82078616.5215 | 1.0921 | 1.0921 | 1.0381 | 1.0303 | 1.0921 | 1.0921 | 1.0381 | 1.0303 | 1.0488 | 1.0488 | 1.0552 | 1.0231 | 0.25987 | 0.25987 | 0.29128 | 0.39185 | 0.25987 | 0.25987 | 0.29128 | 0.39185 | 0.14516 | 0.14516 | 0.15284 | 0.14128 | 1 | 1 | 1 | 1 | 15.3009 | 15.3009 | 15.3009 | 15.3009 | 2163696.9689 | 288315.1209 | 4091667.5778 | 12570590.1159 | 2398894.958 | 19114269.7834 | 1253579.7214 | 177.3785 | 23.6362 | 174.5337 | 128.3647 | 1234670.7947
559 | KIK | 1 | 2035 | 2033 | 0.15938 | 0.021239 | 0.23358 | 0.58579 | 157.4165 | 157.4165 | 121.9941 | 99.5842 | 142398.1647 | 18975.131 | 269281.9194 | 827299.3105 | 1796.0045 | 140639560.1704 | 78306.907 | 31.406 | 29429.4519 | 0.00040102 | 11.9808 | 11.9808 | 3.9183 | 2.482 | 15.288 | 15.288 | 15.288 | 15.288 | 2169405.9769 | 289079.1417 | 4102459.643 | 12603746.8231 | 130.1478 | 130.1478 | 102.7879 | 81.8142 | 142.1286 | 142.1286 | 106.7062 | 84.2962 | 22415827.1932 | 2986999.5673 | 32850817.5283 | 82385915.8816 | 1.0926 | 1.0926 | 1.0386 | 1.0308 | 1.0926 | 1.0926 | 1.0386 | 1.0308 | 1.0493 | 1.0493 | 1.0557 | 1.0235 | 0.25987 | 0.25987 | 0.29128 | 0.39185 | 0.25987 | 0.25987 | 0.29128 | 0.39185 | 0.14516 | 0.14516 | 0.15284 | 0.14128 | 1 | 1 | 1 | 1 | 15.288 | 15.288 | 15.288 | 15.288 | 2169405.9769 | 289079.1417 | 4102459.643 | 12603746.8231 | 2434194.6881 | 19164691.5847 | 1257954.5256 | 177.9977 | 23.7189 | 175.1427 | 128.8127 | 1238979.3946
581 | KIK | 1 | 2036 | 2034 | 0.15939 | 0.02124 | 0.23359 | 0.58578 | 157.4675 | 157.4675 | 122.029 | 99.6088 | 142895.3487 | 19041.5721 | 270221.6707 | 830186.7044 | 1798.0824 | 141168618.564 | 78510.6501 | 31.406 | 29674.5477 | 0.00039998 | 12.0453 | 12.0453 | 3.9667 | 2.5203 | 15.2744 | 15.2744 | 15.2744 | 15.2744 | 2175047.9555 | 289833.9305 | 4113122.451 | 12636508.887 | 130.1478 | 130.1478 | 102.7879 | 81.8142 | 142.1931 | 142.1931 | 106.7546 | 84.3344 | 22501371.0399 | 2998428.4527 | 32974876.5296 | 82693942.5418 | 1.093 | 1.093 | 1.0391 | 1.0313 | 1.093 | 1.093 | 1.0391 | 1.0313 | 1.0498 | 1.0498 | 1.0562 | 1.024 | 0.25987 | 0.25987 | 0.29128 | 0.39185 | 0.25987 | 0.25987 | 0.29128 | 0.39185 | 0.14516 | 0.14516 | 0.15284 | 0.14128 | 1 | 1 | 1 | 1 | 15.2744 | 15.2744 | 15.2744 | 15.2744 | 2175047.9555 | 289833.9305 | 4113122.451 | 12636508.887 | 2469729.5926 | 19214513.224 | 1262345.2959 | 178.6192 | 23.802 | 175.7539 | 129.2622 | 1243303.7237
603 | KIK | 1 | 2037 | 2035 | 0.1594 | 0.021241 | 0.23359 | 0.58577 | 157.5179 | 157.5179 | 122.0633 | 99.633 | 143394.3542 | 19108.251 | 271164.8408 | 833084.6339 | 1800.1548 | 141699043.985 | 78714.9234 | 31.406 | 29921.6847 | 0.00039894 | 12.1099 | 12.1099 | 4.0151 | 2.5585 | 15.2603 | 15.2603 | 15.2603 | 15.2603 | 2180622.5575 | 290579.6589 | 4123657.4581 | 12668878.8016 | 130.1478 | 130.1478 | 102.7879 | 81.8142 | 142.2576 | 142.2576 | 106.803 | 84.3727 | 22587176.325 | 3009891.4114 | 33099271.3138 | 83002704.9349 | 1.0935 | 1.0935 | 1.0395 | 1.0317 | 1.0935 | 1.0935 | 1.0395 | 1.0317 | 1.0503 | 1.0503 | 1.0567 | 1.0245 | 0.25987 | 0.25987 | 0.29128 | 0.39185 | 0.25987 | 0.25987 | 0.29128 | 0.39185 | 0.14516 | 0.14516 | 0.15284 | 0.14128 | 1 | 1 | 1 | 1 | 15.2603 | 15.2603 | 15.2603 | 15.2603 | 2180622.5575 | 290579.6589 | 4123657.4581 | 12668878.8016 | 2505500.8951 | 19263738.476 | 1266752.08 | 179.2429 | 23.8853 | 176.3674 | 129.7135 | 1247643.8289
625 | KIK | 1 | 2038 | 2036 | 0.15941 | 0.021243 | 0.23359 | 0.58575 | 157.5678 | 157.5678 | 122.0971 | 99.6566 | 143895.1862 | 19175.1684 | 272111.4398 | 835993.1291 | 1802.2217 | 142230850.5185 | 78919.7281 | 31.406 | 30170.8799 | 0.0003979 | 12.1744 | 12.1744 | 4.0636 | 2.5968 | 15.2456 | 15.2456 | 15.2456 | 15.2456 | 2186130.6113 | 291316.438 | 4134066.2436 | 12700861.4108 | 130.1478 | 130.1478 | 102.7879 | 81.8142 | 142.3222 | 142.3222 | 106.8515 | 84.411 | 22673244.9863 | 3021388.7126 | 33224005.0601 | 83312211.7596 | 1.094 | 1.094 | 1.04 | 1.0322 | 1.094 | 1.094 | 1.04 | 1.0322 | 1.0507 | 1.0507 | 1.0572 | 1.0249 | 0.25987 | 0.25987 | 0.29128 | 0.39185 | 0.25987 | 0.25987 | 0.29128 | 0.39185 | 0.14516 | 0.14516 | 0.15284 | 0.14128 | 1 | 1 | 1 | 1 | 15.2456 | 15.2456 | 15.2456 | 15.2456 | 2186130.6113 | 291316.438 | 4134066.2436 | 12700861.4108 | 2541509.8073 | 19312374.7037 | 1271174.9236 | 179.869 | 23.969 | 176.9831 | 130.1663 | 1251999.7551
647 | KIK | 1 | 2039 | 2037 | 0.15942 | 0.021244 | 0.2336 | 0.58574 | 157.6172 | 157.6172 | 122.1303 | 99.6796 | 144397.8499 | 19242.3251 | 273061.4775 | 838912.2201 | 1804.2835 | 142764052.1871 | 79125.0657 | 31.406 | 30422.1504 | 0.00039686 | 12.2391 | 12.2391 | 4.1121 | 2.6351 | 15.2303 | 15.2303 | 15.2303 | 15.2303 | 2191572.9361 | 292044.3781 | 4144350.3617 | 12732461.4835 | 130.1478 | 130.1478 | 102.7879 | 81.8142 | 142.3868 | 142.3868 | 106.9 | 84.4493 | 22759578.9589 | 3032920.6253 | 33349080.9329 | 83622471.6699 | 1.0945 | 1.0945 | 1.0405 | 1.0327 | 1.0945 | 1.0945 | 1.0405 | 1.0327 | 1.0512 | 1.0512 | 1.0576 | 1.0254 | 0.25987 | 0.25987 | 0.29128 | 0.39185 | 0.25987 | 0.25987 | 0.29128 | 0.39185 | 0.14516 | 0.14516 | 0.15284 | 0.14128 | 1 | 1 | 1 | 1 | 15.2303 | 15.2303 | 15.2303 | 15.2303 | 2191572.9361 | 292044.3781 | 4144350.3617 | 12732461.4835 | 2577757.5473 | 19360429.1594 | 1275613.8726 | 180.4973 | 24.0529 | 177.601 | 130.6208 | 1256371.5475
669 | KIK | 1 | 2040 | 2038 | 0.15943 | 0.021246 | 0.2336 | 0.58572 | 157.666 | 157.666 | 122.163 | 99.7022 | 144902.3505 | 19309.7218 | 274014.964 | 841841.9373 | 1806.3402 | 143298662.8858 | 79330.9376 | 31.406 | 30675.5136 | 0.00039583 | 12.3037 | 12.3037 | 4.1606 | 2.6734 | 15.2146 | 15.2146 | 15.2146 | 15.2146 | 2196950.3309 | 292763.5869 | 4154511.3292 | 12763683.6726 | 130.1478 | 130.1478 | 102.7879 | 81.8142 | 142.4515 | 142.4515 | 106.9485 | 84.4876 | 22846180.1666 | 3044487.4168 | 33474502.0704 | 83933493.232 | 1.095 | 1.095 | 1.0409 | 1.0331 | 1.095 | 1.095 | 1.0409 | 1.0331 | 1.0517 | 1.0517 | 1.0581 | 1.0258 | 0.25987 | 0.25987 | 0.29128 | 0.39185 | 0.25987 | 0.25987 | 0.29128 | 0.39185 | 0.14516 | 0.14516 | 0.15284 | 0.14128 | 1 | 1 | 1 | 1 | 15.2146 | 15.2146 | 15.2146 | 15.2146 | 2196950.3309 | 292763.5869 | 4154511.3292 | 12763683.6726 | 2614245.34 | 19407908.9195 | 1280068.9735 | 181.1279 | 24.1372 | 178.2211 | 131.077 | 1260759.2517
691 | KIK | 1 | 2041 | 2039 | 0.15944 | 0.021247 | 0.2336 | 0.58571 | 157.7144 | 157.7144 | 122.1953 | 99.7243 | 145408.693 | 19377.3592 | 274971.9092 | 844782.3114 | 1808.392 | 143834696.4084 | 79537.3451 | 31.406 | 30930.9869 | 0.0003948 | 12.3684 | 12.3684 | 4.2091 | 2.7118 | 15.1983 | 15.1983 | 15.1983 | 15.1983 | 2202263.5783 | 293474.1696 | 4164550.6314 | 12794532.5344 | 130.1478 | 130.1478 | 102.7879 | 81.8142 | 142.5162 | 142.5162 | 106.997 | 84.526 | 22933050.5243 | 3056089.3528 | 33600271.5895 | 84245284.9418 | 1.0955 | 1.0955 | 1.0414 | 1.0336 | 1.0955 | 1.0955 | 1.0414 | 1.0336 | 1.0522 | 1.0522 | 1.0586 | 1.0263 | 0.25987 | 0.25987 | 0.29128 | 0.39185 | 0.25987 | 0.25987 | 0.29128 | 0.39185 | 0.14516 | 0.14516 | 0.15284 | 0.14128 | 1 | 1 | 1 | 1 | 15.1983 | 15.1983 | 15.1983 | 15.1983 | 2202263.5783 | 293474.1696 | 4164550.6314 | 12794532.5344 | 2650974.417 | 19454820.9137 | 1284540.2728 | 181.7609 | 24.2217 | 178.8435 | 131.5348 | 1265162.9136
713 | KIK | 1 | 2042 | 2040 | 0.15945 | 0.021249 | 0.23361 | 0.58569 | 157.7624 | 157.7624 | 122.227 | 99.7458 | 145916.8829 | 19445.2383 | 275932.3234 | 847733.3731 | 1810.4389 | 144372166.458 | 79744.2897 | 31.406 | 31188.5879 | 0.00039377 | 12.4332 | 12.4332 | 4.2577 | 2.7502 | 15.1814 | 15.1814 | 15.1814 | 15.1814 | 2207513.4456 | 294176.2296 | 4174469.7248 | 12825012.5371 | 130.1478 | 130.1478 | 102.7879 | 81.8142 | 142.5809 | 142.5809 | 107.0456 | 84.5644 | 23020191.9391 | 3067726.6981 | 33726392.5889 | 84557855.2319 | 1.096 | 1.096 | 1.0419 | 1.0341 | 1.096 | 1.096 | 1.0419 | 1.0341 | 1.0527 | 1.0527 | 1.0591 | 1.0268 | 0.25987 | 0.25987 | 0.29128 | 0.39185 | 0.25987 | 0.25987 | 0.29128 | 0.39185 | 0.14516 | 0.14516 | 0.15284 | 0.14128 | 1 | 1 | 1 | 1 | 15.1814 | 15.1814 | 15.1814 | 15.1814 | 2207513.4456 | 294176.2296 | 4174469.7248 | 12825012.5371 | 2687946.0164 | 19501171.9372 | 1289027.8176 | 182.3961 | 24.3065 | 179.4682 | 131.9943 | 1269582.5794
735 | KIK | 1 | 2043 | 2041 | 0.15946 | 0.02125 | 0.23361 | 0.58568 | 157.8098 | 157.8098 | 122.2583 | 99.7669 | 146426.9253 | 19513.3596 | 276896.2167 | 850695.1537 | 1812.4812 | 144911086.6376 | 79951.7727 | 31.406 | 31448.3342 | 0.00039275 | 12.4979 | 12.4979 | 4.3063 | 2.7886 | 15.1641 | 15.1641 | 15.1641 | 15.1641 | 2212700.6838 | 294869.8682 | 4184270.0347 | 12855128.0529 | 130.1478 | 130.1478 | 102.7879 | 81.8142 | 142.6457 | 142.6457 | 107.0942 | 84.6028 | 23107606.3098 | 3079399.716 | 33852868.1465 | 84871212.4654 | 1.0965 | 1.0965 | 1.0424 | 1.0346 | 1.0965 | 1.0965 | 1.0424 | 1.0346 | 1.0531 | 1.0531 | 1.0596 | 1.0272 | 0.25987 | 0.25987 | 0.29128 | 0.39185 | 0.25987 | 0.25987 | 0.29128 | 0.39185 | 0.14516 | 0.14516 | 0.15284 | 0.14128 | 1 | 1 | 1 | 1 | 15.1641 | 15.1641 | 15.1641 | 15.1641 | 2212700.6838 | 294869.8682 | 4184270.0347 | 12855128.0529 | 2725161.3829 | 19546968.6396 | 1293531.6553 | 183.0337 | 24.3917 | 180.0951 | 132.4555 | 1274018.2957
757 | KIK | 1 | 2044 | 2042 | 0.15947 | 0.021252 | 0.23362 | 0.58566 | 157.8568 | 157.8568 | 122.2891 | 99.7875 | 146938.8256 | 19581.7241 | 277863.5994 | 853667.6845 | 1814.519 | 145451470.4633 | 80159.7955 | 31.406 | 31710.2437 | 0.00039173 | 12.5628 | 12.5628 | 4.355 | 2.827 | 15.1463 | 15.1463 | 15.1463 | 15.1463 | 2217826.0288 | 295555.1844 | 4193952.9584 | 12884883.3681 | 130.1478 | 130.1478 | 102.7879 | 81.8142 | 142.7105 | 142.7105 | 107.1428 | 84.6412 | 23195295.5279 | 3091108.6686 | 33979701.3223 | 85185364.9446 | 1.097 | 1.097 | 1.0428 | 1.035 | 1.097 | 1.097 | 1.0428 | 1.035 | 1.0536 | 1.0536 | 1.06 | 1.0277 | 0.25987 | 0.25987 | 0.29128 | 0.39185 | 0.25987 | 0.25987 | 0.29128 | 0.39185 | 0.14516 | 0.14516 | 0.15284 | 0.14128 | 1 | 1 | 1 | 1 | 15.1463 | 15.1463 | 15.1463 | 15.1463 | 2217826.0288 | 295555.1844 | 4193952.9584 | 12884883.3681 | 2762621.7682 | 19592217.5396 | 1298051.8336 | 183.6735 | 24.4772 | 180.7243 | 132.9183 | 1278470.1095
779 | KIK | 1 | 2045 | 2043 | 0.15948 | 0.021253 | 0.23362 | 0.58565 | 157.9034 | 157.9034 | 122.3195 | 99.8076 | 147452.5893 | 19650.3325 | 278834.4819 | 856650.9968 | 1816.5523 | 145993331.3615 | 80368.3596 | 31.406 | 31974.3345 | 0.00039071 | 12.6276 | 12.6276 | 4.4036 | 2.8655 | 15.128 | 15.128 | 15.128 | 15.128 | 2222890.2016 | 296232.2753 | 4203519.8644 | 12914282.6809 | 130.1478 | 130.1478 | 102.7879 | 81.8142 | 142.7754 | 142.7754 | 107.1915 | 84.6797 | 23283261.4773 | 3102853.8169 | 34106895.1581 | 85500320.9092 | 1.0975 | 1.0975 | 1.0433 | 1.0355 | 1.0975 | 1.0975 | 1.0433 | 1.0355 | 1.0541 | 1.0541 | 1.0605 | 1.0282 | 0.25987 | 0.25987 | 0.29128 | 0.39185 | 0.25987 | 0.25987 | 0.29128 | 0.39185 | 0.14516 | 0.14516 | 0.15284 | 0.14128 | 1 | 1 | 1 | 1 | 15.128 | 15.128 | 15.128 | 15.128 | 2222890.2016 | 296232.2753 | 4203519.8644 | 12914282.6809 | 2800328.4303 | 19636925.0222 | 1302588.4004 | 184.3157 | 24.5629 | 181.3558 | 133.3828 | 1282938.068
801 | KIK | 1 | 2046 | 2044 | 0.15949 | 0.021255 | 0.23362 | 0.58563 | 157.9495 | 157.9495 | 122.3494 | 99.8273 | 147968.2216 | 19719.1855 | 279808.8746 | 859645.1226 | 1818.5814 | 146536682.6575 | 80577.4663 | 31.406 | 32240.6246 | 0.00038969 | 12.6925 | 12.6925 | 4.4523 | 2.9039 | 15.1092 | 15.1092 | 15.1092 | 15.1092 | 2227893.9065 | 296901.236 | 4212972.09 | 12943330.0927 | 130.1478 | 130.1478 | 102.7879 | 81.8142 | 142.8403 | 142.8403 | 107.2402 | 84.7181 | 23371506.0333 | 3114635.4207 | 34234452.6748 | 85816088.5287 | 1.098 | 1.098 | 1.0438 | 1.036 | 1.098 | 1.098 | 1.0438 | 1.036 | 1.0546 | 1.0546 | 1.061 | 1.0286 | 0.25987 | 0.25987 | 0.29128 | 0.39185 | 0.25987 | 0.25987 | 0.29128 | 0.39185 | 0.14516 | 0.14516 | 0.15284 | 0.14128 | 1 | 1 | 1 | 1 | 15.1092 | 15.1092 | 15.1092 | 15.1092 | 2227893.9065 | 296901.236 | 4212972.09 | 12943330.0927 | 2838282.6342 | 19681097.3253 | 1307141.4043 | 184.9603 | 24.649 | 181.9895 | 133.849 | 1287422.2187
823 | KIK | 1 | 2047 | 2045 | 0.1595 | 0.021257 | 0.23363 | 0.58561 | 157.9952 | 157.9952 | 122.3789 | 99.8466 | 148485.728 | 19788.2841 | 280786.788 | 862650.0937 | 1820.6063 | 147081537.5849 | 80787.1171 | 31.406 | 32509.1326 | 0.00038868 | 12.7575 | 12.7575 | 4.501 | 2.9424 | 15.09 | 15.09 | 15.09 | 15.09 | 2232837.8325 | 297562.1593 | 4222310.9431 | 12972029.6156 | 130.1478 | 130.1478 | 102.7879 | 81.8142 | 142.9052 | 142.9052 | 107.2889 | 84.7566 | 23460031.0634 | 3126453.7384 | 34362376.8744 | 86132675.9087 | 1.0985 | 1.0985 | 1.0443 | 1.0364 | 1.0985 | 1.0985 | 1.0443 | 1.0364 | 1.0551 | 1.0551 | 1.0615 | 1.0291 | 0.25987 | 0.25987 | 0.29128 | 0.39185 | 0.25987 | 0.25987 | 0.29128 | 0.39185 | 0.14516 | 0.14516 | 0.15284 | 0.14128 | 1 | 1 | 1 | 1 | 15.09 | 15.09 | 15.09 | 15.09 | 2232837.8325 | 297562.1593 | 4222310.9431 | 12972029.6156 | 2876485.6518 | 19724740.5506 | 1311710.8938 | 185.6072 | 24.7354 | 182.6256 | 134.3169 | 1291922.6097
845 | KIK | 1 | 2048 | 2046 | 0.15951 | 0.021258 | 0.23363 | 0.58559 | 158.0405 | 158.0405 | 122.4079 | 99.8654 | 149005.114 | 19857.6289 | 281768.2327 | 865665.9425 | 1822.6272 | 147627909.283 | 80997.3134 | 31.406 | 32779.8767 | 0.00038767 | 12.8224 | 12.8224 | 4.5498 | 2.9809 | 15.0703 | 15.0703 | 15.0703 | 15.0703 | 2237722.6525 | 298215.1359 | 4231537.7018 | 13000385.1698 | 130.1478 | 130.1478 | 102.7879 | 81.8142 | 142.9702 | 142.9702 | 107.3377 | 84.7951 | 23548838.4274 | 3138309.0271 | 34490670.7395 | 86450091.089 | 1.099 | 1.099 | 1.0447 | 1.0369 | 1.099 | 1.099 | 1.0447 | 1.0369 | 1.0555 | 1.0555 | 1.062 | 1.0296 | 0.25987 | 0.25987 | 0.29128 | 0.39185 | 0.25987 | 0.25987 | 0.29128 | 0.39185 | 0.14516 | 0.14516 | 0.15284 | 0.14128 | 1 | 1 | 1 | 1 | 15.0703 | 15.0703 | 15.0703 | 15.0703 | 2237722.6525 | 298215.1359 | 4231537.7018 | 13000385.1698 | 2914938.7617 | 19767860.6601 | 1316296.9181 | 186.2564 | 24.822 | 183.2639 | 134.7864 | 1296439.2892
867 | KIK | 1 | 2049 | 2047 | 0.15953 | 0.02126 | 0.23364 | 0.58558 | 158.0853 | 158.0853 | 122.4366 | 99.8838 | 149526.3852 | 19927.2208 | 282753.2193 | 868692.7012 | 1824.6442 | 148175810.7916 | 81208.0566 | 31.406 | 33052.8756 | 0.00038666 | 12.8874 | 12.8874 | 4.5985 | 3.0195 | 15.0501 | 15.0501 | 15.0501 | 15.0501 | 2242549.0234 | 298860.2544 | 4240653.613 | 13028400.5798 | 130.1478 | 130.1478 | 102.7879 | 81.8142 | 143.0352 | 143.0352 | 107.3864 | 84.8337 | 23637929.9761 | 3150201.5429 | 34619337.2324 | 86768342.0401 | 1.0995 | 1.0995 | 1.0452 | 1.0374 | 1.0995 | 1.0995 | 1.0452 | 1.0374 | 1.056 | 1.056 | 1.0625 | 1.03 | 0.25987 | 0.25987 | 0.29128 | 0.39185 | 0.25987 | 0.25987 | 0.29128 | 0.39185 | 0.14516 | 0.14516 | 0.15284 | 0.14128 | 1 | 1 | 1 | 1 | 15.0501 | 15.0501 | 15.0501 | 15.0501 | 2242549.0234 | 298860.2544 | 4240653.613 | 13028400.5798 | 2953643.2496 | 19810463.4706 | 1320899.5265 | 186.908 | 24.909 | 183.9045 | 135.2577 | 1300972.3058
889 | KIK | 1 | 2050 | 2048 | 0.15954 | 0.021262 | 0.23364 | 0.58556 | 158.1298 | 158.1298 | 122.4648 | 99.9018 | 150049.5471 | 19997.0605 | 283741.7585 | 871730.4027 | 1826.6574 | 148725255.0489 | 81419.3481 | 31.406 | 33328.1482 | 0.00038565 | 12.9525 | 12.9525 | 4.6473 | 3.058 | 15.0296 | 15.0296 | 15.0296 | 15.0296 | 2247317.5851 | 299497.6012 | 4249659.8919 | 13056079.5729 | 130.1478 | 130.1478 | 102.7879 | 81.8142 | 143.1002 | 143.1002 | 107.4352 | 84.8722 | 23727307.5521 | 3162131.5403 | 34748379.2944 | 87087436.6621 | 1.1 | 1.1 | 1.0457 | 1.0378 | 1.1 | 1.1 | 1.0457 | 1.0378 | 1.0565 | 1.0565 | 1.0629 | 1.0305 | 0.25987 | 0.25987 | 0.29128 | 0.39185 | 0.25987 | 0.25987 | 0.29128 | 0.39185 | 0.14516 | 0.14516 | 0.15284 | 0.14128 | 1 | 1 | 1 | 1 | 15.0296 | 15.0296 | 15.0296 | 15.0296 | 2247317.5851 | 299497.6012 | 4249659.8919 | 13056079.5729 | 2992600.4082 | 19852554.6511 | 1325518.7689 | 187.5619 | 24.9963 | 184.5475 | 135.7307 | 1305521.7084
911 | KIK | 1 | 2051 | 2049 | 0.15955 | 0.021263 | 0.23365 | 0.58554 | 158.1739 | 158.1739 | 122.4926 | 99.9194 | 150574.6054 | 20067.149 | 284733.8612 | 874779.0798 | 1828.6669 | 149276254.8989 | 81631.1894 | 31.406 | 33605.7133 | 0.00038465 | 13.0176 | 13.0176 | 4.6962 | 3.0966 | 15.0086 | 15.0086 | 15.0086 | 15.0086 | 2252028.9618 | 300127.2603 | 4258557.724 | 13083425.7848 | 130.1478 | 130.1478 | 102.7879 | 81.8142 | 143.1653 | 143.1653 | 107.4841 | 84.9108 | 23816972.9897 | 3174099.2725 | 34877799.8473 | 87407382.7894 | 1.1005 | 1.1005 | 1.0462 | 1.0383 | 1.1005 | 1.1005 | 1.0462 | 1.0383 | 1.057 | 1.057 | 1.0634 | 1.031 | 0.25987 | 0.25987 | 0.29128 | 0.39185 | 0.25987 | 0.25987 | 0.29128 | 0.39185 | 0.14516 | 0.14516 | 0.15284 | 0.14128 | 1 | 1 | 1 | 1 | 15.0086 | 15.0086 | 15.0086 | 15.0086 | 2252028.9618 | 300127.2603 | 4258557.724 | 13083425.7848 | 3031811.5369 | 19894139.7308 | 1330154.6953 | 188.2183 | 25.0839 | 185.1928 | 136.2054 | 1310087.5463
0 | MDN | 1 | 2010 | 2008 | 0.23289 | 0.01321 | 0.22999 | 0.52392 | 329.3883 | 228.1933 | 167.3718 | 113.7829 | 144083.029 | 11797.4595 | 280029.756 | 938345.9755 | 2480.2011 | 203788204 | 82166 | 32.022 | 26930.3139 | 0.00038972 | -9.7728 | -9.7728 | -6.8458 | -14.5406 | 101.195 | 0 | 0 | 0 | 14580478.56 | 0 | 0 | 0 | 237.9661 | 237.9661 | 174.2176 | 128.3235 | 228.1933 | 228.1933 | 167.3718 | 113.7829 | 47459259.39 | 2692101.131 | 46869086.73 | 106767756.7 | 1.1805 | 1.1805 | 1.1755 | 1.1261 | 1.1805 | 1.1805 | 1.1755 | 1.1261 | 1.0673 | 1.0673 | 1.0816 | 1.0716 | 0.18084 | 0.18084 | 0.20536 | 0.23709 | 0.18084 | 0.18084 | 0.20536 | 0.23709 | 0.15867 | 0.15867 | 0.18057 | 0.21254 | 1 | 1 | 1 | 1 | 102.041 | 0 | 0 | 0 | 14702371.94 | 0 | 0 | 0 | 14965107.436 | 14702371.94 | 1374256.22 | 180.1038 | 14.7468 | 182.1332 | 146.1029 | 1362458.7605
1 | MDN | 1 | 2011 | 2009 | 0.34133 | 0.0251 | 0.21693 | 0.41664 | 241.8146 | 143.7214 | 78.2116 | 45.2287 | 140366.912 | 17366.898 | 275811.439 | 916050.568 | 1196.3974 | 99442159.47 | 83118 | 31.074 | 25598.7178 | 0.00037385 | 46.6057 | 46.6057 | 17.5694 | 8.3893 | 98.0933 | 0 | 0 | 0 | 13769048.04 | 0 | 0 | 0 | 97.1156 | 97.1156 | 60.6422 | 36.8394 | 143.7214 | 143.7214 | 78.2116 | 45.2287 | 33942771.72 | 2495994.223 | 21571661.96 | 41431731.57 | 1.1805 | 1.1805 | 1.1755 | 1.1261 | 1.1805 | 1.1805 | 1.1755 | 1.1261 | 1.0673 | 1.0673 | 1.0816 | 1.0716 | 0.18084 | 0.18084 | 0.20536 | 0.23709 | 0.18084 | 0.18084 | 0.20536 | 0.23709 | 0.15867 | 0.15867 | 0.18057 | 0.21254 | 1 | 1 | 1 | 1 | 103.0186 | 0 | 0 | 0 | 14460397.68 | 0 | 0 | 0 | 4825093.8065 | 14460397.68 | 1349595.817 | 175.4586 | 21.7086 | 179.3896 | 142.6315 | 1332228.919
2 | MDN | 1 | 2012 | 2010 | 0.24586 | 0.021771 | 0.20812 | 0.52426 | 223.5766 | 119.2849 | 92.7831 | 70.6103 | 134911.622 | 22391.645 | 275192.895 | 910902.616 | 1465.7171 | 122686382.5 | 83704 | 30.134 | 24571.0532 | 0.00036001 | 28.5958 | 28.5958 | 16.8797 | 6.8969 | 104.2917 | 0 | 0 | 0 | 14070161.81 | 0 | 0 | 0 | 90.689 | 90.689 | 75.9034 | 63.7133 | 119.2849 | 119.2849 | 92.7831 | 70.6103 | 30163075.23 | 2670984.152 | 25533260.13 | 64319063 | 1.1805 | 1.1805 | 1.1755 | 1.1261 | 1.1805 | 1.1805 | 1.1755 | 1.1261 | 1.0673 | 1.0673 | 1.0816 | 1.0716 | 0.18084 | 0.18084 | 0.20536 | 0.23709 | 0.18084 | 0.18084 | 0.20536 | 0.23709 | 0.15867 | 0.15867 | 0.18057 | 0.21254 | 1 | 1 | 1 | 1 | 103.8912 | 0 | 0 | 0 | 14016131.77 | 0 | 0 | 0 | 6595260.1078 | 14016131.77 | 1343398.778 | 168.6395 | 27.9896 | 178.9872 | 141.8299 | 1321007.133
3 | MDN | 1 | 2013 | 2011 | 0.24394 | 0.021038 | 0.23737 | 0.49766 | 200.1928 | 104.3277 | 95.5837 | 60.7826 | 137812.312 | 22806.464 | 280871.241 | 926000.919 | 1339.6641 | 113099801.7 | 84424 | 38.66 | 23145.8909 | 0.00045793 | 18.1552 | 18.1552 | 23.5028 | 12.0743 | 95.865 | 0 | 0 | 0 | 13211381.68 | 0 | 0 | 0 | 86.1725 | 86.1725 | 72.0809 | 48.7083 | 104.3277 | 104.3277 | 95.5837 | 60.7826 | 27589028.39 | 2379346.79 | 26846707.15 | 56284719.38 | 1.1805 | 1.1805 | 1.1755 | 1.1261 | 1.1805 | 1.1805 | 1.1755 | 1.1261 | 1.0673 | 1.0673 | 1.0816 | 1.0716 | 0.18084 | 0.18084 | 0.20536 | 0.23709 | 0.18084 | 0.18084 | 0.20536 | 0.23709 | 0.15867 | 0.15867 | 0.18057 | 0.21254 | 1 | 1 | 1 | 1 | 103.6997 | 0 | 0 | 0 | 14291101.08 | 0 | 0 | 0 | 5691333.576 | 14291101.08 | 1367490.936 | 172.2654 | 28.5081 | 182.6805 | 144.1808 | 1344684.472
4 | MDN | 1 | 2014 | 2012 | 0.20433 | 0.019307 | 0.21974 | 0.55662 | 233.2246 | 135.0092 | 123.7429 | 93.7878 | 138898.772 | 22671.545 | 281523.494 | 940913.765 | 1869.9517 | 158538248.7 | 84782 | 38.352 | 22867.699 | 0.00045236 | 6.1873 | 6.1873 | 5.8686 | 0.6591 | 98.2154 | 0 | 0 | 0 | 13641998.08 | 0 | 0 | 0 | 128.8218 | 128.8218 | 117.8744 | 93.1287 | 135.0092 | 135.0092 | 123.7429 | 93.7878 | 32394604.78 | 3060866.274 | 34836547.13 | 88246230.49 | 1.1805 | 1.1805 | 1.1755 | 1.1261 | 1.1805 | 1.1805 | 1.1755 | 1.1261 | 1.0673 | 1.0673 | 1.0816 | 1.0716 | 0.18084 | 0.18084 | 0.20536 | 0.23709 | 0.18084 | 0.18084 | 0.20536 | 0.23709 | 0.15867 | 0.15867 | 0.18057 | 0.21254 | 1 | 1 | 1 | 1 | 108.015 | 0 | 0 | 0 | 15003145.65 | 0 | 0 | 0 | 10050015.4569 | 15003145.65 | 1384007.576 | 173.6235 | 28.3394 | 183.1047 | 146.5027 | 1361336.031
5 | MDN | 1 | 2015 | 2013 | 0.22233 | 0.016907 | 0.21513 | 0.54564 | 219.2101 | 98.9566 | 103.9501 | 79.3572 | 136496.48 | 22993.799 | 278523.048 | 925360.669 | 1575.7694 | 134583313.1 | 85408 | 38.012 | 23423.6436 | 0.00044506 | 17.1375 | 17.1375 | 17.0925 | 9.6466 | 120.2535 | 0 | 0 | 0 | 16414182.29 | 0 | 0 | 0 | 81.8191 | 81.8191 | 86.8577 | 69.7106 | 98.9566 | 98.9566 | 103.9501 | 79.3572 | 29921411.38 | 2275388.425 | 28952501.47 | 73434011.87 | 1.1805 | 1.1805 | 1.1755 | 1.1261 | 1.1805 | 1.1805 | 1.1755 | 1.1261 | 1.0673 | 1.0673 | 1.0816 | 1.0716 | 0.18084 | 0.18084 | 0.20536 | 0.23709 | 0.18084 | 0.18084 | 0.20536 | 0.23709 | 0.15867 | 0.15867 | 0.18057 | 0.21254 | 1 | 1 | 1 | 1 | 124.8712 | 0 | 0 | 0 | 17044472.77 | 0 | 0 | 0 | 7196778.2693 | 17044472.77 | 1363373.996 | 170.6206 | 28.7422 | 181.1532 | 144.0811 | 1340380.197
6 | MDN | 1 | 2016 | 2014 | 0.25027 | 0.018672 | 0.20459 | 0.52646 | 233.0809 | 106.8156 | 94.234 | 73.1927 | 138299.427 | 22514.886 | 279643.9 | 926446.764 | 1497.1292 | 128801021.7 | 86032 | 38.51 | 23019.7115 | 0.00044762 | 16.938 | 16.938 | 14.7776 | 8.4559 | 126.2653 | 0 | 0 | 0 | 17462419.02 | 0 | 0 | 0 | 89.8776 | 89.8776 | 79.4563 | 64.7368 | 106.8156 | 106.8156 | 94.234 | 73.1927 | 32234957.48 | 2404941.413 | 26351952.12 | 67809170.67 | 1.1805 | 1.1805 | 1.1755 | 1.1261 | 1.1805 | 1.1805 | 1.1755 | 1.1261 | 1.0673 | 1.0673 | 1.0816 | 1.0716 | 0.18084 | 0.18084 | 0.20536 | 0.23709 | 0.18084 | 0.18084 | 0.20536 | 0.23709 | 0.15867 | 0.15867 | 0.18057 | 0.21254 | 1 | 1 | 1 | 1 | 138.7734 | 0 | 0 | 0 | 19192288.28 | 0 | 0 | 0 | 6851897.5991 | 19192288.28 | 1366904.977 | 172.8743 | 28.1436 | 181.8822 | 144.2502 | 1344390.091
7 | MDN | 1 | 2017 | 2015 | 0.23677 | 0.014383 | 0.18854 | 0.5603 | 225.8198 | 84.5565 | 87.9849 | 77.6678 | 138593.91 | 22484.74 | 283251.018 | 953565.285 | 1521.9175 | 132181582.1 | 86852 | 38.382 | 23774.4827 | 0.00044192 | 12.2449 | 12.2449 | 10.2995 | 5.3353 | 141.2634 | 0 | 0 | 0 | 19578244.46 | 0 | 0 | 0 | 72.3116 | 72.3116 | 77.6854 | 72.3325 | 84.5565 | 84.5565 | 87.9849 | 77.6678 | 31297254.05 | 1901229.885 | 24921817.86 | 74061280.35 | 1.1805 | 1.1805 | 1.1755 | 1.1261 | 1.1805 | 1.1805 | 1.1755 | 1.1261 | 1.0673 | 1.0673 | 1.0816 | 1.0716 | 0.18084 | 0.18084 | 0.20536 | 0.23709 | 0.18084 | 0.18084 | 0.20536 | 0.23709 | 0.15867 | 0.15867 | 0.18057 | 0.21254 | 1 | 1 | 1 | 1 | 147.0038 | 0 | 0 | 0 | 20373836.16 | 0 | 0 | 0 | 7182856.2733 | 20373836.16 | 1397894.953 | 173.2424 | 28.1059 | 184.2283 | 148.4726 | 1375410.213
8 | MDN | 1 | 2018 | 2016 | 0.25937 | 0.019105 | 0.17791 | 0.54361 | 230.384 | 98.192 | 76.6661 | 69.3078 | 141787.743 | 24503.891 | 292258.895 | 987814.856 | 1432.112 | 125941358.2 | 87941 | 39.082 | 24222.9877 | 0.00044441 | 22.917 | 22.917 | 13.0789 | 8.749 | 132.192 | 0 | 0 | 0 | 18743208.18 | 0 | 0 | 0 | 75.275 | 75.275 | 63.5872 | 60.5588 | 98.192 | 98.192 | 76.6661 | 69.3078 | 32665629.32 | 2406085.907 | 22406336.13 | 68463306.81 | 1.1805 | 1.1805 | 1.1755 | 1.1261 | 1.1805 | 1.1805 | 1.1755 | 1.1261 | 1.0673 | 1.0673 | 1.0816 | 1.0716 | 0.18084 | 0.18084 | 0.20536 | 0.23709 | 0.18084 | 0.18084 | 0.20536 | 0.23709 | 0.15867 | 0.15867 | 0.18057 | 0.21254 | 1 | 1 | 1 | 1 | 155.4178 | 0 | 0 | 0 | 22036337.84 | 0 | 0 | 0 | 6364524.7557 | 22036337.84 | 1446365.385 | 177.2347 | 30.6299 | 190.0871 | 153.8053 | 1421861.494
9 | MDN | 1 | 2019 | 2017 | 0.30895 | 0.026625 | 0.2017 | 0.46272 | 272.8003 | 142.987 | 87.5128 | 59.3984 | 146591.862 | 24102.664 | 298340.493 | 1008365.256 | 1450.6066 | 129440530.8 | 89232 | 38.816 | 24180.3959 | 0.000435 | 13.2925 | 13.2925 | 10.61 | 6.5785 | 129.8133 | 0 | 0 | 0 | 19029578.47 | 0 | 0 | 0 | 129.6945 | 129.6945 | 76.9028 | 52.8198 | 142.987 | 142.987 | 87.5128 | 59.3984 | 39990308.39 | 3446367.511 | 26108603.78 | 59895251.1 | 1.1805 | 1.1805 | 1.1755 | 1.1261 | 1.1805 | 1.1805 | 1.1755 | 1.1261 | 1.0673 | 1.0673 | 1.0816 | 1.0716 | 0.18084 | 0.18084 | 0.20536 | 0.23709 | 0.18084 | 0.18084 | 0.20536 | 0.23709 | 0.15867 | 0.15867 | 0.18057 | 0.21254 | 1 | 1 | 1 | 1 | 150.6425 | 0 | 0 | 0 | 22082968.22 | 0 | 0 | 0 | 7086266.866 | 22082968.22 | 1477400.275 | 183.2398 | 30.1283 | 194.0426 | 157.0051 | 1453297.611
220 | MDN | 1 | 2020 | 2018 | 0.2344 | 0.02179 | 0.20814 | 0.53567 | 302.4549 | 153.6367 | 120.8317 | 92.127 | 142973.8853 | 23707.265 | 287931.5045 | 971925.4611 | 1865.1718 | 167155840.3651 | 89619.539 | 38.816 | 24362.6799 | 0.00043311 | 23.489 | 23.489 | 18.0438 | 10.3128 | 148.8182 | 0 | 0 | 0 | 17215713.472 | 0 | 0 | 0 | 130.1478 | 130.1478 | 102.7879 | 81.8142 | 153.6367 | 153.6367 | 120.8317 | 92.127 | 39181754.1612 | 3642306.7583 | 34791249.7673 | 89540529.6783 | 1.1767 | 1.1767 | 1.1702 | 1.1208 | 1.1767 | 1.1767 | 1.1702 | 1.1208 | 1.0638 | 1.0638 | 1.0767 | 1.0665 | 0.18084 | 0.18084 | 0.20536 | 0.23709 | 0.18084 | 0.18084 | 0.20536 | 0.23709 | 0.15867 | 0.15867 | 0.18057 | 0.21254 | 1 | 1 | 1 | 1 | 158.4848 | 0 | 0 | 0 | 23232584.2879 | 0 | 0 | 0 | 8963997.8205 | 23232584.2879 | 1426538.1159 | 178.7174 | 29.6341 | 187.2725 | 151.3313 | 1402830.8509
242 | MDN | 1 | 2021 | 2019 | 0.25001 | 0.021347 | 0.2039 | 0.52474 | 294.5281 | 153.1438 | 120.2836 | 91.6942 | 143865.6676 | 23816.6792 | 289642.4574 | 977803.8903 | 1898.297 | 170863365.6967 | 90008.7612 | 38.816 | 24546.3381 | 0.00043123 | 22.996 | 22.996 | 17.4957 | 9.88 | 141.3843 | 0 | 0 | 0 | 20685709.569 | 0 | 0 | 0 | 130.1478 | 130.1478 | 102.7879 | 81.8142 | 153.1438 | 153.1438 | 120.2836 | 91.6942 | 42717843.5971 | 3647376.5884 | 34839248.4225 | 89658897.0887 | 1.1776 | 1.1776 | 1.1711 | 1.1216 | 1.1776 | 1.1776 | 1.1711 | 1.1216 | 1.0647 | 1.0647 | 1.0775 | 1.0674 | 0.18084 | 0.18084 | 0.20536 | 0.23709 | 0.18084 | 0.18084 | 0.20536 | 0.23709 | 0.15867 | 0.15867 | 0.18057 | 0.21254 | 1 | 1 | 1 | 1 | 148.8182 | 0 | 0 | 0 | 21277113.7523 | 0 | 0 | 0 | 9075895.0716 | 21277113.7523 | 1435128.6945 | 179.8321 | 29.7708 | 188.3853 | 152.2466 | 1411312.0153
264 | MDN | 1 | 2022 | 2020 | 0.24604 | 0.021438 | 0.20497 | 0.52755 | 289.7927 | 153.268 | 120.3766 | 91.7662 | 144681.6259 | 23920.4534 | 291195.5027 | 983122.8479 | 1891.7508 | 171013652.7249 | 90399.6737 | 38.816 | 24731.3807 | 0.00042936 | 23.1202 | 23.1202 | 17.5887 | 9.9521 | 136.5247 | 0 | 0 | 0 | 19901748.5454 | 0 | 0 | 0 | 130.1478 | 130.1478 | 102.7879 | 81.8142 | 153.268 | 153.268 | 120.3766 | 91.7662 | 42076807.8 | 3666239.3671 | 35053111.6004 | 90217493.9574 | 1.1785 | 1.1785 | 1.1719 | 1.1224 | 1.1785 | 1.1785 | 1.1719 | 1.1224 | 1.0655 | 1.0655 | 1.0783 | 1.0681 | 0.18084 | 0.18084 | 0.20536 | 0.23709 | 0.18084 | 0.18084 | 0.20536 | 0.23709 | 0.15867 | 0.15867 | 0.18057 | 0.21254 | 1 | 1 | 1 | 1 | 141.3843 | 0 | 0 | 0 | 20340341.3359 | 0 | 0 | 0 | 9177743.9979 | 20340341.3359 | 1442920.4299 | 180.852 | 29.9006 | 189.3954 | 153.0748 | 1418999.9765
286 | MDN | 1 | 2023 | 2021 | 0.24477 | 0.02147 | 0.20532 | 0.52844 | 288.0559 | 153.381 | 120.4605 | 91.8311 | 145439.9962 | 24038.5061 | 292700.17 | 988221.0798 | 1891.4539 | 171729420.7612 | 90792.284 | 38.816 | 24917.8184 | 0.00042749 | 23.2332 | 23.2332 | 17.6726 | 10.017 | 134.6749 | 0 | 0 | 0 | 19726375.2612 | 0 | 0 | 0 | 130.1478 | 130.1478 | 102.7879 | 81.8142 | 153.381 | 153.381 | 120.4605 | 91.8311 | 42034104.1446 | 3687049.5767 | 35258798.3691 | 90749468.6709 | 1.1793 | 1.1793 | 1.1727 | 1.1232 | 1.1793 | 1.1793 | 1.1727 | 1.1232 | 1.0662 | 1.0662 | 1.079 | 1.0688 | 0.18084 | 0.18084 | 0.20536 | 0.23709 | 0.18084 | 0.18084 | 0.20536 | 0.23709 | 0.15867 | 0.15867 | 0.18057 | 0.21254 | 1 | 1 | 1 | 1 | 136.5247 | 0 | 0 | 0 | 19752622.4885 | 0 | 0 | 0 | 9275415.7336 | 19752622.4885 | 1450399.7521 | 181.8 | 30.0481 | 190.3741 | 153.8686 | 1426361.246
308 | MDN | 1 | 2024 | 2022 | 0.14164 | 0.02242 | 0.22734 | 0.6086 | 170.1966 | 170.1966 | 137.2525 | 108.6042 | 146920.6445 | 23255.9358 | 292409.6592 | 989311.7307 | 1936.0388 | 176540797.7408 | 91186.5995 | 38.816 | 25105.6615 | 0.00042564 | 23.3377 | 23.3377 | 17.7535 | 10.0789 | 16.7111 | 16.7111 | 16.7111 | 16.7111 | 2430463.7388 | 401710.1134 | 4891344.6643 | 16514270.9191 | 130.1478 | 130.1478 | 102.7879 | 81.8142 | 153.4855 | 153.4855 | 120.5414 | 91.893 | 25005394.741 | 3958081.2922 | 40133954.3322 | 107443367.3754 | 1.1809 | 1.1809 | 1.1726 | 1.1234 | 1.1809 | 1.1809 | 1.1726 | 1.1234 | 1.0676 | 1.0676 | 1.0789 | 1.069 | 0.18084 | 0.18084 | 0.20536 | 0.23709 | 0.18084 | 0.18084 | 0.20536 | 0.23709 | 0.15867 | 0.15867 | 0.18057 | 0.21254 | 1 | 1 | 1 | 1 | 16.7111 | 16.7111 | 16.7111 | 16.7111 | 2430463.7388 | 401710.1134 | 4891344.6643 | 16514270.9191 | 9314780.5987 | 24237789.4356 | 1451897.9702 | 183.6508 | 29.0699 | 190.1851 | 154.0384 | 1428642.0344
330 | MDN | 1 | 2025 | 2023 | 0.14174 | 0.022437 | 0.22723 | 0.60859 | 170.5167 | 170.5167 | 137.3539 | 108.7343 | 147664.7035 | 23375.2064 | 293884.0408 | 994292.5672 | 1939.7239 | 177645014.3905 | 91582.6274 | 38.816 | 25294.9206 | 0.00042379 | 23.5409 | 23.5409 | 17.7379 | 10.092 | 16.8281 | 16.8281 | 16.8281 | 16.8281 | 2472393.5565 | 391352.9374 | 4920695.5194 | 16648225.0078 | 130.1478 | 130.1478 | 102.7879 | 81.8142 | 153.6886 | 153.6886 | 120.5258 | 91.9062 | 25179300.0873 | 3985863.4027 | 40366124.1456 | 108113726.7548 | 1.1817 | 1.1817 | 1.1733 | 1.1241 | 1.1817 | 1.1817 | 1.1733 | 1.1241 | 1.0683 | 1.0683 | 1.0796 | 1.0697 | 0.18084 | 0.18084 | 0.20536 | 0.23709 | 0.18084 | 0.18084 | 0.20536 | 0.23709 | 0.15867 | 0.15867 | 0.18057 | 0.21254 | 1 | 1 | 1 | 1 | 16.8281 | 16.8281 | 16.8281 | 16.8281 | 2472393.5565 | 391352.9374 | 4920695.5194 | 16648225.0078 | 9410732.4265 | 24432667.0211 | 1459216.518 | 184.5809 | 29.219 | 191.1441 | 154.8139 | 1435841.3116
352 | MDN | 1 | 2026 | 2024 | 0.14173 | 0.022437 | 0.22723 | 0.6086 | 170.6458 | 170.6458 | 137.4609 | 108.8224 | 148415.5177 | 23495.0051 | 295379.7984 | 999350.5895 | 1942.705 | 178690735.735 | 91980.3753 | 38.816 | 25485.6065 | 0.00042195 | 23.6421 | 23.6421 | 17.8169 | 10.1522 | 16.856 | 16.856 | 16.856 | 16.856 | 2489042.0418 | 394013.3978 | 4953720.9346 | 16759834.5639 | 130.1478 | 130.1478 | 102.7879 | 81.8142 | 153.7898 | 153.7898 | 120.6048 | 91.9664 | 25326492.0382 | 4009325.0986 | 40603164.2958 | 108751754.3024 | 1.1824 | 1.1824 | 1.1741 | 1.1248 | 1.1824 | 1.1824 | 1.1741 | 1.1248 | 1.069 | 1.069 | 1.0803 | 1.0704 | 0.18084 | 0.18084 | 0.20536 | 0.23709 | 0.18084 | 0.18084 | 0.20536 | 0.23709 | 0.15867 | 0.15867 | 0.18057 | 0.21254 | 1 | 1 | 1 | 1 | 16.856 | 16.856 | 16.856 | 16.856 | 2489042.0418 | 394013.3978 | 4953720.9346 | 16759834.5639 | 9508326.4316 | 24596610.9381 | 1466640.9108 | 185.5194 | 29.3688 | 192.1169 | 155.6015 | 1443145.9056
374 | MDN | 1 | 2027 | 2025 | 0.14163 | 0.022426 | 0.22717 | 0.60877 | 171.0425 | 171.0425 | 137.8357 | 109.1783 | 149129.3087 | 23612.6609 | 296815.9403 | 1004189.2052 | 1949.491 | 180093691.6325 | 92379.8507 | 38.816 | 25677.7299 | 0.00042011 | 23.7437 | 23.7437 | 17.8967 | 10.213 | 17.1511 | 17.1511 | 17.1511 | 17.1511 | 2545483.9204 | 402964.3172 | 5066077.5836 | 17139925.0948 | 130.1478 | 130.1478 | 102.7879 | 81.8142 | 153.8915 | 153.8915 | 120.6846 | 92.0272 | 25507453.883 | 4038769.2071 | 40911830.7886 | 109635637.7538 | 1.1832 | 1.1832 | 1.1749 | 1.1255 | 1.1832 | 1.1832 | 1.1749 | 1.1255 | 1.0697 | 1.0697 | 1.081 | 1.0711 | 0.18084 | 0.18084 | 0.20536 | 0.23709 | 0.18084 | 0.18084 | 0.20536 | 0.23709 | 0.15867 | 0.15867 | 0.18057 | 0.21254 | 1 | 1 | 1 | 1 | 17.1511 | 17.1511 | 17.1511 | 17.1511 | 2545483.9204 | 402964.3172 | 5066077.5836 | 17139925.0948 | 9601938.5668 | 25154450.9159 | 1473747.115 | 186.4116 | 29.5158 | 193.051 | 156.3549 | 1450134.4541
396 | MDN | 1 | 2028 | 2026 | 0.14146 | 0.022406 | 0.22707 | 0.60906 | 171.6459 | 171.6459 | 138.4192 | 109.7434 | 149814.7021 | 23728.7682 | 298206.837 | 1008860.6702 | 1959.2506 | 181781348.1472 | 92781.061 | 38.816 | 25871.3016 | 0.00041829 | 23.8399 | 23.8399 | 17.973 | 10.2709 | 17.6582 | 17.6582 | 17.6582 | 17.6582 | 2633362.5047 | 416958.2524 | 5241249.8579 | 17732223.2893 | 130.1478 | 130.1478 | 102.7879 | 81.8142 | 153.9877 | 153.9877 | 120.7609 | 92.0851 | 25715083.8821 | 4072946.4896 | 41277539.6432 | 110715778.1323 | 1.1839 | 1.1839 | 1.1756 | 1.1262 | 1.1839 | 1.1839 | 1.1756 | 1.1262 | 1.0704 | 1.0704 | 1.0816 | 1.0717 | 0.18084 | 0.18084 | 0.20536 | 0.23709 | 0.18084 | 0.18084 | 0.20536 | 0.23709 | 0.15867 | 0.15867 | 0.18057 | 0.21254 | 1 | 1 | 1 | 1 | 17.6582 | 17.6582 | 17.6582 | 17.6582 | 2633362.5047 | 416958.2524 | 5241249.8579 | 17732223.2893 | 9692549.9079 | 26023793.9043 | 1480610.9775 | 187.2684 | 29.661 | 193.9557 | 157.0822 | 1456882.2093
418 | MDN | 1 | 2029 | 2027 | 0.14138 | 0.022396 | 0.22703 | 0.6092 | 171.9897 | 171.9897 | 138.7445 | 110.0508 | 150543.0239 | 23848.1412 | 299669.8979 | 1013793.1017 | 1965.3561 | 183139766.3675 | 93184.0138 | 38.816 | 26066.3325 | 0.00041647 | 23.9319 | 23.9319 | 18.0466 | 10.3266 | 17.91 | 17.91 | 17.91 | 17.91 | 2683179.4688 | 424981.9463 | 5340880.7781 | 18068682.1773 | 130.1478 | 130.1478 | 102.7879 | 81.8142 | 154.0797 | 154.0797 | 120.8345 | 92.1408 | 25891845.3754 | 4101633.9854 | 41577539.2557 | 111568747.7511 | 1.1846 | 1.1846 | 1.1763 | 1.1269 | 1.1846 | 1.1846 | 1.1763 | 1.1269 | 1.071 | 1.071 | 1.0823 | 1.0724 | 0.18084 | 0.18084 | 0.20536 | 0.23709 | 0.18084 | 0.18084 | 0.20536 | 0.23709 | 0.15867 | 0.15867 | 0.18057 | 0.21254 | 1 | 1 | 1 | 1 | 17.91 | 17.91 | 17.91 | 17.91 | 2683179.4688 | 424981.9463 | 5340880.7781 | 18068682.1773 | 9788497.1661 | 26517724.3706 | 1487854.1647 | 188.1788 | 29.8102 | 194.9073 | 157.8502 | 1464006.0235
440 | MDN | 1 | 2030 | 2028 | 0.1413 | 0.022388 | 0.22699 | 0.60932 | 172.3122 | 172.3122 | 139.0467 | 110.3346 | 151278.6464 | 23968.3574 | 301146.1445 | 1018771.7427 | 1971.1385 | 184476327.0368 | 93588.7166 | 38.816 | 26262.8337 | 0.00041466 | 24.0293 | 24.0293 | 18.1237 | 10.3852 | 18.1352 | 18.1352 | 18.1352 | 18.1352 | 2730125.283 | 432490.4032 | 5434568.4271 | 18385323.3856 | 130.1478 | 130.1478 | 102.7879 | 81.8142 | 154.1771 | 154.1771 | 120.9115 | 92.1994 | 26067163.1833 | 4130041.4693 | 41873385.9827 | 112405736.4015 | 1.1854 | 1.1854 | 1.1771 | 1.1277 | 1.1854 | 1.1854 | 1.1771 | 1.1277 | 1.0717 | 1.0717 | 1.083 | 1.0731 | 0.18084 | 0.18084 | 0.20536 | 0.23709 | 0.18084 | 0.18084 | 0.20536 | 0.23709 | 0.15867 | 0.15867 | 0.18057 | 0.21254 | 1 | 1 | 1 | 1 | 18.1352 | 18.1352 | 18.1352 | 18.1352 | 2730125.283 | 432490.4032 | 5434568.4271 | 18385323.3856 | 9885615.7175 | 26982507.4988 | 1495164.891 | 189.0983 | 29.9604 | 195.8674 | 158.6254 | 1471196.5336
462 | MDN | 1 | 2031 | 2029 | 0.14124 | 0.022381 | 0.22695 | 0.60943 | 172.614 | 172.614 | 139.328 | 110.5973 | 152021.2045 | 24089.4043 | 302635.1472 | 1023794.8506 | 1976.6292 | 185793611.6453 | 93995.1771 | 38.816 | 26460.8161 | 0.00041286 | 24.1272 | 24.1272 | 18.2011 | 10.4441 | 18.339 | 18.339 | 18.339 | 18.339 | 2774301.4802 | 439556.0837 | 5522723.8893 | 18683271.0433 | 130.1478 | 130.1478 | 102.7879 | 81.8142 | 154.275 | 154.275 | 120.989 | 92.2582 | 26240990.8088 | 4158168.8525 | 42165547.8929 | 113228904.0911 | 1.1861 | 1.1861 | 1.1778 | 1.1284 | 1.1861 | 1.1861 | 1.1778 | 1.1284 | 1.0724 | 1.0724 | 1.0837 | 1.0738 | 0.18084 | 0.18084 | 0.20536 | 0.23709 | 0.18084 | 0.18084 | 0.20536 | 0.23709 | 0.15867 | 0.15867 | 0.18057 | 0.21254 | 1 | 1 | 1 | 1 | 18.339 | 18.339 | 18.339 | 18.339 | 2774301.4802 | 439556.0837 | 5522723.8893 | 18683271.0433 | 9983876.8879 | 27419852.4965 | 1502540.6066 | 190.0265 | 30.1118 | 196.8359 | 159.4075 | 1478451.2022
484 | MDN | 1 | 2032 | 2030 | 0.14106 | 0.02236 | 0.22685 | 0.60972 | 173.232 | 173.232 | 139.9253 | 111.1759 | 152718.8428 | 24207.7774 | 304051.4946 | 1028551.1529 | 1986.6233 | 187543996.4115 | 94403.4029 | 38.816 | 26660.2911 | 0.00041107 | 24.2257 | 24.2257 | 18.2789 | 10.5032 | 18.8586 | 18.8586 | 18.8586 | 18.8586 | 2866901.5198 | 454291.5582 | 5707264.1033 | 19307300.0747 | 130.1478 | 130.1478 | 102.7879 | 81.8142 | 154.3734 | 154.3734 | 121.0667 | 92.3174 | 26455792.0003 | 4193561.9135 | 42544499.799 | 114350142.6988 | 1.1868 | 1.1868 | 1.1785 | 1.1291 | 1.1868 | 1.1868 | 1.1785 | 1.1291 | 1.073 | 1.073 | 1.0844 | 1.0744 | 0.18084 | 0.18084 | 0.20536 | 0.23709 | 0.18084 | 0.18084 | 0.20536 | 0.23709 | 0.15867 | 0.15867 | 0.18057 | 0.21254 | 1 | 1 | 1 | 1 | 18.8586 | 18.8586 | 18.8586 | 18.8586 | 2866901.5198 | 454291.5582 | 5707264.1033 | 19307300.0747 | 10077153.7492 | 28335757.256 | 1509529.2676 | 190.8986 | 30.2597 | 197.7571 | 160.1481 | 1485321.4902
506 | MDN | 1 | 2033 | 2031 | 0.14084 | 0.022334 | 0.22673 | 0.6101 | 173.9901 | 173.9901 | 140.665 | 111.8977 | 153398.0652 | 24325.2811 | 305439.0646 | 1033200.4221 | 1998.6566 | 189499430.6738 | 94813.4016 | 38.816 | 26861.2699 | 0.00040929 | 24.3178 | 24.3178 | 18.3525 | 10.5589 | 19.5246 | 19.5246 | 19.5246 | 19.5246 | 2981769.0707 | 472646.3381 | 5936473.367 | 20082014.5045 | 130.1478 | 130.1478 | 102.7879 | 81.8142 | 154.4655 | 154.4655 | 121.1404 | 92.3731 | 26689745.9245 | 4232358.2816 | 42964577.0382 | 115612749.4295 | 1.1875 | 1.1875 | 1.1792 | 1.1297 | 1.1875 | 1.1875 | 1.1792 | 1.1297 | 1.0737 | 1.0737 | 1.085 | 1.075 | 0.18084 | 0.18084 | 0.20536 | 0.23709 | 0.18084 | 0.18084 | 0.20536 | 0.23709 | 0.15867 | 0.15867 | 0.18057 | 0.21254 | 1 | 1 | 1 | 1 | 19.5246 | 19.5246 | 19.5246 | 19.5246 | 2981769.0707 | 472646.3381 | 5936473.367 | 20082014.5045 | 10168557.967 | 29472903.2803 | 1516362.833 | 191.7476 | 30.4066 | 198.6596 | 160.872 | 1492037.5519
528 | MDN | 1 | 2034 | 2032 | 0.14077 | 0.022326 | 0.22669 | 0.61022 | 174.309 | 174.309 | 140.9664 | 112.1815 | 154148.2833 | 24447.9628 | 306945.0694 | 1038279.074 | 2004.4659 | 190875626.6804 | 95225.1809 | 38.816 | 27063.7637 | 0.00040751 | 24.4071 | 24.4071 | 18.4244 | 10.6132 | 19.7541 | 19.7541 | 19.7541 | 19.7541 | 3030245.8102 | 480524.8423 | 6033683.9616 | 20409978.7401 | 130.1478 | 130.1478 | 102.7879 | 81.8142 | 154.5549 | 154.5549 | 121.2123 | 92.4274 | 26869430.6883 | 4261499.5714 | 43268943.5347 | 116475752.886 | 1.1883 | 1.1883 | 1.18 | 1.1304 | 1.1883 | 1.1883 | 1.18 | 1.1304 | 1.0743 | 1.0743 | 1.0857 | 1.0757 | 0.18084 | 0.18084 | 0.20536 | 0.23709 | 0.18084 | 0.18084 | 0.20536 | 0.23709 | 0.15867 | 0.15867 | 0.18057 | 0.21254 | 1 | 1 | 1 | 1 | 19.7541 | 19.7541 | 19.7541 | 19.7541 | 3030245.8102 | 480524.8423 | 6033683.9616 | 20409978.7401 | 10268696.3518 | 29954433.3542 | 1523820.3895 | 192.6854 | 30.56 | 199.6391 | 161.6628 | 1499372.4267
550 | MDN | 1 | 2035 | 2033 | 0.14071 | 0.022319 | 0.22665 | 0.61032 | 174.6094 | 174.6094 | 141.2462 | 112.4427 | 154905.7915 | 24571.4897 | 308464.1533 | 1043403.5984 | 2009.9692 | 192230941.7669 | 95638.7486 | 38.816 | 27267.784 | 0.00040574 | 24.5054 | 24.5054 | 18.5021 | 10.6723 | 19.9562 | 19.9562 | 19.9562 | 19.9562 | 3076220.4337 | 487889.4611 | 6125470.0628 | 20720148.3881 | 130.1478 | 130.1478 | 102.7879 | 81.8142 | 154.6531 | 154.6531 | 121.29 | 92.4865 | 27048000.6186 | 4290412.0164 | 43569392.6894 | 117323136.4425 | 1.189 | 1.189 | 1.1808 | 1.1312 | 1.189 | 1.189 | 1.1808 | 1.1312 | 1.075 | 1.075 | 1.0864 | 1.0764 | 0.18084 | 0.18084 | 0.20536 | 0.23709 | 0.18084 | 0.18084 | 0.20536 | 0.23709 | 0.15867 | 0.15867 | 0.18057 | 0.21254 | 1 | 1 | 1 | 1 | 19.9562 | 19.9562 | 19.9562 | 19.9562 | 3076220.4337 | 487889.4611 | 6125470.0628 | 20720148.3881 | 10370022.6393 | 30409728.3457 | 1531345.0329 | 193.6322 | 30.7144 | 200.6271 | 162.4607 | 1506773.5432
572 | MDN | 1 | 2036 | 2034 | 0.14065 | 0.022313 | 0.22662 | 0.61042 | 174.8912 | 174.8912 | 141.5073 | 112.6851 | 155670.0119 | 24695.8423 | 309995.6643 | 1048571.3204 | 2015.2125 | 193569452.5028 | 96054.1125 | 38.816 | 27473.3423 | 0.00040398 | 24.6042 | 24.6042 | 18.5801 | 10.7316 | 20.1393 | 20.1393 | 20.1393 | 20.1393 | 3119695.8276 | 494852.8601 | 6212255.3523 | 21013429.013 | 130.1478 | 130.1478 | 102.7879 | 81.8142 | 154.7519 | 154.7519 | 121.368 | 92.5458 | 27225318.9067 | 4319086.094 | 43866653.7772 | 118158393.7248 | 1.1898 | 1.1898 | 1.1815 | 1.1319 | 1.1898 | 1.1898 | 1.1815 | 1.1319 | 1.0757 | 1.0757 | 1.0871 | 1.0771 | 0.18084 | 0.18084 | 0.20536 | 0.23709 | 0.18084 | 0.18084 | 0.20536 | 0.23709 | 0.15867 | 0.15867 | 0.18057 | 0.21254 | 1 | 1 | 1 | 1 | 20.1393 | 20.1393 | 20.1393 | 20.1393 | 3119695.8276 | 494852.8601 | 6212255.3523 | 21013429.013 | 10472488.3565 | 30840233.053 | 1538932.8389 | 194.5875 | 30.8698 | 201.6232 | 163.2653 | 1514236.9966
594 | MDN | 1 | 2037 | 2035 | 0.1406 | 0.022307 | 0.22659 | 0.6105 | 175.1557 | 175.1557 | 141.7509 | 112.9099 | 156440.8075 | 24821.0136 | 311539.3879 | 1053781.442 | 2020.2119 | 194892428.5091 | 96471.2803 | 38.816 | 27680.4502 | 0.00040222 | 24.7034 | 24.7034 | 18.6585 | 10.7912 | 20.3045 | 20.3045 | 20.3045 | 20.3045 | 3160808.0482 | 501437.7291 | 6294319.4974 | 21290758.7608 | 130.1478 | 130.1478 | 102.7879 | 81.8142 | 154.8512 | 154.8512 | 121.4463 | 92.6054 | 27401499.7514 | 4347542.1077 | 44160982.4289 | 118982404.2211 | 1.1906 | 1.1906 | 1.1823 | 1.1326 | 1.1906 | 1.1906 | 1.1823 | 1.1326 | 1.0764 | 1.0764 | 1.0878 | 1.0778 | 0.18084 | 0.18084 | 0.20536 | 0.23709 | 0.18084 | 0.18084 | 0.20536 | 0.23709 | 0.15867 | 0.15867 | 0.18057 | 0.21254 | 1 | 1 | 1 | 1 | 20.3045 | 20.3045 | 20.3045 | 20.3045 | 3160808.0482 | 501437.7291 | 6294319.4974 | 21290758.7608 | 10576083.4735 | 31247324.0356 | 1546582.651 | 195.551 | 31.0263 | 202.6272 | 164.0765 | 1521761.6374
616 | MDN | 1 | 2038 | 2036 | 0.14055 | 0.022303 | 0.22657 | 0.61058 | 175.4039 | 175.4039 | 141.978 | 113.1182 | 157218.0565 | 24946.9973 | 313095.1316 | 1059033.2481 | 2024.9821 | 196201038.4785 | 96890.2599 | 38.816 | 27889.1194 | 0.00040047 | 24.8031 | 24.8031 | 18.7371 | 10.851 | 20.453 | 20.453 | 20.453 | 20.453 | 3199686.0706 | 507664.5457 | 6371919.5514 | 21553006.8878 | 130.1478 | 130.1478 | 102.7879 | 81.8142 | 154.9508 | 154.9508 | 121.525 | 92.6652 | 27576653.034 | 4375799.4742 | 44452612.9438 | 119795973.0264 | 1.1913 | 1.1913 | 1.1831 | 1.1334 | 1.1913 | 1.1913 | 1.1831 | 1.1334 | 1.0771 | 1.0771 | 1.0885 | 1.0785 | 0.18084 | 0.18084 | 0.20536 | 0.23709 | 0.18084 | 0.18084 | 0.20536 | 0.23709 | 0.15867 | 0.15867 | 0.18057 | 0.21254 | 1 | 1 | 1 | 1 | 20.453 | 20.453 | 20.453 | 20.453 | 3199686.0706 | 507664.5457 | 6371919.5514 | 21553006.8878 | 10680799.467 | 31632277.0555 | 1554293.4335 | 196.5226 | 31.1837 | 203.6391 | 164.8942 | 1529346.4362
638 | MDN | 1 | 2039 | 2037 | 0.14051 | 0.022299 | 0.22654 | 0.61064 | 175.6367 | 175.6367 | 142.1896 | 113.311 | 158001.6458 | 25073.7879 | 314662.7178 | 1064326.0776 | 2029.537 | 197496390.8152 | 97311.0592 | 38.816 | 28099.3617 | 0.00039874 | 24.9032 | 24.9032 | 18.816 | 10.9111 | 20.5858 | 20.5858 | 20.5858 | 20.5858 | 3236451.8837 | 513552.6938 | 6445298.6595 | 21800995.5601 | 130.1478 | 130.1478 | 102.7879 | 81.8142 | 155.0509 | 155.0509 | 121.6039 | 92.7253 | 27750883.1796 | 4403876.6437 | 44741767.6227 | 120599863.3692 | 1.1921 | 1.1921 | 1.1838 | 1.1341 | 1.1921 | 1.1921 | 1.1838 | 1.1341 | 1.0778 | 1.0778 | 1.0892 | 1.0792 | 0.18084 | 0.18084 | 0.20536 | 0.23709 | 0.18084 | 0.18084 | 0.20536 | 0.23709 | 0.15867 | 0.15867 | 0.18057 | 0.21254 | 1 | 1 | 1 | 1 | 20.5858 | 20.5858 | 20.5858 | 20.5858 | 3236451.8837 | 513552.6938 | 6445298.6595 | 21800995.5601 | 10786628.7467 | 31996298.797 | 1562064.2291 | 197.5021 | 31.3422 | 204.6587 | 165.7183 | 1536990.4413
660 | MDN | 1 | 2040 | 2038 | 0.14048 | 0.022295 | 0.22653 | 0.6107 | 175.8551 | 175.8551 | 142.3867 | 113.4892 | 158791.4711 | 25201.3802 | 316241.9825 | 1069659.3197 | 2033.8897 | 198779537.1315 | 97733.686 | 38.816 | 28311.1889 | 0.000397 | 25.0036 | 25.0036 | 18.8951 | 10.9713 | 20.7037 | 20.7037 | 20.7037 | 20.7037 | 3271220.8651 | 519120.5293 | 6514686.873 | 22035502.5678 | 130.1478 | 130.1478 | 102.7879 | 81.8142 | 155.1514 | 155.1514 | 121.683 | 92.7855 | 27924289.4138 | 4431791.1459 | 45028657.4649 | 121394799.1069 | 1.1929 | 1.1929 | 1.1846 | 1.1348 | 1.1929 | 1.1929 | 1.1846 | 1.1348 | 1.0785 | 1.0785 | 1.09 | 1.0799 | 0.18084 | 0.18084 | 0.20536 | 0.23709 | 0.18084 | 0.18084 | 0.20536 | 0.23709 | 0.15867 | 0.15867 | 0.18057 | 0.21254 | 1 | 1 | 1 | 1 | 20.7037 | 20.7037 | 20.7037 | 20.7037 | 3271220.8651 | 519120.5293 | 6514686.873 | 22035502.5678 | 10893564.5887 | 32340530.8351 | 1569894.1535 | 198.4893 | 31.5017 | 205.6858 | 166.5487 | 1544692.7733
682 | MDN | 1 | 2041 | 2039 | 0.14045 | 0.022292 | 0.22651 | 0.61075 | 176.06 | 176.06 | 142.5702 | 113.6538 | 159587.4354 | 25329.7699 | 317832.7743 | 1075032.4102 | 2038.0527 | 200051475.2294 | 98158.1482 | 38.816 | 28524.6129 | 0.00039528 | 25.1044 | 25.1044 | 18.9745 | 11.0318 | 20.8078 | 20.8078 | 20.8078 | 20.8078 | 3304102.1459 | 524385.4344 | 6580301.8627 | 22257263.7539 | 130.1478 | 130.1478 | 102.7879 | 81.8142 | 155.2522 | 155.2522 | 121.7624 | 92.8459 | 28096966.0294 | 4459559.6376 | 45313482.7586 | 122181466.8038 | 1.1937 | 1.1937 | 1.1854 | 1.1356 | 1.1937 | 1.1937 | 1.1854 | 1.1356 | 1.0792 | 1.0792 | 1.0907 | 1.0806 | 0.18084 | 0.18084 | 0.20536 | 0.23709 | 0.18084 | 0.18084 | 0.20536 | 0.23709 | 0.15867 | 0.15867 | 0.18057 | 0.21254 | 1 | 1 | 1 | 1 | 20.8078 | 20.8078 | 20.8078 | 20.8078 | 3304102.1459 | 524385.4344 | 6580301.8627 | 22257263.7539 | 11001601.0794 | 32666053.1969 | 1577782.3899 | 199.4843 | 31.6622 | 206.7205 | 167.3853 | 1552452.6199
704 | MDN | 1 | 2042 | 2040 | 0.14042 | 0.02229 | 0.2265 | 0.61079 | 176.2523 | 176.2523 | 142.7409 | 113.8055 | 160389.4494 | 25458.9529 | 319434.9538 | 1080444.8286 | 2042.0375 | 201313151.9064 | 98584.454 | 38.816 | 28739.6458 | 0.00039356 | 25.2056 | 25.2056 | 19.0541 | 11.0924 | 20.8989 | 20.8989 | 20.8989 | 20.8989 | 3335198.9523 | 529363.8685 | 6642349.5866 | 22466975.2888 | 130.1478 | 130.1478 | 102.7879 | 81.8142 | 155.3534 | 155.3534 | 121.842 | 92.9066 | 28269002.6389 | 4487197.9462 | 45596433.6358 | 122960517.6855 | 1.1944 | 1.1944 | 1.1862 | 1.1363 | 1.1944 | 1.1944 | 1.1862 | 1.1363 | 1.0799 | 1.0799 | 1.0914 | 1.0813 | 0.18084 | 0.18084 | 0.20536 | 0.23709 | 0.18084 | 0.18084 | 0.20536 | 0.23709 | 0.15867 | 0.15867 | 0.18057 | 0.21254 | 1 | 1 | 1 | 1 | 20.8989 | 20.8989 | 20.8989 | 20.8989 | 3335198.9523 | 529363.8685 | 6642349.5866 | 22466975.2888 | 11110733.0637 | 32973887.6963 | 1585728.1847 | 200.4868 | 31.8237 | 207.7626 | 168.2281 | 1560269.2318
726 | MDN | 1 | 2043 | 2041 | 0.1404 | 0.022288 | 0.22648 | 0.61083 | 176.4326 | 176.4326 | 142.8996 | 113.9451 | 161197.4302 | 25588.9257 | 321048.3928 | 1085896.095 | 2045.8552 | 202565465.5844 | 99012.6112 | 38.816 | 28956.2998 | 0.00039185 | 25.3071 | 25.3071 | 19.134 | 11.1532 | 20.9777 | 20.9777 | 20.9777 | 20.9777 | 3364608.9238 | 534071.4155 | 6701024.9137 | 22665295.7915 | 130.1478 | 130.1478 | 102.7879 | 81.8142 | 155.4549 | 155.4549 | 121.9219 | 92.9674 | 28440484.4115 | 4514721.1122 | 45877690.593 | 123732569.4676 | 1.1952 | 1.1952 | 1.1869 | 1.1371 | 1.1952 | 1.1952 | 1.1869 | 1.1371 | 1.0806 | 1.0806 | 1.0921 | 1.082 | 0.18084 | 0.18084 | 0.20536 | 0.23709 | 0.18084 | 0.18084 | 0.20536 | 0.23709 | 0.15867 | 0.15867 | 0.18057 | 0.21254 | 1 | 1 | 1 | 1 | 20.9777 | 20.9777 | 20.9777 | 20.9777 | 3364608.9238 | 534071.4155 | 6701024.9137 | 22665295.7915 | 11220956.0984 | 33265001.0445 | 1593730.8436 | 201.4968 | 31.9862 | 208.812 | 169.0769 | 1568141.918
748 | MDN | 1 | 2044 | 2042 | 0.14038 | 0.022286 | 0.22647 | 0.61086 | 176.6018 | 176.6018 | 143.0471 | 114.0735 | 162011.3015 | 25719.685 | 322672.9732 | 1091385.7678 | 2049.5161 | 203809268.8627 | 99442.6279 | 38.816 | 29174.587 | 0.00039015 | 25.4089 | 25.4089 | 19.214 | 11.2142 | 21.0452 | 21.0452 | 21.0452 | 21.0452 | 3392424.4205 | 538522.83 | 6756512.2252 | 22852848.376 | 130.1478 | 130.1478 | 102.7879 | 81.8142 | 155.5567 | 155.5567 | 122.0019 | 93.0284 | 28611492.3041 | 4542143.429 | 46157424.9976 | 124498208.1319 | 1.196 | 1.196 | 1.1877 | 1.1378 | 1.196 | 1.196 | 1.1877 | 1.1378 | 1.0813 | 1.0813 | 1.0928 | 1.0827 | 0.18084 | 0.18084 | 0.20536 | 0.23709 | 0.18084 | 0.18084 | 0.20536 | 0.23709 | 0.15867 | 0.15867 | 0.18057 | 0.21254 | 1 | 1 | 1 | 1 | 21.0452 | 21.0452 | 21.0452 | 21.0452 | 3392424.4205 | 538522.83 | 6756512.2252 | 22852848.376 | 11332266.408 | 33540307.8518 | 1601789.7275 | 202.5141 | 32.1496 | 209.8686 | 169.9316 | 1576070.0425
770 | MDN | 1 | 2045 | 2043 | 0.14037 | 0.022285 | 0.22647 | 0.61088 | 176.7606 | 176.7606 | 143.184 | 114.1913 | 162830.9928 | 25851.2281 | 324308.587 | 1096913.4407 | 2053.03 | 205045370.9095 | 99874.5122 | 38.816 | 29394.5198 | 0.00038846 | 25.511 | 25.511 | 19.2943 | 11.2753 | 21.1018 | 21.1018 | 21.1018 | 21.1018 | 3418732.8084 | 542732.0811 | 6808985.9767 | 23030222.5604 | 130.1478 | 130.1478 | 102.7879 | 81.8142 | 155.6588 | 155.6588 | 122.0822 | 93.0895 | 28782103.2782 | 4569478.4818 | 46435799.5622 | 125257989.5873 | 1.1968 | 1.1968 | 1.1885 | 1.1386 | 1.1968 | 1.1968 | 1.1885 | 1.1386 | 1.082 | 1.082 | 1.0935 | 1.0835 | 0.18084 | 0.18084 | 0.20536 | 0.23709 | 0.18084 | 0.18084 | 0.20536 | 0.23709 | 0.15867 | 0.15867 | 0.18057 | 0.21254 | 1 | 1 | 1 | 1 | 21.1018 | 21.1018 | 21.1018 | 21.1018 | 3418732.8084 | 542732.0811 | 6808985.9767 | 23030222.5604 | 11444660.8456 | 33800673.4265 | 1609904.2487 | 203.5387 | 32.314 | 210.9324 | 170.7923 | 1584053.0206
792 | MDN | 1 | 2046 | 2044 | 0.14036 | 0.022285 | 0.22646 | 0.6109 | 176.9096 | 176.9096 | 143.311 | 114.2992 | 163656.4393 | 25983.5528 | 325955.1351 | 1102478.7412 | 2056.4061 | 206274539.7151 | 100308.2722 | 38.816 | 29616.1105 | 0.00038677 | 25.6134 | 25.6134 | 19.3747 | 11.3366 | 21.1484 | 21.1484 | 21.1484 | 21.1484 | 3443616.7278 | 546712.3922 | 6858611.225 | 23197976.0582 | 130.1478 | 130.1478 | 102.7879 | 81.8142 | 155.7612 | 155.7612 | 122.1626 | 93.1508 | 28952390.5042 | 4596739.1831 | 46712968.7918 | 126012441.2361 | 1.1976 | 1.1976 | 1.1893 | 1.1393 | 1.1976 | 1.1976 | 1.1893 | 1.1393 | 1.0827 | 1.0827 | 1.0943 | 1.0842 | 0.18084 | 0.18084 | 0.20536 | 0.23709 | 0.18084 | 0.18084 | 0.20536 | 0.23709 | 0.15867 | 0.15867 | 0.18057 | 0.21254 | 1 | 1 | 1 | 1 | 21.1484 | 21.1484 | 21.1484 | 21.1484 | 3443616.7278 | 546712.3922 | 6858611.225 | 23197976.0582 | 11558136.8554 | 34046916.4032 | 1618073.8684 | 204.5705 | 32.4794 | 212.0033 | 171.6588 | 1592090.3156
814 | MDN | 1 | 2047 | 2045 | 0.14035 | 0.022284 | 0.22646 | 0.61091 | 177.0494 | 177.0494 | 143.4288 | 114.3978 | 164487.5812 | 26116.657 | 327612.527 | 1108081.3277 | 2059.653 | 207497504.2752 | 100743.9161 | 38.816 | 29839.3717 | 0.00038509 | 25.7161 | 25.7161 | 19.4554 | 11.398 | 21.1856 | 21.1856 | 21.1856 | 21.1856 | 3467154.3514 | 550476.2813 | 6905544.1373 | 23356636.5056 | 130.1478 | 130.1478 | 102.7879 | 81.8142 | 155.8638 | 155.8638 | 122.2433 | 93.2122 | 29122423.5607 | 4623937.8081 | 46989079.4175 | 126762063.4889 | 1.1984 | 1.1984 | 1.1901 | 1.1401 | 1.1984 | 1.1984 | 1.1901 | 1.1401 | 1.0835 | 1.0835 | 1.095 | 1.0849 | 0.18084 | 0.18084 | 0.20536 | 0.23709 | 0.18084 | 0.18084 | 0.20536 | 0.23709 | 0.15867 | 0.15867 | 0.18057 | 0.21254 | 1 | 1 | 1 | 1 | 21.1856 | 21.1856 | 21.1856 | 21.1856 | 3467154.3514 | 550476.2813 | 6905544.1373 | 23356636.5056 | 11672692.4387 | 34279811.2756 | 1626298.0929 | 205.6095 | 32.6458 | 213.0813 | 172.5312 | 1600181.4359
836 | MDN | 1 | 2048 | 2046 | 0.14035 | 0.022284 | 0.22645 | 0.61092 | 177.1806 | 177.1806 | 143.5379 | 114.4877 | 165324.3638 | 26250.539 | 329280.6801 | 1113720.8882 | 2062.7788 | 208714956.6351 | 101181.4519 | 38.816 | 30064.3159 | 0.00038342 | 25.819 | 25.819 | 19.5362 | 11.4596 | 21.2139 | 21.2139 | 21.2139 | 21.2139 | 3489419.6252 | 554035.5973 | 6949932.4658 | 23506703.0734 | 130.1478 | 130.1478 | 102.7879 | 81.8142 | 155.9667 | 155.9667 | 122.3241 | 93.2738 | 29292268.6209 | 4651086.0275 | 47264270.803 | 127507331.1837 | 1.1992 | 1.1992 | 1.1909 | 1.1408 | 1.1992 | 1.1992 | 1.1909 | 1.1408 | 1.0842 | 1.0842 | 1.0957 | 1.0856 | 0.18084 | 0.18084 | 0.20536 | 0.23709 | 0.18084 | 0.18084 | 0.20536 | 0.23709 | 0.15867 | 0.15867 | 0.18057 | 0.21254 | 1 | 1 | 1 | 1 | 21.2139 | 21.2139 | 21.2139 | 21.2139 | 3489419.6252 | 554035.5973 | 6949932.4658 | 23506703.0734 | 11788326.1225 | 34500090.7617 | 1634576.471 | 206.6555 | 32.8132 | 214.1663 | 173.4092 | 1608325.9321
858 | MDN | 1 | 2049 | 2047 | 0.14034 | 0.022285 | 0.22645 | 0.61092 | 177.3038 | 177.3038 | 143.6389 | 114.5694 | 166166.7368 | 26385.1974 | 330959.5197 | 1119397.138 | 2065.7914 | 209927553.8267 | 101620.888 | 38.816 | 30290.9559 | 0.00038175 | 25.9221 | 25.9221 | 19.6171 | 11.5213 | 21.2339 | 21.2339 | 21.2339 | 21.2339 | 3510482.4957 | 557401.5552 | 6991915.9962 | 23648647.9879 | 130.1478 | 130.1478 | 102.7879 | 81.8142 | 156.0699 | 156.0699 | 122.405 | 93.3355 | 29461988.6291 | 4678194.9387 | 47538675.3295 | 128248694.9294 | 1.2 | 1.2 | 1.1916 | 1.1416 | 1.2 | 1.2 | 1.1916 | 1.1416 | 1.0849 | 1.0849 | 1.0964 | 1.0863 | 0.18084 | 0.18084 | 0.20536 | 0.23709 | 0.18084 | 0.18084 | 0.20536 | 0.23709 | 0.15867 | 0.15867 | 0.18057 | 0.21254 | 1 | 1 | 1 | 1 | 21.2339 | 21.2339 | 21.2339 | 21.2339 | 3510482.4957 | 557401.5552 | 6991915.9962 | 23648647.9879 | 11905036.9298 | 34708448.035 | 1642908.5919 | 207.7084 | 32.9815 | 215.2582 | 174.2931 | 1616523.3944
880 | MDN | 1 | 2050 | 2048 | 0.14034 | 0.022286 | 0.22645 | 0.61092 | 177.4194 | 177.4194 | 143.7323 | 114.6435 | 167014.6542 | 26520.6314 | 332648.9778 | 1125109.8185 | 2068.6978 | 211135919.7089 | 102062.2326 | 38.816 | 30519.3044 | 0.00038009 | 26.0255 | 26.0255 | 19.6983 | 11.5832 | 21.2462 | 21.2462 | 21.2462 | 21.2462 | 3530409.1246 | 560584.7693 | 7031626.9728 | 23782917.9731 | 130.1478 | 130.1478 | 102.7879 | 81.8142 | 156.1732 | 156.1732 | 122.4862 | 93.3974 | 29631643.4696 | 4705275.0957 | 47812418.7621 | 128986582.3816 | 1.2008 | 1.2008 | 1.1924 | 1.1423 | 1.2008 | 1.2008 | 1.1924 | 1.1423 | 1.0856 | 1.0856 | 1.0972 | 1.087 | 0.18084 | 0.18084 | 0.20536 | 0.23709 | 0.18084 | 0.18084 | 0.20536 | 0.23709 | 0.15867 | 0.15867 | 0.18057 | 0.21254 | 1 | 1 | 1 | 1 | 21.2462 | 21.2462 | 21.2462 | 21.2462 | 3530409.1246 | 560584.7693 | 7031626.9728 | 23782917.9731 | 12022824.3534 | 34905538.8397 | 1651294.0819 | 208.7683 | 33.1508 | 216.3571 | 175.1825 | 1624773.4505
902 | MDN | 1 | 2051 | 2049 | 0.14035 | 0.022287 | 0.22646 | 0.61091 | 177.528 | 177.528 | 143.8186 | 114.7105 | 167868.0743 | 26656.84 | 334348.9933 | 1130858.6954 | 2071.505 | 212340646.7343 | 102505.494 | 38.816 | 30749.3743 | 0.00037844 | 26.1291 | 26.1291 | 19.7796 | 11.6451 | 21.2512 | 21.2512 | 21.2512 | 21.2512 | 3549262.0946 | 563595.2849 | 7069190.5049 | 23909935.6288 | 130.1478 | 130.1478 | 102.7879 | 81.8142 | 156.2768 | 156.2768 | 122.5674 | 93.4593 | 29801290.1287 | 4732336.5373 | 48085620.601 | 129721399.4674 | 1.2016 | 1.2016 | 1.1932 | 1.1431 | 1.2016 | 1.2016 | 1.1932 | 1.1431 | 1.0863 | 1.0863 | 1.0979 | 1.0878 | 0.18084 | 0.18084 | 0.20536 | 0.23709 | 0.18084 | 0.18084 | 0.20536 | 0.23709 | 0.15867 | 0.15867 | 0.18057 | 0.21254 | 1 | 1 | 1 | 1 | 21.2512 | 21.2512 | 21.2512 | 21.2512 | 3549262.0946 | 563595.2849 | 7069190.5049 | 23909935.6288 | 12141688.3298 | 35091983.5132 | 1659732.603 | 209.8351 | 33.321 | 217.4628 | 176.0776 | 1633075.763
10 | OTA | 1 | 2010 | 2008 | 0.26554 | 0.0035594 | 0.24069 | 0.49022 | 342.2623 | 231.1975 | 176.3183 | 124.8241 | 1183840.102 | 23492.416 | 2082989.604 | 5992615.803 | 2749.7146 | 1525907390 | 554933 | 103.966 | 67726.9897 | 0.00018735 | -9.0678 | -9.0678 | 0.8701 | -6.9367 | 111.0648 | 0 | 0 | 0 | 131482974.7 | 0 | 0 | 0 | 240.2653 | 240.2653 | 175.4482 | 131.7608 | 231.1975 | 231.1975 | 176.3183 | 124.8241 | 405183830.1 | 5431387.519 | 367269199.5 | 748022973.2 | 1.1113 | 1.1113 | 1.1213 | 1.0903 | 1.1113 | 1.1113 | 1.1213 | 1.0903 | 1.0673 | 1.0673 | 1.0816 | 0.8506 | 0.16033 | 0.16033 | 0.18833 | 0.21767 | 0.16033 | 0.16033 | 0.18833 | 0.21767 | 0.15867 | 0.15867 | 0.18057 | 0.039176 | 1 | 1 | 1 | 0.99997 | 102.041 | 0 | 0 | 0 | 120800191.5 | 0 | 0 | 0 | 73667097.2627 | 120800191.5 | 9282937.925 | 1479.8001 | 29.3655 | 1354.79 | 933.0659 | 9259445.509
11 | OTA | 1 | 2011 | 2009 | 0.42207 | 0.0022498 | 0.2113 | 0.36438 | 243.2742 | 137.0155 | 73.6998 | 44.7901 | 1219108.248 | 11537.799 | 2014574.619 | 5716394.68 | 1253.5859 | 702670001.8 | 560528 | 18.116 | 63734.4264 | 3.23e-05 | 38.5334 | 38.5334 | 13.507 | 6.9648 | 106.2587 | 0 | 0 | 0 | 129540866.1 | 0 | 0 | 0 | 98.4821 | 98.4821 | 60.1927 | 37.8253 | 137.0155 | 137.0155 | 73.6998 | 44.7901 | 296577575.6 | 1580857.141 | 148473667.1 | 256037902 | 1.1113 | 1.1113 | 1.1213 | 1.0903 | 1.1113 | 1.1113 | 1.1213 | 1.0903 | 1.0673 | 1.0673 | 1.0816 | 0.8506 | 0.16033 | 0.16033 | 0.18833 | 0.21767 | 0.16033 | 0.16033 | 0.18833 | 0.21767 | 0.15867 | 0.15867 | 0.18057 | 0.039176 | 1 | 1 | 1 | 0.99997 | 103.0186 | 0 | 0 | 0 | 125590780.8 | 0 | 0 | 0 | 23805262.6203 | 125590780.8 | 8961615.346 | 1523.8853 | 14.4222 | 1310.2924 | 890.0576 | 8950077.547
12 | OTA | 1 | 2012 | 2010 | 0.31481 | 0.0017224 | 0.21373 | 0.46974 | 220.1982 | 113.9735 | 88.3049 | 68.5748 | 1194459.817 | 12626.28 | 2022159.978 | 5723124.948 | 1478.0612 | 835485938.3 | 565258 | 23.672 | 62171.927 | 4.19e-05 | 22.8628 | 22.8628 | 12.7091 | 4.4716 | 106.2246 | 0 | 0 | 0 | 126881070.6 | 0 | 0 | 0 | 91.1108 | 91.1108 | 75.5959 | 64.1032 | 113.9735 | 113.9735 | 88.3049 | 68.5748 | 263017883.3 | 1439061.818 | 178566720.9 | 392462272.3 | 1.1113 | 1.1113 | 1.1213 | 1.0903 | 1.1113 | 1.1113 | 1.1213 | 1.0903 | 1.0673 | 1.0673 | 1.0816 | 0.8506 | 0.16033 | 0.16033 | 0.18833 | 0.21767 | 0.16033 | 0.16033 | 0.18833 | 0.21767 | 0.15867 | 0.15867 | 0.18057 | 0.039176 | 1 | 1 | 1 | 0.99997 | 103.8912 | 0 | 0 | 0 | 124093876.7 | 0 | 0 | 0 | 31902347.843 | 124093876.7 | 8952371.023 | 1493.0748 | 15.7829 | 1315.226 | 891.1055 | 8939744.743
13 | OTA | 1 | 2013 | 2011 | 0.31551 | 0.0017318 | 0.23855 | 0.44421 | 201.6711 | 99.014 | 90.3196 | 59.252 | 1210772.119 | 13536.388 | 2044067.503 | 5802141.657 | 1357.4052 | 773925948.3 | 570151 | 23.954 | 58130.7963 | 4.2e-05 | 11.946 | 11.946 | 18.5222 | 9.7394 | 102.657 | 0 | 0 | 0 | 124294273.6 | 0 | 0 | 0 | 87.068 | 87.068 | 71.7975 | 49.5126 | 99.014 | 99.014 | 90.3196 | 59.252 | 244177707 | 1340292.4 | 184619387.3 | 343788561.6 | 1.1113 | 1.1113 | 1.1213 | 1.0903 | 1.1113 | 1.1113 | 1.1213 | 1.0903 | 1.0673 | 1.0673 | 1.0816 | 0.8506 | 0.16033 | 0.16033 | 0.18833 | 0.21767 | 0.16033 | 0.16033 | 0.18833 | 0.21767 | 0.15867 | 0.15867 | 0.18057 | 0.039176 | 1 | 1 | 1 | 0.99997 | 103.6997 | 0 | 0 | 0 | 125556755.3 | 0 | 0 | 0 | 27746869.816 | 125556755.3 | 9070517.667 | 1513.4651 | 16.9205 | 1329.4748 | 903.4086 | 9056981.279
14 | OTA | 1 | 2014 | 2012 | 0.2667 | 0.0017023 | 0.22741 | 0.50419 | 234.1078 | 127.2878 | 118.1656 | 91.1493 | 1205481.349 | 14151.662 | 2036496.137 | 5853206.546 | 1844.0955 | 1058173320 | 573817 | 23.732 | 58641.6158 | 4.14e-05 | -1.9251 | -1.9251 | 0.11189 | -3.0433 | 106.8201 | 0 | 0 | 0 | 128769617.3 | 0 | 0 | 0 | 129.2128 | 129.2128 | 118.0538 | 94.1926 | 127.2878 | 127.2878 | 118.1656 | 91.1493 | 282212629.9 | 1801333.262 | 240643885.4 | 533515471.1 | 1.1113 | 1.1113 | 1.1213 | 1.0903 | 1.1113 | 1.1113 | 1.1213 | 1.0903 | 1.0673 | 1.0673 | 1.0816 | 0.8506 | 0.16033 | 0.16033 | 0.18833 | 0.21767 | 0.16033 | 0.16033 | 0.18833 | 0.21767 | 0.15867 | 0.15867 | 0.18057 | 0.039176 | 1 | 1 | 1 | 0.99997 | 108.015 | 0 | 0 | 0 | 130210022.7 | 0 | 0 | 0 | 48157880.8984 | 130210022.7 | 9109335.694 | 1506.8517 | 17.6896 | 1324.5503 | 911.3595 | 9095184.032
15 | OTA | 1 | 2015 | 2013 | 0.29999 | 0.001175 | 0.21404 | 0.4848 | 232.6878 | 92.2807 | 98.5446 | 77.7933 | 1198370.529 | 11835.734 | 2018873.042 | 5792560.62 | 1606.2751 | 929509631.8 | 578674 | 19.672 | 60545.2385 | 3.4e-05 | 9.9471 | 9.9471 | 11.2233 | 6.2391 | 140.4071 | 0 | 0 | 0 | 168259717.5 | 0 | 0 | 0 | 82.3336 | 82.3336 | 87.3213 | 71.5541 | 92.2807 | 92.2807 | 98.5446 | 77.7933 | 278846160.9 | 1092209.543 | 198949032.7 | 450622228.7 | 1.1113 | 1.1113 | 1.1213 | 1.0903 | 1.1113 | 1.1113 | 1.1213 | 1.0903 | 1.0673 | 1.0673 | 1.0816 | 0.8506 | 0.16033 | 0.16033 | 0.18833 | 0.21767 | 0.16033 | 0.16033 | 0.18833 | 0.21767 | 0.15867 | 0.15867 | 0.18057 | 0.039176 | 1 | 1 | 1 | 0.99997 | 124.8712 | 0 | 0 | 0 | 149641909.1 | 0 | 0 | 0 | 34908518.5908 | 149641909.1 | 9021639.925 | 1497.9632 | 14.7947 | 1313.0882 | 901.9168 | 9009804.191
16 | OTA | 1 | 2016 | 2014 | 0.32041 | 0.0014898 | 0.2053 | 0.4728 | 238.5344 | 102.5865 | 90.8477 | 72.9238 | 1193017.741 | 12898.279 | 2007046.838 | 5758369.421 | 1518.6941 | 888156581.9 | 584816 | 20.644 | 59114.3708 | 3.53e-05 | 12.2391 | 12.2391 | 11.1608 | 6.1424 | 135.9479 | 0 | 0 | 0 | 162188237.4 | 0 | 0 | 0 | 90.3474 | 90.3474 | 79.6869 | 66.7814 | 102.5865 | 102.5865 | 90.8477 | 72.9238 | 284575753.2 | 1323189.313 | 182335599.5 | 419922039.9 | 1.1113 | 1.1113 | 1.1213 | 1.0903 | 1.1113 | 1.1113 | 1.1213 | 1.0903 | 1.0673 | 1.0673 | 1.0816 | 0.8506 | 0.16033 | 0.16033 | 0.18833 | 0.21767 | 0.16033 | 0.16033 | 0.18833 | 0.21767 | 0.15867 | 0.15867 | 0.18057 | 0.039176 | 1 | 1 | 1 | 0.99997 | 138.7734 | 0 | 0 | 0 | 165559184.9 | 0 | 0 | 0 | 33071840.7717 | 165559184.9 | 8971332.279 | 1491.2722 | 16.1228 | 1305.3963 | 896.5931 | 8958434
17 | OTA | 1 | 2017 | 2015 | 0.31903 | 0.0011517 | 0.19024 | 0.48958 | 236.8317 | 81.0058 | 84.2807 | 75.5139 | 1221458.225 | 12891.635 | 2046758.522 | 5878669.56 | 1532.0729 | 906748129.1 | 591844 | 34.412 | 61599.4076 | 5.81e-05 | 8.3689 | 8.3689 | 7.205 | 3.3014 | 155.8258 | 0 | 0 | 0 | 190334737.4 | 0 | 0 | 0 | 72.6369 | 72.6369 | 77.0757 | 72.2125 | 81.0058 | 81.0058 | 84.2807 | 75.5139 | 289279980.6 | 1044297.656 | 172502332.9 | 443921517.9 | 1.1113 | 1.1113 | 1.1213 | 1.0903 | 1.1113 | 1.1113 | 1.1213 | 1.0903 | 1.0673 | 1.0673 | 1.0816 | 0.8506 | 0.16033 | 0.16033 | 0.18833 | 0.21767 | 0.16033 | 0.16033 | 0.18833 | 0.21767 | 0.15867 | 0.15867 | 0.18057 | 0.039176 | 1 | 1 | 1 | 0.99997 | 147.0038 | 0 | 0 | 0 | 179559042.4 | 0 | 0 | 0 | 33683815.4017 | 179559042.4 | 9159777.942 | 1526.8228 | 16.1145 | 1331.2251 | 915.3242 | 9146886.307
18 | OTA | 1 | 2018 | 2016 | 0.34843 | 0.0017096 | 0.17637 | 0.4735 | 243.7392 | 93.6701 | 72.8413 | 67.4065 | 1187312.464 | 15159.329 | 2011014.775 | 5834411.761 | 1386.2051 | 830576650.6 | 599173 | 27.548 | 64180.1896 | 4.6e-05 | 18.189 | 18.189 | 9.5095 | 6.605 | 150.0691 | 0 | 0 | 0 | 178178915.2 | 0 | 0 | 0 | 75.481 | 75.481 | 63.3318 | 60.8015 | 93.6701 | 93.6701 | 72.8413 | 67.4065 | 289394549.8 | 1419975.319 | 146484924.3 | 393277201.3 | 1.1113 | 1.1113 | 1.1213 | 1.0903 | 1.1113 | 1.1113 | 1.1213 | 1.0903 | 1.0673 | 1.0673 | 1.0816 | 0.8506 | 0.16033 | 0.16033 | 0.18833 | 0.21767 | 0.16033 | 0.16033 | 0.18833 | 0.21767 | 0.15867 | 0.15867 | 0.18057 | 0.039176 | 1 | 1 | 1 | 0.99997 | 155.4178 | 0 | 0 | 0 | 184529480.6 | 0 | 0 | 0 | 28738069.1826 | 184529480.6 | 9047898.329 | 1484.1406 | 18.9492 | 1307.9771 | 908.4331 | 9032739
19 | OTA | 1 | 2019 | 2017 | 0.3889 | 0.002775 | 0.19964 | 0.40868 | 276.7283 | 137.5031 | 83.8998 | 58.7802 | 1180527.262 | 16952.739 | 1998874.563 | 5840465.686 | 1385.5632 | 840025383.2 | 606270 | 26.366 | 64774.5132 | 4.35e-05 | 5.9531 | 5.9531 | 6.373 | 4.7371 | 139.2252 | 0 | 0 | 0 | 164359096.1 | 0 | 0 | 0 | 131.55 | 131.55 | 77.5268 | 54.0431 | 137.5031 | 137.5031 | 83.8998 | 58.7802 | 326685273.6 | 2331054.444 | 167705105.9 | 343303949.2 | 1.1113 | 1.1113 | 1.1213 | 1.0903 | 1.1113 | 1.1113 | 1.1213 | 1.0903 | 1.0673 | 1.0673 | 1.0816 | 0.8506 | 0.16033 | 0.16033 | 0.18833 | 0.21767 | 0.16033 | 0.16033 | 0.18833 | 0.21767 | 0.15867 | 0.15867 | 0.18057 | 0.039176 | 1 | 1 | 1 | 0.99997 | 150.6425 | 0 | 0 | 0 | 177837607.4 | 0 | 0 | 0 | 32301555.3154 | 177837607.4 | 9036820.25 | 1475.6591 | 21.1909 | 1300.081 | 909.3757 | 9019867.511
221 | OTA | 1 | 2020 | 2018 | 0.30342 | 0.0019889 | 0.21278 | 0.48181 | 293.4516 | 144.6334 | 115.2599 | 89.2056 | 1170821.4621 | 14527.6087 | 1950277.6077 | 5705921.7668 | 1720.9688 | 1056431968.9642 | 613858.8774 | 26.366 | 65367.4481 | 4.2955e-05 | 14.4856 | 14.4856 | 12.472 | 7.3914 | 148.8182 | 0 | 0 | 0 | 151201952.0952 | 0 | 0 | 0 | 130.1478 | 130.1478 | 102.7879 | 81.8142 | 144.6334 | 144.6334 | 115.2599 | 89.2056 | 320541830.7289 | 2101177.3134 | 224788710.1538 | 509000250.768 | 1.1101 | 1.1101 | 1.1178 | 1.0871 | 1.1101 | 1.1101 | 1.1178 | 1.0871 | 1.0661 | 1.0661 | 1.0782 | 0.84962 | 0.16033 | 0.16033 | 0.18833 | 0.21767 | 0.16033 | 0.16033 | 0.18833 | 0.21767 | 0.15867 | 0.15867 | 0.18057 | 0.039176 | 1 | 1 | 1 | 0.99997 | 158.4848 | 0 | 0 | 0 | 187095645.9953 | 0 | 0 | 0 | 40520851.2761 | 187095645.9953 | 8841548.4453 | 1463.5268 | 18.1595 | 1268.4732 | 888.4269 | 8827020.8366
243 | OTA | 1 | 2021 | 2019 | 0.31519 | 0.0019395 | 0.20914 | 0.47373 | 285.8631 | 144.4788 | 114.8956 | 88.9385 | 1188037.2672 | 14585.7241 | 1977859.7887 | 5787540.1073 | 1748.1623 | 1086557597.0525 | 621542.7473 | 26.366 | 65965.8106 | 4.2418e-05 | 14.331 | 14.331 | 12.1077 | 7.1243 | 141.3843 | 0 | 0 | 0 | 170821810.8606 | 0 | 0 | 0 | 130.1478 | 130.1478 | 102.7879 | 81.8142 | 144.4788 | 144.4788 | 114.8956 | 88.9385 | 342468017.0795 | 2107328.0043 | 227247317.5758 | 514734934.393 | 1.1122 | 1.1122 | 1.1198 | 1.0891 | 1.1122 | 1.1122 | 1.1198 | 1.0891 | 1.0682 | 1.0682 | 1.0802 | 0.85023 | 0.16033 | 0.16033 | 0.18833 | 0.21767 | 0.16033 | 0.16033 | 0.18833 | 0.21767 | 0.15867 | 0.15867 | 0.18057 | 0.039176 | 1 | 1 | 1 | 0.99997 | 148.8182 | 0 | 0 | 0 | 174239521.9807 | 0 | 0 | 0 | 41953448.4551 | 174239521.9807 | 8968022.8872 | 1485.0466 | 18.2322 | 1286.4129 | 901.1351 | 8953437.1632
265 | OTA | 1 | 2022 | 2020 | 0.3104 | 0.0019363 | 0.21059 | 0.47707 | 281.2797 | 144.755 | 115.1068 | 89.1038 | 1204855.9985 | 14658.3671 | 2004792.2713 | 5867105.3036 | 1741.2562 | 1095812212.6491 | 629322.7986 | 26.366 | 66569.6504 | 4.1887e-05 | 14.6072 | 14.6072 | 12.3189 | 7.2897 | 136.5247 | 0 | 0 | 0 | 165734528.9551 | 0 | 0 | 0 | 130.1478 | 130.1478 | 102.7879 | 81.8142 | 144.755 | 144.755 | 115.1068 | 89.1038 | 340143436.346 | 2121871.6607 | 230765235.2568 | 522781669.3857 | 1.1143 | 1.1143 | 1.1218 | 1.091 | 1.1143 | 1.1143 | 1.1218 | 1.0911 | 1.0701 | 1.0701 | 1.0821 | 0.85081 | 0.16033 | 0.16033 | 0.18833 | 0.21767 | 0.16033 | 0.16033 | 0.18833 | 0.21767 | 0.15867 | 0.15867 | 0.18057 | 0.039176 | 1 | 1 | 1 | 0.99997 | 141.3843 | 0 | 0 | 0 | 167969772.9942 | 0 | 0 | 0 | 43364056.9167 | 167969772.9942 | 9091411.9404 | 1506.07 | 18.323 | 1303.9299 | 913.5236 | 9076753.5733
287 | OTA | 1 | 2023 | 2021 | 0.30879 | 0.0019376 | 0.21107 | 0.4782 | 279.6963 | 145.0214 | 115.3106 | 89.2631 | 1221200.4937 | 14829.4682 | 2031694.7242 | 5946031.8925 | 1741.8735 | 1109922216.2881 | 637200.2353 | 26.366 | 67179.0177 | 4.1363e-05 | 14.8736 | 14.8736 | 12.5227 | 7.4489 | 134.6749 | 0 | 0 | 0 | 165634349.7851 | 0 | 0 | 0 | 130.1478 | 130.1478 | 102.7879 | 81.8142 | 145.0214 | 145.0214 | 115.3106 | 89.2631 | 342734536.4493 | 2150590.008 | 234275874.8272 | 530761215.0036 | 1.1162 | 1.1162 | 1.1238 | 1.093 | 1.1162 | 1.1162 | 1.1238 | 1.093 | 1.072 | 1.072 | 1.084 | 0.85138 | 0.16033 | 0.16033 | 0.18833 | 0.21767 | 0.16033 | 0.16033 | 0.18833 | 0.21767 | 0.15867 | 0.15867 | 0.18057 | 0.039176 | 1 | 1 | 1 | 0.99997 | 136.5247 | 0 | 0 | 0 | 164492661.3505 | 0 | 0 | 0 | 44772599.1761 | 164492661.3505 | 9213756.5786 | 1526.5006 | 18.5368 | 1321.4275 | 925.8127 | 9198927.1105
309 | OTA | 1 | 2024 | 2022 | 0.18145 | 0.0014947 | 0.24231 | 0.57475 | 165.0045 | 165.0045 | 135.2391 | 109.1465 | 1251594.4477 | 10310.2083 | 2039283.678 | 5993567.6868 | 1764.1501 | 1138187789.8195 | 645176.2765 | 26.366 | 67793.963 | 4.0845e-05 | 15.1294 | 15.1294 | 12.7238 | 7.605 | 19.7273 | 19.7273 | 19.7273 | 19.7273 | 24091021.8005 | 292545.7717 | 40079906.7345 | 117299317.0931 | 130.1478 | 130.1478 | 102.7879 | 81.8142 | 145.2771 | 145.2771 | 115.5117 | 89.4192 | 206518665.6652 | 1701230.357 | 275790793.9341 | 654177099.8632 | 1.1199 | 1.1199 | 1.1243 | 1.0941 | 1.1199 | 1.1199 | 1.1243 | 1.0941 | 1.0755 | 1.0755 | 1.0845 | 0.85173 | 0.16033 | 0.16033 | 0.18833 | 0.21767 | 0.16033 | 0.16033 | 0.18833 | 0.21767 | 0.15867 | 0.15867 | 0.18057 | 0.039176 | 1 | 1 | 1 | 0.99997 | 19.7273 | 19.7273 | 19.7273 | 19.7273 | 24091021.8005 | 292545.7717 | 40079906.7345 | 117299317.0931 | 45861390.0244 | 181762791.3997 | 9294756.0209 | 1564.4931 | 12.8878 | 1326.3634 | 933.2141 | 9284445.8125
331 | OTA | 1 | 2025 | 2023 | 0.18184 | 0.0015029 | 0.24217 | 0.57448 | 165.2643 | 165.2643 | 135.085 | 109.0293 | 1268648.0966 | 10484.967 | 2066998.7979 | 6075047.3068 | 1764.9749 | 1152973653.7875 | 653252.1563 | 26.366 | 68414.5374 | 4.0334e-05 | 15.5994 | 15.5994 | 12.7799 | 7.6979 | 19.5172 | 19.5172 | 19.5172 | 19.5172 | 24427566.1483 | 201225.9616 | 39801021.0337 | 116977405.419 | 130.1478 | 130.1478 | 102.7879 | 81.8142 | 145.7472 | 145.7472 | 115.5678 | 89.5121 | 209662286.1231 | 1732791.1132 | 279220480.1104 | 662358096.4407 | 1.1218 | 1.1218 | 1.1263 | 1.096 | 1.1218 | 1.1218 | 1.1263 | 1.096 | 1.0774 | 1.0774 | 1.0864 | 0.8523 | 0.16033 | 0.16033 | 0.18833 | 0.21767 | 0.16033 | 0.16033 | 0.18833 | 0.21767 | 0.15867 | 0.15867 | 0.18057 | 0.039176 | 1 | 1 | 1 | 0.99997 | 19.5172 | 19.5172 | 19.5172 | 19.5172 | 24427566.1483 | 201225.9616 | 39801021.0337 | 116977405.419 | 47340396.693 | 181407218.5625 | 9421179.1684 | 1585.8101 | 13.1062 | 1344.3895 | 945.9007 | 9410694.2014
353 | OTA | 1 | 2026 | 2024 | 0.18198 | 0.001504 | 0.24223 | 0.57429 | 165.2243 | 165.2243 | 134.9909 | 108.8893 | 1285970.9832 | 10628.3103 | 2095169.4612 | 6157939.8172 | 1765.2565 | 1167592087.1137 | 661429.1246 | 26.366 | 69040.7925 | 3.9829e-05 | 15.8576 | 15.8576 | 12.9841 | 7.8561 | 19.2189 | 19.2189 | 19.2189 | 19.2189 | 24382065.5966 | 201509.9013 | 39725516.0144 | 116755940.6983 | 130.1478 | 130.1478 | 102.7879 | 81.8142 | 146.0053 | 146.0053 | 115.772 | 89.6703 | 212473628.6735 | 1756054.9027 | 282828884.7271 | 670533518.8105 | 1.1238 | 1.1238 | 1.1283 | 1.098 | 1.1238 | 1.1238 | 1.1283 | 1.098 | 1.0793 | 1.0793 | 1.0884 | 0.85289 | 0.16033 | 0.16033 | 0.18833 | 0.21767 | 0.16033 | 0.16033 | 0.18833 | 0.21767 | 0.15867 | 0.15867 | 0.18057 | 0.039176 | 1 | 1 | 1 | 0.99997 | 19.2189 | 19.2189 | 19.2189 | 19.2189 | 24382065.5966 | 201509.9013 | 39725516.0144 | 116755940.6983 | 48857481.5128 | 181065032.2107 | 9549708.5719 | 1607.4637 | 13.2854 | 1362.7118 | 958.8073 | 9539080.2616
375 | OTA | 1 | 2027 | 2025 | 0.182 | 0.0015057 | 0.24224 | 0.57425 | 165.4625 | 165.4625 | 135.1751 | 109.0274 | 1303188.2161 | 10781.2003 | 2123220.3019 | 6240379.7225 | 1769.1154 | 1184791495.1658 | 669708.4466 | 26.366 | 69672.7801 | 3.933e-05 | 16.1168 | 16.1168 | 13.1892 | 8.0152 | 19.198 | 19.198 | 19.198 | 19.198 | 24688066.9449 | 204042.2676 | 40223056.8153 | 118220109.5023 | 130.1478 | 130.1478 | 102.7879 | 81.8142 | 146.2645 | 146.2645 | 115.9771 | 89.8294 | 215628799.2956 | 1783884.5078 | 287006547.9087 | 680372263.4537 | 1.1258 | 1.1258 | 1.1303 | 1.0999 | 1.1258 | 1.1258 | 1.1303 | 1.0999 | 1.0812 | 1.0812 | 1.0902 | 0.85346 | 0.16033 | 0.16033 | 0.18833 | 0.21767 | 0.16033 | 0.16033 | 0.18833 | 0.21767 | 0.15867 | 0.15867 | 0.18057 | 0.039176 | 1 | 1 | 1 | 0.99997 | 19.198 | 19.198 | 19.198 | 19.198 | 24688066.9449 | 204042.2676 | 40223056.8153 | 118220109.5023 | 50379551.6988 | 183335275.5301 | 9677569.4408 | 1628.9853 | 13.4765 | 1380.9563 | 971.6434 | 9666788.2405
397 | OTA | 1 | 2028 | 2026 | 0.18193 | 0.0015077 | 0.24221 | 0.57435 | 165.9224 | 165.9224 | 135.5823 | 109.3891 | 1320358.1214 | 10942.2961 | 2151238.2017 | 6322638.0708 | 1775.8521 | 1204190052.3455 | 678091.4035 | 26.366 | 70310.5529 | 3.8838e-05 | 16.3713 | 16.3713 | 13.3911 | 8.1715 | 19.4034 | 19.4034 | 19.4034 | 19.4034 | 25286223.0089 | 209191.4514 | 41197596.3163 | 121084300.3167 | 130.1478 | 130.1478 | 102.7879 | 81.8142 | 146.5191 | 146.5191 | 116.179 | 89.9857 | 219077049.8822 | 1815572.5372 | 291669885.0386 | 691627544.8875 | 1.1277 | 1.1277 | 1.1322 | 1.1018 | 1.1277 | 1.1277 | 1.1322 | 1.1018 | 1.083 | 1.083 | 1.0921 | 0.85402 | 0.16033 | 0.16033 | 0.18833 | 0.21767 | 0.16033 | 0.16033 | 0.18833 | 0.21767 | 0.15867 | 0.15867 | 0.18057 | 0.039176 | 1 | 1 | 1 | 0.99997 | 19.4034 | 19.4034 | 19.4034 | 19.4034 | 25286223.0089 | 209191.4514 | 41197596.3163 | 121084300.3167 | 51911289.8941 | 187777311.0932 | 9805176.69 | 1650.4477 | 13.6779 | 1399.1793 | 984.4512 | 9794234.3939
419 | OTA | 1 | 2029 | 2027 | 0.18195 | 0.0015093 | 0.24222 | 0.57432 | 166.1559 | 166.1559 | 135.7642 | 109.5258 | 1338038.9554 | 11099.3636 | 2180045.4121 | 6407299.1985 | 1779.6983 | 1221903978.504 | 686579.2926 | 26.366 | 70954.1638 | 3.8352e-05 | 16.6223 | 16.6223 | 13.5904 | 8.3257 | 19.3859 | 19.3859 | 19.3859 | 19.3859 | 25596308.224 | 212126.0729 | 41703652.3497 | 122569922.6746 | 130.1478 | 130.1478 | 102.7879 | 81.8142 | 146.77 | 146.77 | 116.3783 | 90.1399 | 222323109.1258 | 1844225.1029 | 295972032.3588 | 701764611.9165 | 1.1297 | 1.1297 | 1.1342 | 1.1037 | 1.1297 | 1.1297 | 1.1342 | 1.1037 | 1.0849 | 1.0849 | 1.094 | 0.85459 | 0.16033 | 0.16033 | 0.18833 | 0.21767 | 0.16033 | 0.16033 | 0.18833 | 0.21767 | 0.15867 | 0.15867 | 0.18057 | 0.039176 | 1 | 1 | 1 | 0.99997 | 19.3859 | 19.3859 | 19.3859 | 19.3859 | 25596308.224 | 212126.0729 | 41703652.3497 | 122569922.6746 | 53500849.3508 | 190082009.3212 | 9936482.9296 | 1672.5487 | 13.8742 | 1417.9157 | 997.6332 | 9925383.5659
441 | OTA | 1 | 2030 | 2028 | 0.18197 | 0.0015109 | 0.24223 | 0.57429 | 166.389 | 166.389 | 135.9443 | 109.6603 | 1355959.3595 | 11258.7215 | 2209242.0656 | 6493106.28 | 1783.5257 | 1239859648.2456 | 695173.4274 | 26.366 | 71603.6661 | 3.7872e-05 | 16.8778 | 16.8778 | 13.793 | 8.4826 | 19.3634 | 19.3634 | 19.3634 | 19.3634 | 25909027.0639 | 214921.7789 | 42213162.2974 | 124067305.8695 | 130.1478 | 130.1478 | 102.7879 | 81.8142 | 147.0255 | 147.0255 | 116.5809 | 90.2968 | 225616696.8387 | 1873327.2037 | 300333873.3474 | 712035750.8558 | 1.1316 | 1.1316 | 1.1362 | 1.1056 | 1.1316 | 1.1316 | 1.1362 | 1.1056 | 1.0868 | 1.0868 | 1.0959 | 0.85516 | 0.16033 | 0.16033 | 0.18833 | 0.21767 | 0.16033 | 0.16033 | 0.18833 | 0.21767 | 0.15867 | 0.15867 | 0.18057 | 0.039176 | 1 | 1 | 1 | 0.99997 | 19.3634 | 19.3634 | 19.3634 | 19.3634 | 25909027.0639 | 214921.7789 | 42213162.2974 | 124067305.8695 | 55125480.612 | 192404417.0097 | 10069566.4267 | 1694.9492 | 14.0734 | 1436.9054 | 1010.9936 | 10058307.7052
463 | OTA | 1 | 2031 | 2029 | 0.18199 | 0.0015125 | 0.24224 | 0.57425 | 166.6215 | 166.6215 | 136.1238 | 109.794 | 1374120.9048 | 11420.3323 | 2238831.4028 | 6580067.734 | 1787.35 | 1258071197.8189 | 703875.1377 | 26.366 | 72259.1139 | 3.7398e-05 | 17.1338 | 17.1338 | 13.996 | 8.6398 | 19.34 | 19.34 | 19.34 | 19.34 | 26224209.1041 | 217743.3009 | 42726668.3785 | 125576460.4046 | 130.1478 | 130.1478 | 102.7879 | 81.8142 | 147.2815 | 147.2815 | 116.7838 | 90.454 | 228958088.0807 | 1902872.907 | 304758261.735 | 722451975.0962 | 1.1336 | 1.1336 | 1.1381 | 1.1075 | 1.1336 | 1.1336 | 1.1381 | 1.1075 | 1.0887 | 1.0887 | 1.0978 | 0.85574 | 0.16033 | 0.16033 | 0.18833 | 0.21767 | 0.16033 | 0.16033 | 0.18833 | 0.21767 | 0.15867 | 0.15867 | 0.18057 | 0.039176 | 1 | 1 | 1 | 0.99997 | 19.34 | 19.34 | 19.34 | 19.34 | 26224209.1041 | 217743.3009 | 42726668.3785 | 125576460.4046 | 56785733.4852 | 194745081.1881 | 10204440.3739 | 1717.6511 | 14.2754 | 1456.1505 | 1024.5337 | 10193020.0417
485 | OTA | 1 | 2032 | 2030 | 0.18188 | 0.0015148 | 0.2422 | 0.57441 | 167.1837 | 167.1837 | 136.6329 | 110.2572 | 1392096.3109 | 11593.7449 | 2268184.8899 | 6666206.3454 | 1795.4336 | 1279579986.5598 | 712685.7702 | 26.366 | 72920.5616 | 3.6929e-05 | 17.3902 | 17.3902 | 14.1993 | 8.7973 | 19.6457 | 19.6457 | 19.6457 | 19.6457 | 26995550.7336 | 224360.2859 | 43983383.4921 | 129269958.5076 | 130.1478 | 130.1478 | 102.7879 | 81.8142 | 147.538 | 147.538 | 116.9872 | 90.6115 | 232735769.6929 | 1938284.8243 | 309908610.1999 | 734997321.8427 | 1.1355 | 1.1355 | 1.1401 | 1.1094 | 1.1355 | 1.1355 | 1.1401 | 1.1094 | 1.0906 | 1.0906 | 1.0997 | 0.8563 | 0.16033 | 0.16033 | 0.18833 | 0.21767 | 0.16033 | 0.16033 | 0.18833 | 0.21767 | 0.15867 | 0.15867 | 0.18057 | 0.039176 | 1 | 1 | 1 | 0.99997 | 19.6457 | 19.6457 | 19.6457 | 19.6457 | 26995550.7336 | 224360.2859 | 43983383.4921 | 129269958.5076 | 58444056.1731 | 200473253.0192 | 10338081.2912 | 1740.1204 | 14.4922 | 1475.2422 | 1037.9457 | 10326487.5462
507 | OTA | 1 | 2033 | 2031 | 0.18171 | 0.0015173 | 0.24212 | 0.57465 | 167.9032 | 167.9032 | 137.3009 | 110.8801 | 1410099.7036 | 11774.1843 | 2297618.9331 | 6752514.9898 | 1805.5841 | 1302921567.8345 | 721606.6882 | 26.366 | 73588.064 | 3.6467e-05 | 17.6411 | 17.6411 | 14.3987 | 8.9515 | 20.1143 | 20.1143 | 20.1143 | 20.1143 | 28001079.5592 | 233200.3699 | 45623011.1817 | 134086250.1925 | 130.1478 | 130.1478 | 102.7879 | 81.8142 | 147.7889 | 147.7889 | 117.1866 | 90.7657 | 236760263.8784 | 1976923.3121 | 315465159.8516 | 748719220.7925 | 1.1375 | 1.1375 | 1.142 | 1.1113 | 1.1375 | 1.1375 | 1.142 | 1.1113 | 1.0924 | 1.0924 | 1.1016 | 0.85685 | 0.16033 | 0.16033 | 0.18833 | 0.21767 | 0.16033 | 0.16033 | 0.18833 | 0.21767 | 0.15867 | 0.15867 | 0.18057 | 0.039176 | 1 | 1 | 1 | 0.99997 | 20.1143 | 20.1143 | 20.1143 | 20.1143 | 28001079.5592 | 233200.3699 | 45623011.1817 | 134086250.1925 | 60119127.9352 | 207943541.3033 | 10472007.8108 | 1762.6246 | 14.7177 | 1494.3863 | 1051.3842 | 10460233.6265
529 | OTA | 1 | 2034 | 2032 | 0.18171 | 0.001519 | 0.24212 | 0.57465 | 168.2015 | 168.2015 | 137.5484 | 111.0826 | 1428897.8348 | 11944.8601 | 2328262.5643 | 6842542.3134 | 1810.3161 | 1322688017.2136 | 730639.2722 | 26.366 | 74261.6767 | 3.6011e-05 | 17.8896 | 17.8896 | 14.5964 | 9.1043 | 20.1641 | 20.1641 | 20.1641 | 20.1641 | 28433402.8031 | 237415.9241 | 46329436.4563 | 136158441.9568 | 130.1478 | 130.1478 | 102.7879 | 81.8142 | 148.0373 | 148.0373 | 117.3843 | 90.9185 | 240342698.5047 | 2009142.8847 | 320248745.6765 | 760087430.1478 | 1.1394 | 1.1394 | 1.144 | 1.1132 | 1.1394 | 1.1394 | 1.144 | 1.1132 | 1.0943 | 1.0943 | 1.1035 | 0.85742 | 0.16033 | 0.16033 | 0.18833 | 0.21767 | 0.16033 | 0.16033 | 0.18833 | 0.21767 | 0.15867 | 0.15867 | 0.18057 | 0.039176 | 1 | 1 | 1 | 0.99997 | 20.1641 | 20.1641 | 20.1641 | 20.1641 | 28433402.8031 | 237415.9241 | 46329436.4563 | 136158441.9568 | 61880065.071 | 211158697.1403 | 10611647.5726 | 1786.1223 | 14.9311 | 1514.3171 | 1065.4017 | 10599702.7125
551 | OTA | 1 | 2035 | 2033 | 0.18171 | 0.0015207 | 0.24212 | 0.57465 | 168.4963 | 168.4963 | 137.7902 | 111.2785 | 1447955.4146 | 12118.0136 | 2359327.0413 | 6933809.5455 | 1814.9776 | 1342693079.4622 | 739784.9199 | 26.366 | 74941.4554 | 3.556e-05 | 18.1461 | 18.1461 | 14.7999 | 9.2619 | 20.2024 | 20.2024 | 20.2024 | 20.2024 | 28867190.5142 | 241315.0505 | 47036532.1964 | 138235896.0566 | 130.1478 | 130.1478 | 102.7879 | 81.8142 | 148.2939 | 148.2939 | 117.5878 | 91.0761 | 243975160.818 | 2041840.715 | 325092178.0243 | 771583899.905 | 1.1414 | 1.1414 | 1.146 | 1.1151 | 1.1414 | 1.1414 | 1.146 | 1.1151 | 1.0962 | 1.0962 | 1.1054 | 0.85799 | 0.16033 | 0.16033 | 0.18833 | 0.21767 | 0.16033 | 0.16033 | 0.18833 | 0.21767 | 0.15867 | 0.15867 | 0.18057 | 0.039176 | 1 | 1 | 1 | 0.99997 | 20.2024 | 20.2024 | 20.2024 | 20.2024 | 28867190.5142 | 241315.0505 | 47036532.1964 | 138235896.0566 | 63679735.1187 | 214380933.8177 | 10753210.015 | 1809.9443 | 15.1475 | 1534.5217 | 1079.6122 | 10741092.0014
573 | OTA | 1 | 2036 | 2034 | 0.18171 | 0.0015224 | 0.24212 | 0.57465 | 168.7879 | 168.7879 | 138.0286 | 111.4709 | 1467272.4 | 12293.5494 | 2390813.6778 | 7026318.2978 | 1819.6013 | 1362963362.2136 | 749045.0467 | 26.366 | 75627.4568 | 3.5115e-05 | 18.4033 | 18.4033 | 15.0039 | 9.4198 | 20.2369 | 20.2369 | 20.2369 | 20.2369 | 29302085.1998 | 245230.6636 | 47745394.1492 | 140318600.9861 | 130.1478 | 130.1478 | 102.7879 | 81.8142 | 148.551 | 148.551 | 117.7918 | 91.234 | 247657815.6106 | 2075002.2822 | 330000719.77 | 783229824.5507 | 1.1434 | 1.1434 | 1.148 | 1.1171 | 1.1434 | 1.1434 | 1.148 | 1.1171 | 1.0981 | 1.0981 | 1.1073 | 0.85857 | 0.16033 | 0.16033 | 0.18833 | 0.21767 | 0.16033 | 0.16033 | 0.18833 | 0.21767 | 0.15867 | 0.15867 | 0.18057 | 0.039176 | 1 | 1 | 1 | 0.99997 | 20.2369 | 20.2369 | 20.2369 | 20.2369 | 29302085.1998 | 245230.6636 | 47745394.1492 | 140318600.9861 | 65518597.6817 | 217611310.9987 | 10896697.925 | 1834.0905 | 15.3669 | 1555.0008 | 1094.0161 | 10884404.3756
595 | OTA | 1 | 2037 | 2035 | 0.18171 | 0.0015241 | 0.24212 | 0.57465 | 169.0763 | 169.0763 | 138.2638 | 111.6599 | 1486852.0924 | 12471.5032 | 2422727.8779 | 7120084.4061 | 1824.1896 | 1383503870.3959 | 758421.0855 | 26.366 | 76319.7377 | 3.4675e-05 | 18.6609 | 18.6609 | 15.2082 | 9.5781 | 20.2677 | 20.2677 | 20.2677 | 20.2677 | 29738224.6209 | 249161.868 | 48456274.4975 | 142407252.9378 | 130.1478 | 130.1478 | 102.7879 | 81.8142 | 148.8087 | 148.8087 | 117.9961 | 91.3922 | 251391521.8386 | 2108636.2123 | 334975575.1035 | 795028137.2415 | 1.1454 | 1.1454 | 1.1499 | 1.119 | 1.1454 | 1.1454 | 1.1499 | 1.119 | 1.1 | 1.1 | 1.1092 | 0.85914 | 0.16033 | 0.16033 | 0.18833 | 0.21767 | 0.16033 | 0.16033 | 0.18833 | 0.21767 | 0.15867 | 0.15867 | 0.18057 | 0.039176 | 1 | 1 | 1 | 0.99997 | 20.2677 | 20.2677 | 20.2677 | 20.2677 | 29738224.6209 | 249161.868 | 48456274.4975 | 142407252.9378 | 67397394.6278 | 220850913.9242 | 11042135.8795 | 1858.5651 | 15.5894 | 1575.758 | 1108.6157 | 11029664.3763
617 | OTA | 1 | 2038 | 2036 | 0.18171 | 0.0015258 | 0.24212 | 0.57464 | 169.3618 | 169.3618 | 138.4959 | 111.8458 | 1506697.8884 | 12651.9122 | 2455075.1888 | 7215124.146 | 1828.7444 | 1404319335.6577 | 767914.4872 | 26.366 | 77018.3556 | 3.4241e-05 | 18.919 | 18.919 | 15.413 | 9.7366 | 20.295 | 20.295 | 20.295 | 20.295 | 30175723.7741 | 253109.665 | 49169360.9586 | 144502403.0199 | 130.1478 | 130.1478 | 102.7879 | 81.8142 | 149.0668 | 149.0668 | 118.2009 | 91.5508 | 255177132.4701 | 2142751.1718 | 340017887.3785 | 806981564.6373 | 1.1474 | 1.1474 | 1.1519 | 1.121 | 1.1474 | 1.1474 | 1.1519 | 1.121 | 1.1019 | 1.1019 | 1.1111 | 0.85971 | 0.16033 | 0.16033 | 0.18833 | 0.21767 | 0.16033 | 0.16033 | 0.18833 | 0.21767 | 0.15867 | 0.15867 | 0.18057 | 0.039176 | 1 | 1 | 1 | 0.99997 | 20.295 | 20.295 | 20.295 | 20.295 | 30175723.7741 | 253109.665 | 49169360.9586 | 144502403.0199 | 69316885.3217 | 224100597.4175 | 11189549.1355 | 1883.3724 | 15.8149 | 1596.7969 | 1123.4136 | 11176897.2233
639 | OTA | 1 | 2039 | 2037 | 0.18171 | 0.0015275 | 0.24213 | 0.57463 | 169.6445 | 169.6445 | 138.7251 | 112.0287 | 1526813.2365 | 12834.8138 | 2487861.2412 | 7311454.0396 | 1833.2676 | 1425414522.6184 | 777526.7209 | 26.366 | 77723.3685 | 3.3813e-05 | 19.1777 | 19.1777 | 15.6181 | 9.8955 | 20.3191 | 20.3191 | 20.3191 | 20.3191 | 30614693.9697 | 257075.0394 | 49884835.0128 | 146604584.3564 | 130.1478 | 130.1478 | 102.7879 | 81.8142 | 149.3255 | 149.3255 | 118.406 | 91.7097 | 259015508.8066 | 2177355.9083 | 345128808.8631 | 819092849.0404 | 1.1493 | 1.1493 | 1.1539 | 1.1229 | 1.1493 | 1.1493 | 1.1539 | 1.1229 | 1.1038 | 1.1038 | 1.1131 | 0.86029 | 0.16033 | 0.16033 | 0.18833 | 0.21767 | 0.16033 | 0.16033 | 0.18833 | 0.21767 | 0.15867 | 0.15867 | 0.18057 | 0.039176 | 1 | 1 | 1 | 0.99997 | 20.3191 | 20.3191 | 20.3191 | 20.3191 | 30614693.9697 | 257075.0394 | 49884835.0128 | 146604584.3564 | 71277843.0265 | 227361188.3783 | 11338963.331 | 1908.5165 | 16.0435 | 1618.1211 | 1138.4125 | 11326128.5172
661 | OTA | 1 | 2040 | 2038 | 0.18172 | 0.0015292 | 0.24213 | 0.57463 | 169.9245 | 169.9245 | 138.9515 | 112.2087 | 1547201.6364 | 13020.2459 | 2521091.7487 | 7409090.8545 | 1837.7608 | 1446794234.0243 | 787259.274 | 26.366 | 78434.835 | 3.3389e-05 | 19.4369 | 19.4369 | 15.8237 | 10.0546 | 20.3399 | 20.3399 | 20.3399 | 20.3399 | 31055243.1358 | 261058.9514 | 50602872.6281 | 148714313.8722 | 130.1478 | 130.1478 | 102.7879 | 81.8142 | 149.5846 | 149.5846 | 118.6116 | 91.8688 | 262907520.8844 | 2212459.254 | 350309501.8653 | 831364752.0206 | 1.1513 | 1.1513 | 1.1559 | 1.1248 | 1.1513 | 1.1513 | 1.1559 | 1.1249 | 1.1057 | 1.1057 | 1.115 | 0.86086 | 0.16033 | 0.16033 | 0.18833 | 0.21767 | 0.16033 | 0.16033 | 0.18833 | 0.21767 | 0.15867 | 0.15867 | 0.18057 | 0.039176 | 1 | 1 | 1 | 0.99997 | 20.3399 | 20.3399 | 20.3399 | 20.3399 | 31055243.1358 | 261058.9514 | 50602872.6281 | 148714313.8722 | 73281055.0933 | 230633488.5875 | 11490404.4856 | 1934.002 | 16.2753 | 1639.7345 | 1153.6148 | 11477384.2396
683 | OTA | 1 | 2041 | 2039 | 0.18172 | 0.0015309 | 0.24213 | 0.57461 | 170.202 | 170.202 | 139.1753 | 112.386 | 1567866.64 | 13208.2469 | 2554772.5091 | 7508051.6069 | 1842.2258 | 1468463313.058 | 797113.6526 | 26.366 | 79152.8142 | 3.2971e-05 | 19.6965 | 19.6965 | 16.0297 | 10.2141 | 20.3577 | 20.3577 | 20.3577 | 20.3577 | 31497476.0255 | 265062.3386 | 51323644.6007 | 150832093.29 | 130.1478 | 130.1478 | 102.7879 | 81.8142 | 149.8443 | 149.8443 | 118.8176 | 92.0283 | 266854047.8212 | 2248070.1296 | 355561139.262 | 843800055.8453 | 1.1533 | 1.1533 | 1.158 | 1.1268 | 1.1533 | 1.1533 | 1.158 | 1.1268 | 1.1076 | 1.1076 | 1.1169 | 0.86143 | 0.16033 | 0.16033 | 0.18833 | 0.21767 | 0.16033 | 0.16033 | 0.18833 | 0.21767 | 0.15867 | 0.15867 | 0.18057 | 0.039176 | 1 | 1 | 1 | 0.99997 | 20.3577 | 20.3577 | 20.3577 | 20.3577 | 31497476.0255 | 265062.3386 | 51323644.6007 | 150832093.29 | 75327323.1912 | 233918276.2548 | 11643899.003 | 1959.8333 | 16.5103 | 1661.6407 | 1169.0232 | 11630690.756
705 | OTA | 1 | 2042 | 2040 | 0.18173 | 0.0015326 | 0.24214 | 0.5746 | 170.4771 | 170.4771 | 139.3965 | 112.5607 | 1588811.8515 | 13398.8556 | 2588909.4049 | 7608353.5625 | 1846.6641 | 1490426645.3611 | 807091.3817 | 26.366 | 79877.3656 | 3.2559e-05 | 19.9567 | 19.9567 | 16.236 | 10.3739 | 20.3726 | 20.3726 | 20.3726 | 20.3726 | 31941494.3831 | 269086.1166 | 52047316.824 | 152958409.9226 | 130.1478 | 130.1478 | 102.7879 | 81.8142 | 150.1045 | 150.1045 | 119.0239 | 92.1881 | 270855978.1311 | 2284197.5478 | 360884904.9651 | 856401564.717 | 1.1553 | 1.1553 | 1.16 | 1.1288 | 1.1553 | 1.1553 | 1.16 | 1.1288 | 1.1096 | 1.1096 | 1.1189 | 0.86201 | 0.16033 | 0.16033 | 0.18833 | 0.21767 | 0.16033 | 0.16033 | 0.18833 | 0.21767 | 0.15867 | 0.15867 | 0.18057 | 0.039176 | 1 | 1 | 1 | 0.99997 | 20.3726 | 20.3726 | 20.3726 | 20.3726 | 31941494.3831 | 269086.1166 | 52047316.824 | 152958409.9226 | 77417463.544 | 237216307.2462 | 11799473.6744 | 1986.0148 | 16.7486 | 1683.8435 | 1184.6405 | 11786074.8188
727 | OTA | 1 | 2043 | 2041 | 0.18174 | 0.0015343 | 0.24214 | 0.57459 | 170.7498 | 170.7498 | 139.6153 | 112.7329 | 1610040.9277 | 13592.1111 | 2623508.4039 | 7710014.2397 | 1851.0772 | 1512689160.7144 | 817194.0052 | 26.366 | 80608.5494 | 3.2151e-05 | 20.2174 | 20.2174 | 16.4428 | 10.534 | 20.3847 | 20.3847 | 20.3847 | 20.3847 | 32387397.0557 | 273131.1801 | 52774050.4712 | 155093737.2107 | 130.1478 | 130.1478 | 102.7879 | 81.8142 | 150.3652 | 150.3652 | 119.2307 | 92.3482 | 274914209.9967 | 2320850.6165 | 366281994.3144 | 869172105.7868 | 1.1573 | 1.1573 | 1.162 | 1.1307 | 1.1573 | 1.1573 | 1.162 | 1.1307 | 1.1115 | 1.1115 | 1.1208 | 0.86259 | 0.16033 | 0.16033 | 0.18833 | 0.21767 | 0.16033 | 0.16033 | 0.18833 | 0.21767 | 0.15867 | 0.15867 | 0.18057 | 0.039176 | 1 | 1 | 1 | 0.99997 | 20.3847 | 20.3847 | 20.3847 | 20.3847 | 32387397.0557 | 273131.1801 | 52774050.4712 | 155093737.2107 | 79552307.1757 | 240528315.9176 | 11957155.6824 | 2012.5512 | 16.9901 | 1706.3469 | 1200.4693 | 11943563.5713
749 | OTA | 1 | 2044 | 2042 | 0.18175 | 0.0015359 | 0.24214 | 0.57457 | 171.0204 | 171.0204 | 139.8319 | 112.9027 | 1631557.5791 | 13788.0531 | 2658575.5603 | 7813051.4115 | 1855.4665 | 1535255835.1208 | 827423.0865 | 26.366 | 81346.4264 | 3.1749e-05 | 20.4786 | 20.4786 | 16.6499 | 10.6944 | 20.3941 | 20.3941 | 20.3941 | 20.3941 | 32835280.1639 | 277198.4039 | 53504002.2721 | 157238535.5367 | 130.1478 | 130.1478 | 102.7879 | 81.8142 | 150.6263 | 150.6263 | 119.4378 | 92.5086 | 279029651.5937 | 2358038.5425 | 371753614.5578 | 882114530.4268 | 1.1594 | 1.1594 | 1.164 | 1.1327 | 1.1594 | 1.1594 | 1.164 | 1.1327 | 1.1134 | 1.1134 | 1.1228 | 0.86316 | 0.16033 | 0.16033 | 0.18833 | 0.21767 | 0.16033 | 0.16033 | 0.18833 | 0.21767 | 0.15867 | 0.15867 | 0.18057 | 0.039176 | 1 | 1 | 1 | 0.99997 | 20.3941 | 20.3941 | 20.3941 | 20.3941 | 32835280.1639 | 277198.4039 | 53504002.2721 | 157238535.5367 | 81732700.1548 | 243855016.3766 | 12116972.604 | 2039.447 | 17.2351 | 1729.1548 | 1216.5125 | 12103184.5509
771 | OTA | 1 | 2045 | 2043 | 0.18176 | 0.0015376 | 0.24215 | 0.57455 | 171.2889 | 171.2889 | 140.0463 | 113.0702 | 1653365.5696 | 13986.7218 | 2694117.0154 | 7917483.108 | 1859.8335 | 1558131692.588 | 837780.2085 | 26.366 | 82091.0577 | 3.1351e-05 | 20.7403 | 20.7403 | 16.8575 | 10.8552 | 20.4009 | 20.4009 | 20.4009 | 20.4009 | 33285237.2243 | 281288.6438 | 54237324.7127 | 159393252.812 | 130.1478 | 130.1478 | 102.7879 | 81.8142 | 150.888 | 150.888 | 119.6454 | 92.6693 | 283203221.3783 | 2395770.6347 | 377300985.2671 | 895231715.3079 | 1.1614 | 1.1614 | 1.166 | 1.1346 | 1.1614 | 1.1614 | 1.166 | 1.1347 | 1.1154 | 1.1154 | 1.1247 | 0.86374 | 0.16033 | 0.16033 | 0.18833 | 0.21767 | 0.16033 | 0.16033 | 0.18833 | 0.21767 | 0.15867 | 0.15867 | 0.18057 | 0.039176 | 1 | 1 | 1 | 0.99997 | 20.4009 | 20.4009 | 20.4009 | 20.4009 | 33285237.2243 | 281288.6438 | 54237324.7127 | 159393252.812 | 83959503.8462 | 247197103.3928 | 12278952.4149 | 2066.707 | 17.4834 | 1752.2712 | 1232.7728 | 12264965.6931
793 | OTA | 1 | 2046 | 2044 | 0.18177 | 0.0015393 | 0.24216 | 0.57454 | 171.5555 | 171.5555 | 140.2586 | 113.2356 | 1675468.7178 | 14188.1579 | 2730138.9986 | 8023327.619 | 1864.1794 | 1581321806.7428 | 848266.974 | 26.366 | 82842.5053 | 3.0959e-05 | 21.0025 | 21.0025 | 17.0654 | 11.0162 | 20.4053 | 20.4053 | 20.4053 | 20.4053 | 33737359.2449 | 285402.7372 | 54974166.1896 | 161558324.9326 | 130.1478 | 130.1478 | 102.7879 | 81.8142 | 151.1502 | 151.1502 | 119.8533 | 92.8304 | 287435848.3541 | 2434056.3068 | 382925338.7178 | 908526563.3641 | 1.1634 | 1.1634 | 1.1681 | 1.1366 | 1.1634 | 1.1634 | 1.1681 | 1.1366 | 1.1173 | 1.1173 | 1.1267 | 0.86432 | 0.16033 | 0.16033 | 0.18833 | 0.21767 | 0.16033 | 0.16033 | 0.18833 | 0.21767 | 0.15867 | 0.15867 | 0.18057 | 0.039176 | 1 | 1 | 1 | 0.99997 | 20.4053 | 20.4053 | 20.4053 | 20.4053 | 33737359.2449 | 285402.7372 | 54974166.1896 | 161558324.9326 | 86233595.1704 | 250555253.1043 | 12443123.4933 | 2094.3359 | 17.7352 | 1775.7002 | 1249.253 | 12428935.3354
815 | OTA | 1 | 2047 | 2045 | 0.18178 | 0.0015409 | 0.24216 | 0.57452 | 171.8202 | 171.8202 | 140.4689 | 113.399 | 1697870.897 | 14392.4024 | 2766647.8281 | 8130603.4964 | 1868.5054 | 1604831302.7914 | 858885.0057 | 26.366 | 83600.8316 | 3.0571e-05 | 21.2652 | 21.2652 | 17.2737 | 11.1775 | 20.4073 | 20.4073 | 20.4073 | 20.4073 | 34191734.8693 | 289541.5042 | 55714671.2457 | 163734176.4709 | 130.1478 | 130.1478 | 102.7879 | 81.8142 | 151.4129 | 151.4129 | 120.0616 | 92.9917 | 291728472.3845 | 2472905.0817 | 388627920.3437 | 922002004.9816 | 1.1654 | 1.1654 | 1.1701 | 1.1386 | 1.1654 | 1.1654 | 1.1701 | 1.1386 | 1.1192 | 1.1192 | 1.1286 | 0.86489 | 0.16033 | 0.16033 | 0.18833 | 0.21767 | 0.16033 | 0.16033 | 0.18833 | 0.21767 | 0.15867 | 0.15867 | 0.18057 | 0.039176 | 1 | 1 | 1 | 0.99997 | 20.4073 | 20.4073 | 20.4073 | 20.4073 | 34191734.8693 | 289541.5042 | 55714671.2457 | 163734176.4709 | 88555866.8614 | 253930124.0901 | 12609514.6239 | 2122.3386 | 17.9905 | 1799.4457 | 1265.9562 | 12595122.2215
837 | OTA | 1 | 2048 | 2046 | 0.18179 | 0.0015426 | 0.24217 | 0.5745 | 172.0831 | 172.0831 | 140.6773 | 113.5603 | 1720576.0359 | 14599.497 | 2803649.9121 | 8239329.5572 | 1872.8128 | 1628665359.2288 | 869635.9467 | 26.366 | 84366.0994 | 3.0189e-05 | 21.5283 | 21.5283 | 17.4824 | 11.3391 | 20.407 | 20.407 | 20.407 | 20.407 | 34648450.4816 | 293705.7483 | 56458980.7396 | 165921221.1754 | 130.1478 | 130.1478 | 102.7879 | 81.8142 | 151.6761 | 151.6761 | 120.2703 | 93.1533 | 296082044.4735 | 2512326.5938 | 394409989.1388 | 935660999.0226 | 1.1674 | 1.1674 | 1.1721 | 1.1406 | 1.1674 | 1.1674 | 1.1721 | 1.1406 | 1.1212 | 1.1212 | 1.1306 | 0.86547 | 0.16033 | 0.16033 | 0.18833 | 0.21767 | 0.16033 | 0.16033 | 0.18833 | 0.21767 | 0.15867 | 0.15867 | 0.18057 | 0.039176 | 1 | 1 | 1 | 0.99997 | 20.407 | 20.407 | 20.407 | 20.407 | 34648450.4816 | 293705.7483 | 56458980.7396 | 165921221.1754 | 90927227.7329 | 257322358.1449 | 12778155.0021 | 2150.72 | 18.2494 | 1823.5121 | 1282.8851 | 12763555.5051
859 | OTA | 1 | 2049 | 2047 | 0.18181 | 0.0015442 | 0.24217 | 0.57447 | 172.3443 | 172.3443 | 140.884 | 113.7198 | 1743588.1193 | 14809.4839 | 2841151.7494 | 8349524.886 | 1877.1027 | 1652829209.4948 | 880521.4608 | 26.366 | 85138.3723 | 2.9811e-05 | 21.792 | 21.792 | 17.6916 | 11.5011 | 20.4046 | 20.4046 | 20.4046 | 20.4046 | 35107590.3001 | 297896.2568 | 57207231.9991 | 168119862.4214 | 130.1478 | 130.1478 | 102.7879 | 81.8142 | 151.9398 | 151.9398 | 120.4794 | 93.3153 | 300497527.0417 | 2552330.5927 | 400272818.0468 | 949506533.8137 | 1.1695 | 1.1695 | 1.1742 | 1.1426 | 1.1695 | 1.1695 | 1.1742 | 1.1426 | 1.1231 | 1.1231 | 1.1326 | 0.86605 | 0.16033 | 0.16033 | 0.18833 | 0.21767 | 0.16033 | 0.16033 | 0.18833 | 0.21767 | 0.15867 | 0.15867 | 0.18057 | 0.039176 | 1 | 1 | 1 | 0.99997 | 20.4046 | 20.4046 | 20.4046 | 20.4046 | 35107590.3001 | 297896.2568 | 57207231.9991 | 168119862.4214 | 93348602.9495 | 260732580.9774 | 12949074.2385 | 2179.4851 | 18.5119 | 1847.9036 | 1300.0428 | 12934264.7546
881 | OTA | 1 | 2050 | 2048 | 0.18182 | 0.0015459 | 0.24218 | 0.57445 | 172.604 | 172.604 | 141.089 | 113.8775 | 1766911.1885 | 15022.4058 | 2879159.9307 | 8461208.8381 | 1881.3761 | 1677328143.6499 | 891543.2323 | 26.366 | 85917.7145 | 2.9438e-05 | 22.0562 | 22.0562 | 17.9011 | 11.6633 | 20.4 | 20.4 | 20.4 | 20.4 | 35569236.472 | 302113.8021 | 57959558.9748 | 170330493.6632 | 130.1478 | 130.1478 | 102.7879 | 81.8142 | 152.204 | 152.204 | 120.6889 | 93.4775 | 304975894.2047 | 2592926.946 | 406217694.3557 | 963541628.1434 | 1.1715 | 1.1715 | 1.1762 | 1.1445 | 1.1715 | 1.1715 | 1.1762 | 1.1446 | 1.1251 | 1.1251 | 1.1345 | 0.86663 | 0.16033 | 0.16033 | 0.18833 | 0.21767 | 0.16033 | 0.16033 | 0.18833 | 0.21767 | 0.15867 | 0.15867 | 0.18057 | 0.039176 | 1 | 1 | 1 | 0.99997 | 20.4 | 20.4 | 20.4 | 20.4 | 35569236.472 | 302113.8021 | 57959558.9748 | 170330493.6632 | 95820934.3023 | 264161402.9121 | 13122302.363 | 2208.639 | 18.778 | 1872.6243 | 1317.4323 | 13107279.9573
903 | OTA | 1 | 2051 | 2049 | 0.18184 | 0.0015475 | 0.24219 | 0.57443 | 172.8621 | 172.8621 | 141.2923 | 114.0335 | 1790549.3421 | 15238.3058 | 2917681.1397 | 8574401.0422 | 1885.6341 | 1702167510.2108 | 902702.9669 | 26.366 | 86704.1907 | 2.9069e-05 | 22.3209 | 22.3209 | 18.1109 | 11.8259 | 20.3935 | 20.3935 | 20.3935 | 20.3935 | 36033469.1897 | 306359.1418 | 58716092.4291 | 172553498.9896 | 130.1478 | 130.1478 | 102.7879 | 81.8142 | 152.4686 | 152.4686 | 120.8988 | 93.6401 | 309518132.0744 | 2634125.6431 | 412245920.1285 | 977769332.3648 | 1.1735 | 1.1735 | 1.1782 | 1.1465 | 1.1735 | 1.1735 | 1.1782 | 1.1465 | 1.127 | 1.127 | 1.1365 | 0.86721 | 0.16033 | 0.16033 | 0.18833 | 0.21767 | 0.16033 | 0.16033 | 0.18833 | 0.21767 | 0.15867 | 0.15867 | 0.18057 | 0.039176 | 1 | 1 | 1 | 0.99997 | 20.3935 | 20.3935 | 20.3935 | 20.3935 | 36033469.1897 | 306359.1418 | 58716092.4291 | 172553498.9896 | 98345180.4869 | 267609419.7502 | 13297869.8297 | 2238.1867 | 19.0479 | 1897.6788 | 1335.0566 | 13282631.524
20 | OTA | 2 | 2010 | 2008 | 0.11721 | 0.066169 | 0.21852 | 0.5981 | 325.9121 | 222.6834 | 171.2915 | 117.824 | 61535.658 | 50842.96 | 218284.6275 | 868561.2525 | 171104738.8 | 171104738.8 | 1 | 91.655 | 67726.9897 | 91.655 | -15.0609 | -15.0609 | -2.1548 | -9.9062 | 103.2287 | 0 | 0 | 0 | 6352245.777 | 0 | 0 | 0 | 237.7442 | 237.7442 | 173.4463 | 127.7301 | 222.6834 | 222.6834 | 171.2915 | 117.824 | 20055213.34 | 11321881.56 | 37390306.67 | 102337337.2 | 1.1113 | 1.1113 | 1.1213 | 1.0903 | 1.1113 | 1.1113 | 1.1213 | 1.0903 | 1.0673 | 1.0673 | 1.0816 | 0.8506 | 0.16033 | 0.16033 | 0.18833 | 0.21767 | 0.16033 | 0.16033 | 0.18833 | 0.21767 | 0.15867 | 0.15867 | 0.18057 | 0.039176 | 1 | 1 | 1 | 0.99997 | 102.041 | 0 | 0 | 0 | 6279158.191 | 0 | 0 | 0 | 8122396.1733 | 6279158.191 | 1199224.498 | 76.9196 | 63.5537 | 141.9737 | 135.2373 | 1148381.538
21 | OTA | 2 | 2011 | 2009 | 0.27006 | 0.039528 | 0.2095 | 0.48091 | 218.2144 | 126.754 | 71.5615 | 41.0553 | 88640.291 | 22335.789 | 209683.346 | 838990.674 | 71623986.74 | 71623986.74 | 1 | 88.916 | 63734.4264 | 88.916 | 31.9526 | 31.9526 | 11.5688 | 5.4319 | 91.4604 | 0 | 0 | 0 | 8107075.724 | 0 | 0 | 0 | 94.8014 | 94.8014 | 59.9926 | 35.6234 | 126.754 | 126.754 | 71.5615 | 41.0553 | 19342586.43 | 2831150.413 | 15005246.15 | 34445003.74 | 1.1113 | 1.1113 | 1.1213 | 1.0903 | 1.1113 | 1.1113 | 1.1213 | 1.0903 | 1.0673 | 1.0673 | 1.0816 | 0.8506 | 0.16033 | 0.16033 | 0.18833 | 0.21767 | 0.16033 | 0.16033 | 0.18833 | 0.21767 | 0.15867 | 0.15867 | 0.18057 | 0.039176 | 1 | 1 | 1 | 0.99997 | 103.0186 | 0 | 0 | 0 | 9131595.471 | 0 | 0 | 0 | 2580868.6202 | 9131595.471 | 1159650.1 | 110.8004 | 27.9197 | 136.3794 | 130.633 | 1137314.311
22 | OTA | 2 | 2012 | 2010 | 0.17943 | 0.027534 | 0.204 | 0.58904 | 174.7441 | 110.9705 | 86.6359 | 64.0273 | 96119.999 | 23226.148 | 220415.083 | 861188.832 | 93609268.85 | 93609268.85 | 1 | 59.238 | 62171.927 | 59.238 | 20.2202 | 20.2202 | 10.791 | 2.8332 | 63.7736 | 0 | 0 | 0 | 6129917.174 | 0 | 0 | 0 | 90.7503 | 90.7503 | 75.8449 | 61.1941 | 110.9705 | 110.9705 | 86.6359 | 64.0273 | 16796400.08 | 2577416.909 | 19095851.33 | 55139600.52 | 1.1113 | 1.1113 | 1.1213 | 1.0903 | 1.1113 | 1.1113 | 1.1213 | 1.0903 | 1.0673 | 1.0673 | 1.0816 | 0.8506 | 0.16033 | 0.16033 | 0.18833 | 0.21767 | 0.16033 | 0.16033 | 0.18833 | 0.21767 | 0.15867 | 0.15867 | 0.18057 | 0.039176 | 1 | 1 | 1 | 0.99997 | 103.8912 | 0 | 0 | 0 | 9986023.083 | 0 | 0 | 0 | 3880128.8263 | 9986023.083 | 1200950.062 | 120.15 | 29.0327 | 143.3594 | 134.0893 | 1177723.914
23 | OTA | 2 | 2013 | 2011 | 0.19881 | 0.018117 | 0.231 | 0.55207 | 167.734 | 91.2689 | 89.6633 | 53.9176 | 101729.079 | 17036.817 | 221116.141 | 878798.377 | 85827034.17 | 85827034.17 | 1 | 60.08 | 58130.7963 | 60.08 | 9.6239 | 9.6239 | 17.4695 | 7.6097 | 76.4651 | 0 | 0 | 0 | 7778727.43 | 0 | 0 | 0 | 81.645 | 81.645 | 72.1938 | 46.3078 | 91.2689 | 91.2689 | 89.6633 | 53.9176 | 17063427.72 | 1554931.406 | 19825999.32 | 47382675.72 | 1.1113 | 1.1113 | 1.1213 | 1.0903 | 1.1113 | 1.1113 | 1.1213 | 1.0903 | 1.0673 | 1.0673 | 1.0816 | 0.8506 | 0.16033 | 0.16033 | 0.18833 | 0.21767 | 0.16033 | 0.16033 | 0.18833 | 0.21767 | 0.15867 | 0.15867 | 0.18057 | 0.039176 | 1 | 1 | 1 | 0.99997 | 103.6997 | 0 | 0 | 0 | 10549279.16 | 0 | 0 | 0 | 3268909.2935 | 10549279.16 | 1218680.414 | 127.1613 | 21.296 | 143.8154 | 136.8312 | 1201643.597
24 | OTA | 2 | 2014 | 2012 | 0.16719 | 0.025922 | 0.20192 | 0.60498 | 227.8083 | 125.2584 | 117.2635 | 87.7746 | 92482.659 | 26078.77 | 216988.464 | 868562.879 | 126017480.4 | 126017480.4 | 1 | 61.09 | 58641.6158 | 61.09 | -4.1747 | -4.1747 | -1.049 | -4.2329 | 102.5499 | 0 | 0 | 0 | 9484085.43 | 0 | 0 | 0 | 129.4332 | 129.4332 | 118.3126 | 92.0075 | 125.2584 | 125.2584 | 117.2635 | 87.7746 | 21068318.98 | 3266586.034 | 25444830.06 | 76237745.36 | 1.1113 | 1.1113 | 1.1213 | 1.0903 | 1.1113 | 1.1113 | 1.1213 | 1.0903 | 1.0673 | 1.0673 | 1.0816 | 0.8506 | 0.16033 | 0.16033 | 0.18833 | 0.21767 | 0.16033 | 0.16033 | 0.18833 | 0.21767 | 0.15867 | 0.15867 | 0.18057 | 0.039176 | 1 | 1 | 1 | 0.99997 | 108.015 | 0 | 0 | 0 | 9989510.945 | 0 | 0 | 0 | 5833443.5628 | 9989510.945 | 1204112.772 | 115.6033 | 32.5985 | 141.1307 | 135.2375 | 1178034.002
25 | OTA | 2 | 2015 | 2013 | 0.16074 | 0.027765 | 0.1997 | 0.6118 | 205.2441 | 90.6549 | 97.3366 | 74.1774 | 84464.206 | 33032.129 | 221267.198 | 889528.547 | 107850645 | 107850645 | 1 | 79.338 | 60545.2385 | 79.338 | 8.8973 | 8.8973 | 10.2573 | 5.3901 | 114.5892 | 0 | 0 | 0 | 9678686.715 | 0 | 0 | 0 | 81.7575 | 81.7575 | 87.0793 | 68.7873 | 90.6549 | 90.6549 | 97.3366 | 74.1774 | 17335780.07 | 2994524.04 | 21537405.64 | 65982935.3 | 1.1113 | 1.1113 | 1.1213 | 1.0903 | 1.1113 | 1.1113 | 1.1213 | 1.0903 | 1.0673 | 1.0673 | 1.0816 | 0.8506 | 0.16033 | 0.16033 | 0.18833 | 0.21767 | 0.16033 | 0.16033 | 0.18833 | 0.21767 | 0.15867 | 0.15867 | 0.18057 | 0.039176 | 1 | 1 | 1 | 0.99997 | 124.8712 | 0 | 0 | 0 | 10547142.75 | 0 | 0 | 0 | 4317160.8366 | 10547142.75 | 1228292.08 | 105.5803 | 41.2902 | 143.9136 | 138.5019 | 1195259.951
26 | OTA | 2 | 2016 | 2014 | 0.17602 | 0.029711 | 0.19232 | 0.60195 | 222.3859 | 95.6654 | 90.0365 | 68.5775 | 81427.923 | 31951.237 | 219753.725 | 903046.989 | 102879630.1 | 102879630.1 | 1 | 55.422 | 59114.3708 | 55.422 | 10.1176 | 10.1176 | 10.3397 | 5.365 | 126.7205 | 0 | 0 | 0 | 10318584.42 | 0 | 0 | 0 | 85.5478 | 85.5478 | 79.6968 | 63.2125 | 95.6654 | 95.6654 | 90.0365 | 68.5775 | 18108422.51 | 3056629.151 | 19785860.45 | 61928718.02 | 1.1113 | 1.1113 | 1.1213 | 1.0903 | 1.1113 | 1.1113 | 1.1213 | 1.0903 | 1.0673 | 1.0673 | 1.0816 | 0.8506 | 0.16033 | 0.16033 | 0.18833 | 0.21767 | 0.16033 | 0.16033 | 0.18833 | 0.21767 | 0.15867 | 0.15867 | 0.18057 | 0.039176 | 1 | 1 | 1 | 0.99997 | 138.7734 | 0 | 0 | 0 | 11300033.6 | 0 | 0 | 0 | 4028702.935 | 11300033.6 | 1236179.874 | 101.7849 | 39.939 | 142.9293 | 140.6068 | 1204228.637
27 | OTA | 2 | 2017 | 2015 | 0.16073 | 0.023364 | 0.18176 | 0.63414 | 208.6214 | 77.5561 | 84.2298 | 73.1667 | 79871.06 | 31230.095 | 223701.06 | 898492.906 | 103666938.1 | 103666938.1 | 1 | 64.446 | 61599.4076 | 64.446 | 7.0734 | 7.0734 | 6.2169 | 2.1623 | 131.0653 | 0 | 0 | 0 | 10468325.41 | 0 | 0 | 0 | 70.4827 | 70.4827 | 78.0129 | 71.0044 | 77.5561 | 77.5561 | 84.2298 | 73.1667 | 16662813.87 | 2422084.585 | 18842300.1 | 65739739.51 | 1.1113 | 1.1113 | 1.1213 | 1.0903 | 1.1113 | 1.1113 | 1.1213 | 1.0903 | 1.0673 | 1.0673 | 1.0816 | 0.8506 | 0.16033 | 0.16033 | 0.18833 | 0.21767 | 0.16033 | 0.16033 | 0.18833 | 0.21767 | 0.15867 | 0.15867 | 0.18057 | 0.039176 | 1 | 1 | 1 | 0.99997 | 147.0038 | 0 | 0 | 0 | 11741352.06 | 0 | 0 | 0 | 4253793.0519 | 11741352.06 | 1233295.121 | 99.8388 | 39.0376 | 145.4966 | 139.8977 | 1202065.026
28 | OTA | 2 | 2018 | 2016 | 0.17826 | 0.029422 | 0.17286 | 0.61946 | 201.6823 | 87.0801 | 72.0126 | 64.889 | 85294.465 | 32605.146 | 231638.44 | 921225.142 | 96499953.03 | 96499953.03 | 1 | 49.222 | 64180.1896 | 49.222 | 15.2428 | 15.2428 | 8.6905 | 5.1203 | 114.6022 | 0 | 0 | 0 | 9774930.643 | 0 | 0 | 0 | 71.8373 | 71.8373 | 63.3221 | 59.7688 | 87.0801 | 87.0801 | 72.0126 | 64.889 | 17202380.52 | 2839259.119 | 16680893.36 | 59777420.03 | 1.1113 | 1.1113 | 1.1213 | 1.0903 | 1.1113 | 1.1113 | 1.1213 | 1.0903 | 1.0673 | 1.0673 | 1.0816 | 0.8506 | 0.16033 | 0.16033 | 0.18833 | 0.21767 | 0.16033 | 0.16033 | 0.18833 | 0.21767 | 0.15867 | 0.15867 | 0.18057 | 0.039176 | 1 | 1 | 1 | 0.99997 | 155.4178 | 0 | 0 | 0 | 13256277.35 | 0 | 0 | 0 | 3717979.8857 | 13256277.35 | 1270763.193 | 106.6181 | 40.7564 | 150.6591 | 143.4372 | 1238158.047
29 | OTA | 2 | 2019 | 2017 | 0.19989 | 0.04716 | 0.20577 | 0.54718 | 210.9925 | 131.5892 | 82.8661 | 56.193 | 88363.849 | 33427.739 | 231607.987 | 908250.773 | 93272585.58 | 93272585.58 | 1 | 60.746 | 64774.5132 | 60.746 | 4.0622 | 4.0622 | 5.1209 | 3.4421 | 79.4033 | 0 | 0 | 0 | 7016381.963 | 0 | 0 | 0 | 127.527 | 127.527 | 77.7452 | 52.7509 | 131.5892 | 131.5892 | 82.8661 | 56.193 | 18644111.79 | 4398730.05 | 19192442.92 | 51037300.81 | 1.1113 | 1.1113 | 1.1213 | 1.0903 | 1.1113 | 1.1113 | 1.1213 | 1.0903 | 1.0673 | 1.0673 | 1.0816 | 0.8506 | 0.16033 | 0.16033 | 0.18833 | 0.21767 | 0.16033 | 0.16033 | 0.18833 | 0.21767 | 0.15867 | 0.15867 | 0.18057 | 0.039176 | 1 | 1 | 1 | 0.99997 | 150.6425 | 0 | 0 | 0 | 13311353.32 | 0 | 0 | 0 | 3883708.2359 | 13311353.32 | 1261650.348 | 110.4548 | 41.7847 | 150.6393 | 141.417 | 1228222.609
234 | OTA | 2 | 2020 | 2018 | 0.14596 | 0.036894 | 0.20255 | 0.6146 | 293.4516 | 144.6334 | 115.2599 | 89.2056 | 87518.7103 | 33388.0208 | 230013.1699 | 901799.8492 | 130890016.6861 | 130890016.6861 | 1 | 60.746 | 65367.4481 | 60.746 | 14.4856 | 14.4856 | 12.472 | 7.3914 | 148.8182 | 0 | 0 | 0 | 6445973.3776 | 0 | 0 | 0 | 130.1478 | 130.1478 | 102.7879 | 81.8142 | 144.6334 | 144.6334 | 115.2599 | 89.2056 | 19104101.2433 | 4829022.6821 | 26511284.1242 | 80445608.6365 | 1.1099 | 1.1099 | 1.1203 | 1.0893 | 1.1099 | 1.1099 | 1.1203 | 1.0893 | 1.0659 | 1.0659 | 1.0807 | 0.8503 | 0.16033 | 0.16033 | 0.18833 | 0.21767 | 0.16033 | 0.16033 | 0.18833 | 0.21767 | 0.15867 | 0.15867 | 0.18057 | 0.039176 | 1 | 1 | 1 | 0.99997 | 158.4848 | 0 | 0 | 0 | 14004328.3569 | 0 | 0 | 0 | 5344054.9533 | 14004328.3569 | 1252719.7502 | 109.3984 | 41.735 | 149.6021 | 140.4126 | 1219331.7293
256 | OTA | 2 | 2021 | 2019 | 0.18423 | 0.035228 | 0.19348 | 0.58707 | 285.8378 | 144.4536 | 115.1567 | 89.1232 | 87597.3056 | 33423.5122 | 230268.7968 | 902796.6449 | 137054214.6 | 137054214.6 | 1 | 60.746 | 65965.8106 | 60.746 | 14.3058 | 14.3058 | 12.3688 | 7.3091 | 141.3843 | 0 | 0 | 0 | 12595169.1777 | 0 | 0 | 0 | 130.1478 | 130.1478 | 102.7879 | 81.8142 | 144.4536 | 144.4536 | 115.1567 | 89.1232 | 25248911.8154 | 4828145.3232 | 26516989.4304 | 80460168.031 | 1.11 | 1.11 | 1.1205 | 1.0895 | 1.11 | 1.11 | 1.1205 | 1.0895 | 1.0661 | 1.0661 | 1.0808 | 0.85034 | 0.16033 | 0.16033 | 0.18833 | 0.21767 | 0.16033 | 0.16033 | 0.18833 | 0.21767 | 0.15867 | 0.15867 | 0.18057 | 0.039176 | 1 | 1 | 1 | 0.99997 | 148.8182 | 0 | 0 | 0 | 13024375.3939 | 0 | 0 | 0 | 5358275.6435 | 13024375.3939 | 1254086.2595 | 109.4966 | 41.7794 | 149.7683 | 140.5678 | 1220662.7473
278 | OTA | 2 | 2022 | 2020 | 0.18094 | 0.035368 | 0.19426 | 0.58943 | 280.9952 | 144.4704 | 115.1733 | 89.1361 | 87683.1184 | 33457.9999 | 230516.6055 | 903763.5226 | 136669875.8299 | 136669875.8299 | 1 | 60.746 | 66569.6504 | 60.746 | 14.3227 | 14.3227 | 12.3854 | 7.3219 | 136.5247 | 0 | 0 | 0 | 12061292.2631 | 0 | 0 | 0 | 130.1478 | 130.1478 | 102.7879 | 81.8142 | 144.4704 | 144.4704 | 115.1733 | 89.1361 | 24728909.5828 | 4833691.4369 | 26549361.4544 | 80557913.3558 | 1.1102 | 1.1102 | 1.1207 | 1.0896 | 1.1102 | 1.1102 | 1.1207 | 1.0897 | 1.0662 | 1.0662 | 1.081 | 0.85039 | 0.16033 | 0.16033 | 0.18833 | 0.21767 | 0.16033 | 0.16033 | 0.18833 | 0.21767 | 0.15867 | 0.15867 | 0.18057 | 0.039176 | 1 | 1 | 1 | 0.99997 | 141.3843 | 0 | 0 | 0 | 12384880.4608 | 0 | 0 | 0 | 5372235.9663 | 12384880.4608 | 1255421.2464 | 109.6039 | 41.8225 | 149.9295 | 140.7183 | 1221963.2465
300 | OTA | 2 | 2023 | 2021 | 0.17991 | 0.035411 | 0.1945 | 0.59017 | 279.1637 | 144.4888 | 115.1894 | 89.1485 | 87770.5377 | 33491.8224 | 230752.071 | 904685.5307 | 136657107.8056 | 136657107.8056 | 1 | 60.746 | 67179.0177 | 60.746 | 14.3411 | 14.3411 | 12.4015 | 7.3343 | 134.6749 | 0 | 0 | 0 | 11904528.3896 | 0 | 0 | 0 | 130.1478 | 130.1478 | 102.7879 | 81.8142 | 144.4888 | 144.4888 | 115.1894 | 89.1485 | 24586390.062 | 4839193.9912 | 26580198.9136 | 80651324.8389 | 1.1103 | 1.1103 | 1.1208 | 1.0898 | 1.1103 | 1.1103 | 1.1208 | 1.0898 | 1.0663 | 1.0663 | 1.0811 | 0.85043 | 0.16033 | 0.16033 | 0.18833 | 0.21767 | 0.16033 | 0.16033 | 0.18833 | 0.21767 | 0.15867 | 0.15867 | 0.18057 | 0.039176 | 1 | 1 | 1 | 0.99997 | 136.5247 | 0 | 0 | 0 | 11970915.6336 | 0 | 0 | 0 | 5385638.618 | 11970915.6336 | 1256699.9619 | 109.7132 | 41.8648 | 150.0826 | 140.8619 | 1223208.1395
322 | OTA | 2 | 2024 | 2022 | 0.09777 | 0.037429 | 0.20994 | 0.65487 | 156.8738 | 156.8738 | 127.5709 | 101.5265 | 87516.3241 | 33503.3093 | 231083.9513 | 905749.5294 | 140421985.7539 | 140421985.7539 | 1 | 60.746 | 67793.963 | 60.746 | 14.3598 | 14.3598 | 12.4168 | 7.3461 | 12.3662 | 12.3662 | 12.3662 | 12.3662 | 1085389.5283 | 414167.1482 | 2853530.2166 | 11187537.7189 | 130.1478 | 130.1478 | 102.7879 | 81.8142 | 144.5075 | 144.5075 | 115.2047 | 89.1603 | 13729015.4342 | 5255790.3401 | 29479597.0231 | 91957582.9565 | 1.1099 | 1.1099 | 1.121 | 1.09 | 1.1099 | 1.1099 | 1.121 | 1.09 | 1.0659 | 1.0659 | 1.0813 | 0.85048 | 0.16033 | 0.16033 | 0.18833 | 0.21767 | 0.16033 | 0.16033 | 0.18833 | 0.21767 | 0.15867 | 0.15867 | 0.18057 | 0.039176 | 1 | 1 | 1 | 0.99997 | 12.3662 | 12.3662 | 12.3662 | 12.3662 | 1085389.5283 | 414167.1482 | 2853530.2166 | 11187537.7189 | 5396063.1862 | 15540624.612 | 1257853.1142 | 109.3954 | 41.8791 | 150.2985 | 141.0276 | 1224349.8049
344 | OTA | 2 | 2025 | 2023 | 0.097714 | 0.037408 | 0.20994 | 0.65494 | 156.872 | 156.872 | 127.6451 | 101.5928 | 87602.2072 | 33537.0117 | 231314.5343 | 906652.5177 | 140638894.4297 | 140638894.4297 | 1 | 60.746 | 68414.5374 | 60.746 | 14.3054 | 14.3054 | 12.4384 | 7.3597 | 12.4189 | 12.4189 | 12.4189 | 12.4189 | 1086854.5215 | 416073.4994 | 2869803.3186 | 11248392.5877 | 130.1478 | 130.1478 | 102.7879 | 81.8142 | 144.4531 | 144.4531 | 115.2263 | 89.1739 | 13742334.9253 | 5261018.6712 | 29526176.4048 | 92109364.4283 | 1.1101 | 1.1101 | 1.1212 | 1.0901 | 1.1101 | 1.1101 | 1.1212 | 1.0901 | 1.0661 | 1.0661 | 1.0814 | 0.85053 | 0.16033 | 0.16033 | 0.18833 | 0.21767 | 0.16033 | 0.16033 | 0.18833 | 0.21767 | 0.15867 | 0.15867 | 0.18057 | 0.039176 | 1 | 1 | 1 | 0.99997 | 12.4189 | 12.4189 | 12.4189 | 12.4189 | 1086854.5215 | 416073.4994 | 2869803.3186 | 11248392.5877 | 5409209.3206 | 15621123.9272 | 1259106.271 | 109.5028 | 41.9213 | 150.4485 | 141.1682 | 1225569.2592
366 | OTA | 2 | 2026 | 2024 | 0.097705 | 0.037405 | 0.20994 | 0.65495 | 156.9251 | 156.9251 | 127.6947 | 101.639 | 87689.488 | 33570.5533 | 231545.5703 | 907557.8146 | 140839128.9549 | 140839128.9549 | 1 | 60.746 | 69040.7925 | 60.746 | 14.3238 | 14.3238 | 12.4533 | 7.3713 | 12.4535 | 12.4535 | 12.4535 | 12.4535 | 1090953.9099 | 417653.1078 | 2880675.0832 | 11290995.2891 | 130.1478 | 130.1478 | 102.7879 | 81.8142 | 144.4716 | 144.4716 | 115.2412 | 89.1855 | 13760678.6631 | 5268061.2819 | 29567144.1095 | 92243244.9003 | 1.1102 | 1.1102 | 1.1213 | 1.0902 | 1.1102 | 1.1102 | 1.1213 | 1.0902 | 1.0662 | 1.0662 | 1.0816 | 0.85057 | 0.16033 | 0.16033 | 0.18833 | 0.21767 | 0.16033 | 0.16033 | 0.18833 | 0.21767 | 0.15867 | 0.15867 | 0.18057 | 0.039176 | 1 | 1 | 1 | 0.99997 | 12.4535 | 12.4535 | 12.4535 | 12.4535 | 1090953.9099 | 417653.1078 | 2880675.0832 | 11290995.2891 | 5422415.4876 | 15680277.3899 | 1260363.4262 | 109.6119 | 41.9632 | 150.5987 | 141.3091 | 1226792.8729
388 | OTA | 2 | 2027 | 2025 | 0.097651 | 0.037385 | 0.20989 | 0.65508 | 157.1561 | 157.1561 | 127.922 | 101.8629 | 87773.0693 | 33603.3634 | 231769.9064 | 908435.6161 | 141259438.7224 | 141259438.7224 | 1 | 60.746 | 69672.7801 | 60.746 | 14.3425 | 14.3425 | 12.4683 | 7.3829 | 12.6659 | 12.6659 | 12.6659 | 12.6659 | 1110663.5795 | 425200.2349 | 2932725.8908 | 11495008.5063 | 130.1478 | 130.1478 | 102.7879 | 81.8142 | 144.4903 | 144.4903 | 115.2562 | 89.1971 | 13794077.5784 | 5280975.183 | 29648479.9332 | 92535906.0278 | 1.1103 | 1.1103 | 1.1214 | 1.0904 | 1.1103 | 1.1103 | 1.1214 | 1.0904 | 1.0664 | 1.0664 | 1.0817 | 0.85061 | 0.16033 | 0.16033 | 0.18833 | 0.21767 | 0.16033 | 0.16033 | 0.18833 | 0.21767 | 0.15867 | 0.15867 | 0.18057 | 0.039176 | 1 | 1 | 1 | 0.99997 | 12.6659 | 12.6659 | 12.6659 | 12.6659 | 1110663.5795 | 425200.2349 | 2932725.8908 | 11495008.5063 | 5435215.8244 | 15963598.2116 | 1261581.9552 | 109.7163 | 42.0042 | 150.7447 | 141.4458 | 1227978.5919
410 | OTA | 2 | 2028 | 2026 | 0.097561 | 0.037352 | 0.20981 | 0.65528 | 157.5251 | 157.5251 | 128.2876 | 102.2251 | 87853.7921 | 33635.6146 | 231989.0968 | 909292.2882 | 141851475.1365 | 141851475.1365 | 1 | 60.746 | 70310.5529 | 60.746 | 14.3604 | 14.3604 | 12.4828 | 7.3941 | 13.0169 | 13.0169 | 13.0169 | 13.0169 | 1142530.9708 | 437410.7416 | 3016919.633 | 11824991.8124 | 130.1478 | 130.1478 | 102.7879 | 81.8142 | 144.5082 | 144.5082 | 115.2707 | 89.2083 | 13839173.6542 | 5298452.128 | 29761316.218 | 92952533.1363 | 1.1105 | 1.1105 | 1.1216 | 1.0905 | 1.1105 | 1.1105 | 1.1216 | 1.0905 | 1.0665 | 1.0665 | 1.0819 | 0.85065 | 0.16033 | 0.16033 | 0.18833 | 0.21767 | 0.16033 | 0.16033 | 0.18833 | 0.21767 | 0.15867 | 0.15867 | 0.18057 | 0.039176 | 1 | 1 | 1 | 0.99997 | 13.0169 | 13.0169 | 13.0169 | 13.0169 | 1142530.9708 | 437410.7416 | 3016919.633 | 11824991.8124 | 5447705.3659 | 16421853.1578 | 1262770.7917 | 109.8172 | 42.0445 | 150.8872 | 141.5792 | 1229135.1771
432 | OTA | 2 | 2029 | 2027 | 0.097516 | 0.037336 | 0.20977 | 0.65538 | 157.7199 | 157.7199 | 128.4793 | 102.4137 | 87938.301 | 33668.647 | 232215.2904 | 910177.6146 | 142229358.9501 | 142229358.9501 | 1 | 60.746 | 70954.1638 | 60.746 | 14.3777 | 14.3777 | 12.497 | 7.405 | 13.1945 | 13.1945 | 13.1945 | 13.1945 | 1159185.6323 | 443804.6471 | 3060976.8978 | 11997644.3977 | 130.1478 | 130.1478 | 102.7879 | 81.8142 | 144.5255 | 144.5255 | 115.2849 | 89.2192 | 13869624.1685 | 5310217.2219 | 29834869.2256 | 93214648.3342 | 1.1106 | 1.1106 | 1.1217 | 1.0906 | 1.1106 | 1.1106 | 1.1217 | 1.0907 | 1.0666 | 1.0666 | 1.082 | 0.85069 | 0.16033 | 0.16033 | 0.18833 | 0.21767 | 0.16033 | 0.16033 | 0.18833 | 0.21767 | 0.15867 | 0.15867 | 0.18057 | 0.039176 | 1 | 1 | 1 | 0.99997 | 13.1945 | 13.1945 | 13.1945 | 13.1945 | 1159185.6323 | 443804.6471 | 3060976.8978 | 11997644.3977 | 5460634.5097 | 16661611.5749 | 1263999.8531 | 109.9229 | 42.0858 | 151.0343 | 141.717 | 1230331.206
454 | OTA | 2 | 2030 | 2028 | 0.097475 | 0.037321 | 0.20973 | 0.65547 | 157.8991 | 157.8991 | 128.655 | 102.5861 | 88023.2463 | 33701.7806 | 232442.3404 | 911066.4134 | 142587870.7513 | 142587870.7513 | 1 | 60.746 | 71603.6661 | 60.746 | 14.3958 | 14.3958 | 12.5116 | 7.4163 | 13.3556 | 13.3556 | 13.3556 | 13.3556 | 1174466.0039 | 449663.922 | 3101367.2184 | 12155939.4846 | 130.1478 | 130.1478 | 102.7879 | 81.8142 | 144.5435 | 144.5435 | 115.2995 | 89.2305 | 13898791.5826 | 5321480.8994 | 29904879.4503 | 93462718.8191 | 1.1108 | 1.1108 | 1.1219 | 1.0908 | 1.1108 | 1.1108 | 1.1219 | 1.0908 | 1.0667 | 1.0667 | 1.0821 | 0.85073 | 0.16033 | 0.16033 | 0.18833 | 0.21767 | 0.16033 | 0.16033 | 0.18833 | 0.21767 | 0.15867 | 0.15867 | 0.18057 | 0.039176 | 1 | 1 | 1 | 0.99997 | 13.3556 | 13.3556 | 13.3556 | 13.3556 | 1174466.0039 | 449663.922 | 3101367.2184 | 12155939.4846 | 5473624.1181 | 16881436.6288 | 1265233.7808 | 110.0291 | 42.1272 | 151.182 | 141.8554 | 1231532.0002
476 | OTA | 2 | 2031 | 2029 | 0.097439 | 0.037307 | 0.2097 | 0.65556 | 158.0632 | 158.0632 | 128.8156 | 102.7433 | 88108.6012 | 33735.0123 | 232670.2096 | 911958.5276 | 142928177.06 | 142928177.06 | 1 | 60.746 | 72259.1139 | 60.746 | 14.4139 | 14.4139 | 12.5262 | 7.4276 | 13.5015 | 13.5015 | 13.5015 | 13.5015 | 1188444.2393 | 455023.9697 | 3138315.9781 | 12300746.4009 | 130.1478 | 130.1478 | 102.7879 | 81.8142 | 144.5617 | 144.5617 | 115.3141 | 89.2418 | 13926724.5032 | 5332262.8702 | 29971555.4973 | 93697634.1893 | 1.1109 | 1.1109 | 1.122 | 1.0909 | 1.1109 | 1.1109 | 1.122 | 1.0909 | 1.0669 | 1.0669 | 1.0823 | 0.85077 | 0.16033 | 0.16033 | 0.18833 | 0.21767 | 0.16033 | 0.16033 | 0.18833 | 0.21767 | 0.15867 | 0.15867 | 0.18057 | 0.039176 | 1 | 1 | 1 | 0.99997 | 13.5015 | 13.5015 | 13.5015 | 13.5015 | 1188444.2393 | 455023.9697 | 3138315.9781 | 12300746.4009 | 5486671.83 | 17082530.588 | 1266472.3507 | 110.1358 | 42.1688 | 151.3302 | 141.9943 | 1232737.3384
498 | OTA | 2 | 2032 | 2030 | 0.09735 | 0.037275 | 0.20962 | 0.65576 | 158.4358 | 158.4358 | 129.1847 | 103.1091 | 88189.625 | 33767.383 | 232890.2196 | 912818.4025 | 143528099.189 | 143528099.189 | 1 | 60.746 | 72920.5616 | 60.746 | 14.4322 | 14.4322 | 12.5409 | 7.439 | 13.8559 | 13.8559 | 13.8559 | 13.8559 | 1220824.8559 | 467429.2974 | 3223857.5034 | 12636015.3605 | 130.1478 | 130.1478 | 102.7879 | 81.8142 | 144.5799 | 144.5799 | 115.3288 | 89.2532 | 13972395.3996 | 5349962.9617 | 30085861.6846 | 94119879.1431 | 1.111 | 1.111 | 1.1221 | 1.0911 | 1.111 | 1.111 | 1.1221 | 1.0911 | 1.067 | 1.067 | 1.0824 | 0.85081 | 0.16033 | 0.16033 | 0.18833 | 0.21767 | 0.16033 | 0.16033 | 0.18833 | 0.21767 | 0.15867 | 0.15867 | 0.18057 | 0.039176 | 1 | 1 | 1 | 0.99997 | 13.8559 | 13.8559 | 13.8559 | 13.8559 | 1220824.8559 | 467429.2974 | 3223857.5034 | 12636015.3605 | 5499240.3887 | 17548127.0172 | 1267665.63 | 110.237 | 42.2092 | 151.4733 | 142.1282 | 1233898.247
520 | OTA | 2 | 2033 | 2031 | 0.097238 | 0.037234 | 0.20952 | 0.65601 | 158.9009 | 158.9009 | 129.6467 | 103.5678 | 88268.7814 | 33799.3926 | 233106.8901 | 913664.5548 | 144244515.9167 | 144244515.9167 | 1 | 60.746 | 73588.064 | 60.746 | 14.4494 | 14.4494 | 12.5551 | 7.4499 | 14.3037 | 14.3037 | 14.3037 | 14.3037 | 1261436.8013 | 482998.081 | 3331188.8308 | 13056668.813 | 130.1478 | 130.1478 | 102.7879 | 81.8142 | 144.5972 | 144.5972 | 115.343 | 89.2641 | 14025986.9875 | 5370753.2065 | 30221536.8662 | 94626238.8566 | 1.1112 | 1.1112 | 1.1223 | 1.0912 | 1.1112 | 1.1112 | 1.1223 | 1.0912 | 1.0671 | 1.0671 | 1.0825 | 0.85085 | 0.16033 | 0.16033 | 0.18833 | 0.21767 | 0.16033 | 0.16033 | 0.18833 | 0.21767 | 0.15867 | 0.15867 | 0.18057 | 0.039176 | 1 | 1 | 1 | 0.99997 | 14.3037 | 14.3037 | 14.3037 | 14.3037 | 1261436.8013 | 482998.081 | 3331188.8308 | 13056668.813 | 5511608.8075 | 18132292.5261 | 1268839.619 | 110.336 | 42.2492 | 151.6142 | 142.26 | 1235040.2264
542 | OTA | 2 | 2034 | 2032 | 0.097198 | 0.037219 | 0.20948 | 0.6561 | 159.0753 | 159.0753 | 129.8182 | 103.7361 | 88354.1656 | 33832.6805 | 233335.0421 | 914557.7013 | 144600717.2544 | 144600717.2544 | 1 | 60.746 | 74261.6767 | 60.746 | 14.4663 | 14.4663 | 12.5691 | 7.4607 | 14.4612 | 14.4612 | 14.4612 | 14.4612 | 1276476.3623 | 488781.2545 | 3371015.5557 | 13212725.8244 | 130.1478 | 130.1478 | 102.7879 | 81.8142 | 144.6141 | 144.6141 | 115.357 | 89.2749 | 14054966.1301 | 5381944.0791 | 30291134.5833 | 94872672.462 | 1.1113 | 1.1113 | 1.1224 | 1.0913 | 1.1113 | 1.1113 | 1.1224 | 1.0913 | 1.0673 | 1.0673 | 1.0827 | 0.8509 | 0.16033 | 0.16033 | 0.18833 | 0.21767 | 0.16033 | 0.16033 | 0.18833 | 0.21767 | 0.15867 | 0.15867 | 0.18057 | 0.039176 | 1 | 1 | 1 | 0.99997 | 14.4612 | 14.4612 | 14.4612 | 14.4612 | 1276476.3623 | 488781.2545 | 3371015.5557 | 13212725.8244 | 5524695.4448 | 18348998.9971 | 1270079.5895 | 110.4427 | 42.2909 | 151.7626 | 142.399 | 1236246.909
564 | OTA | 2 | 2035 | 2033 | 0.097163 | 0.037207 | 0.20945 | 0.65618 | 159.2361 | 159.2361 | 129.9754 | 103.89 | 88439.9487 | 33866.0607 | 233563.9754 | 915454.014 | 144939662.3667 | 144939662.3667 | 1 | 60.746 | 74941.4554 | 60.746 | 14.4845 | 14.4845 | 12.5837 | 7.472 | 14.6038 | 14.6038 | 14.6038 | 14.6038 | 1290307.675 | 494086.1249 | 3407581.2218 | 13356029.2609 | 130.1478 | 130.1478 | 102.7879 | 81.8142 | 144.6322 | 144.6322 | 115.3716 | 89.2862 | 14082829.1972 | 5392698.1559 | 30357581.4136 | 95106553.6001 | 1.1114 | 1.1114 | 1.1226 | 1.0915 | 1.1114 | 1.1114 | 1.1226 | 1.0915 | 1.0674 | 1.0674 | 1.0828 | 0.85094 | 0.16033 | 0.16033 | 0.18833 | 0.21767 | 0.16033 | 0.16033 | 0.18833 | 0.21767 | 0.15867 | 0.15867 | 0.18057 | 0.039176 | 1 | 1 | 1 | 0.99997 | 14.6038 | 14.6038 | 14.6038 | 14.6038 | 1290307.675 | 494086.1249 | 3407581.2218 | 13356029.2609 | 5537838.2431 | 18548004.2826 | 1271323.9987 | 110.5499 | 42.3326 | 151.9115 | 142.5386 | 1237457.9381
586 | OTA | 2 | 2036 | 2034 | 0.097132 | 0.037195 | 0.20942 | 0.65625 | 159.3834 | 159.3834 | 130.1193 | 104.0305 | 88526.1031 | 33899.5318 | 233793.6596 | 916353.361 | 145262374.9857 | 145262374.9857 | 1 | 60.746 | 75627.4568 | 60.746 | 14.5027 | 14.5027 | 12.5985 | 7.4834 | 14.7329 | 14.7329 | 14.7329 | 14.7329 | 1302977.2625 | 498945.4166 | 3441075.5991 | 13487295.9912 | 130.1478 | 130.1478 | 102.7879 | 81.8142 | 144.6505 | 144.6505 | 115.3863 | 89.2976 | 14109592.0845 | 5403022.937 | 30421055.7999 | 95328704.1644 | 1.1116 | 1.1116 | 1.1227 | 1.0916 | 1.1116 | 1.1116 | 1.1227 | 1.0916 | 1.0675 | 1.0675 | 1.0829 | 0.85098 | 0.16033 | 0.16033 | 0.18833 | 0.21767 | 0.16033 | 0.16033 | 0.18833 | 0.21767 | 0.15867 | 0.15867 | 0.18057 | 0.039176 | 1 | 1 | 1 | 0.99997 | 14.7329 | 14.7329 | 14.7329 | 14.7329 | 1302977.2625 | 498945.4166 | 3441075.5991 | 13487295.9912 | 5551035.1467 | 18730294.2693 | 1272572.6555 | 110.6576 | 42.3744 | 152.0609 | 142.6786 | 1238673.1237
608 | OTA | 2 | 2037 | 2035 | 0.097103 | 0.037185 | 0.2094 | 0.65632 | 159.5181 | 159.5181 | 130.2504 | 104.1583 | 88612.6124 | 33933.0906 | 234024.0647 | 917255.6205 | 145569763.9876 | 145569763.9876 | 1 | 60.746 | 76319.7377 | 60.746 | 14.5211 | 14.5211 | 12.6132 | 7.4948 | 14.8493 | 14.8493 | 14.8493 | 14.8493 | 1314549.5084 | 503383.8755 | 3471669.1412 | 13607194.0189 | 130.1478 | 130.1478 | 102.7879 | 81.8142 | 144.6688 | 144.6688 | 115.4011 | 89.309 | 14135316.5022 | 5412942.503 | 30481724.4859 | 95539780.4965 | 1.1117 | 1.1117 | 1.1229 | 1.0917 | 1.1117 | 1.1117 | 1.1229 | 1.0918 | 1.0677 | 1.0677 | 1.0831 | 0.85102 | 0.16033 | 0.16033 | 0.18833 | 0.21767 | 0.16033 | 0.16033 | 0.18833 | 0.21767 | 0.15867 | 0.15867 | 0.18057 | 0.039176 | 1 | 1 | 1 | 0.99997 | 14.8493 | 14.8493 | 14.8493 | 14.8493 | 1314549.5084 | 503383.8755 | 3471669.1412 | 13607194.0189 | 5564284.384 | 18896796.544 | 1273825.3881 | 110.7658 | 42.4164 | 152.2108 | 142.8191 | 1239892.2975
630 | OTA | 2 | 2038 | 2036 | 0.097078 | 0.037175 | 0.20937 | 0.65637 | 159.6409 | 159.6409 | 130.3696 | 104.2741 | 88699.4608 | 33966.7341 | 234255.1623 | 918160.6751 | 145862709.4 | 145862709.4 | 1 | 60.746 | 77018.3556 | 60.746 | 14.5394 | 14.5394 | 12.628 | 7.5062 | 14.9537 | 14.9537 | 14.9537 | 14.9537 | 1325086.8552 | 507425.4232 | 3499526.8006 | 13716369.8578 | 130.1478 | 130.1478 | 102.7879 | 81.8142 | 144.6872 | 144.6872 | 115.4159 | 89.3204 | 14160062.3789 | 5422480.2344 | 30539748.866 | 95740417.9207 | 1.1119 | 1.1119 | 1.123 | 1.0919 | 1.1119 | 1.1119 | 1.123 | 1.0919 | 1.0678 | 1.0678 | 1.0832 | 0.85106 | 0.16033 | 0.16033 | 0.18833 | 0.21767 | 0.16033 | 0.16033 | 0.18833 | 0.21767 | 0.15867 | 0.15867 | 0.18057 | 0.039176 | 1 | 1 | 1 | 0.99997 | 14.9537 | 14.9537 | 14.9537 | 14.9537 | 1325086.8552 | 507425.4232 | 3499526.8006 | 13716369.8578 | 5577584.2539 | 19048408.9369 | 1275082.0322 | 110.8743 | 42.4584 | 152.3611 | 142.96 | 1241115.2982
652 | OTA | 2 | 2039 | 2037 | 0.097055 | 0.037167 | 0.20935 | 0.65642 | 159.7525 | 159.7525 | 130.4776 | 104.3788 | 88786.6336 | 34000.4592 | 234486.9254 | 919068.4147 | 146142044.6072 | 146142044.6072 | 1 | 60.746 | 77723.3685 | 60.746 | 14.5579 | 14.5579 | 12.6428 | 7.5177 | 15.0469 | 15.0469 | 15.0469 | 15.0469 | 1334648.4191 | 511092.7112 | 3524804.7622 | 13815435.6506 | 130.1478 | 130.1478 | 102.7879 | 81.8142 | 144.7056 | 144.7056 | 115.4307 | 89.3319 | 14183886.4692 | 5431658.273 | 30595281.7829 | 95931218.0821 | 1.112 | 1.112 | 1.1231 | 1.092 | 1.112 | 1.112 | 1.1231 | 1.092 | 1.0679 | 1.0679 | 1.0834 | 0.85111 | 0.16033 | 0.16033 | 0.18833 | 0.21767 | 0.16033 | 0.16033 | 0.18833 | 0.21767 | 0.15867 | 0.15867 | 0.18057 | 0.039176 | 1 | 1 | 1 | 0.99997 | 15.0469 | 15.0469 | 15.0469 | 15.0469 | 1334648.4191 | 511092.7112 | 3524804.7622 | 13815435.6506 | 5590933.1574 | 19185981.5431 | 1276342.4329 | 110.9833 | 42.5006 | 152.5118 | 143.1013 | 1242341.9738
674 | OTA | 2 | 2040 | 2038 | 0.097036 | 0.03716 | 0.20934 | 0.65647 | 159.8535 | 159.8535 | 130.575 | 104.4728 | 88874.1168 | 34034.2632 | 234719.329 | 919978.7358 | 146408558.6239 | 146408558.6239 | 1 | 60.746 | 78434.835 | 60.746 | 14.5764 | 14.5764 | 12.6577 | 7.5292 | 15.1294 | 15.1294 | 15.1294 | 15.1294 | 1343290.1549 | 514407.183 | 3547650.8743 | 13904970.8592 | 130.1478 | 130.1478 | 102.7879 | 81.8142 | 144.7241 | 144.7241 | 115.4455 | 89.3434 | 14206842.5103 | 5440497.583 | 30648467.9453 | 96112750.5853 | 1.1121 | 1.1121 | 1.1233 | 1.0922 | 1.1121 | 1.1121 | 1.1233 | 1.0922 | 1.0681 | 1.0681 | 1.0835 | 0.85115 | 0.16033 | 0.16033 | 0.18833 | 0.21767 | 0.16033 | 0.16033 | 0.18833 | 0.21767 | 0.15867 | 0.15867 | 0.18057 | 0.039176 | 1 | 1 | 1 | 0.99997 | 15.1294 | 15.1294 | 15.1294 | 15.1294 | 1343290.1549 | 514407.183 | 3547650.8743 | 13904970.8592 | 5604329.5914 | 19310319.0713 | 1277606.4448 | 111.0926 | 42.5428 | 152.663 | 143.2431 | 1243572.1816
696 | OTA | 2 | 2041 | 2039 | 0.097018 | 0.037153 | 0.20932 | 0.65651 | 159.9447 | 159.9447 | 130.6624 | 104.5569 | 88961.8973 | 34068.1436 | 234952.3491 | 920891.541 | 146662998.4113 | 146662998.4113 | 1 | 60.746 | 79152.8142 | 60.746 | 14.5949 | 14.5949 | 12.6725 | 7.5407 | 15.202 | 15.202 | 15.202 | 15.202 | 1351065.0232 | 517389.1375 | 3568205.0858 | 13985523.9814 | 130.1478 | 130.1478 | 102.7879 | 81.8142 | 144.7427 | 144.7427 | 115.4604 | 89.3549 | 14228981.3795 | 5449018.0123 | 30699444.3517 | 96285554.6678 | 1.1123 | 1.1123 | 1.1234 | 1.0923 | 1.1123 | 1.1123 | 1.1234 | 1.0923 | 1.0682 | 1.0682 | 1.0836 | 0.85119 | 0.16033 | 0.16033 | 0.18833 | 0.21767 | 0.16033 | 0.16033 | 0.18833 | 0.21767 | 0.15867 | 0.15867 | 0.18057 | 0.039176 | 1 | 1 | 1 | 0.99997 | 15.202 | 15.202 | 15.202 | 15.202 | 1351065.0232 | 517389.1375 | 3568205.0858 | 13985523.9814 | 5617772.1425 | 19422183.2279 | 1278873.931 | 111.2024 | 42.5852 | 152.8145 | 143.3852 | 1244805.7874
718 | OTA | 2 | 2042 | 2040 | 0.097003 | 0.037148 | 0.20931 | 0.65654 | 160.0265 | 160.0265 | 130.7405 | 104.6316 | 89049.9629 | 34102.0979 | 235185.9634 | 921806.7385 | 146906071.0633 | 146906071.0633 | 1 | 60.746 | 79877.3656 | 60.746 | 14.6135 | 14.6135 | 12.6874 | 7.5522 | 15.2652 | 15.2652 | 15.2652 | 15.2652 | 1358023.1472 | 520057.7886 | 3586599.8596 | 14057614.1697 | 130.1478 | 130.1478 | 102.7879 | 81.8142 | 144.7612 | 144.7612 | 115.4753 | 89.3664 | 14250351.2418 | 5457238.3502 | 30748340.6913 | 96450140.7801 | 1.1124 | 1.1124 | 1.1236 | 1.0925 | 1.1124 | 1.1124 | 1.1236 | 1.0925 | 1.0684 | 1.0684 | 1.0838 | 0.85123 | 0.16033 | 0.16033 | 0.18833 | 0.21767 | 0.16033 | 0.16033 | 0.18833 | 0.21767 | 0.15867 | 0.15867 | 0.18057 | 0.039176 | 1 | 1 | 1 | 0.99997 | 15.2652 | 15.2652 | 15.2652 | 15.2652 | 1358023.1472 | 520057.7886 | 3586599.8596 | 14057614.1697 | 5631259.4811 | 19522294.9651 | 1280144.7627 | 111.3125 | 42.6276 | 152.9665 | 143.5277 | 1246042.6648
740 | OTA | 2 | 2043 | 2041 | 0.09699 | 0.037143 | 0.20929 | 0.65657 | 160.0995 | 160.0995 | 130.8099 | 104.6976 | 89138.3019 | 34136.1237 | 235420.151 | 922724.2421 | 147138445.8604 | 147138445.8604 | 1 | 60.746 | 80608.5494 | 60.746 | 14.6321 | 14.6321 | 12.7024 | 7.5638 | 15.3196 | 15.3196 | 15.3196 | 15.3196 | 1364211.9602 | 522431.3212 | 3602960.5597 | 14121732.7507 | 130.1478 | 130.1478 | 102.7879 | 81.8142 | 144.7799 | 144.7799 | 115.4902 | 89.378 | 14270997.6896 | 5465176.3823 | 30795279.7199 | 96606992.0686 | 1.1126 | 1.1126 | 1.1237 | 1.0926 | 1.1126 | 1.1126 | 1.1237 | 1.0926 | 1.0685 | 1.0685 | 1.0839 | 0.85127 | 0.16033 | 0.16033 | 0.18833 | 0.21767 | 0.16033 | 0.16033 | 0.18833 | 0.21767 | 0.15867 | 0.15867 | 0.18057 | 0.039176 | 1 | 1 | 1 | 0.99997 | 15.3196 | 15.3196 | 15.3196 | 15.3196 | 1364211.9602 | 522431.3212 | 3602960.5597 | 14121732.7507 | 5644790.3563 | 19611336.5919 | 1281418.8187 | 111.4229 | 42.6702 | 153.1188 | 143.6706 | 1247282.695
762 | OTA | 2 | 2044 | 2042 | 0.096979 | 0.037139 | 0.20928 | 0.6566 | 160.1643 | 160.1643 | 130.8709 | 104.7553 | 89226.9035 | 34170.2189 | 235654.892 | 923643.9706 | 147360756.25 | 147360756.25 | 1 | 60.746 | 81346.4264 | 60.746 | 14.6508 | 14.6508 | 12.7173 | 7.5753 | 15.3657 | 15.3657 | 15.3657 | 15.3657 | 1369676.3476 | 524526.9454 | 3617405.8248 | 14178344.6901 | 130.1478 | 130.1478 | 102.7879 | 81.8142 | 144.7985 | 144.7985 | 115.5052 | 89.3895 | 14290963.8769 | 5472848.9427 | 30840377.6232 | 96756565.8071 | 1.1127 | 1.1127 | 1.1239 | 1.0927 | 1.1127 | 1.1127 | 1.1239 | 1.0927 | 1.0686 | 1.0686 | 1.0841 | 0.85132 | 0.16033 | 0.16033 | 0.18833 | 0.21767 | 0.16033 | 0.16033 | 0.18833 | 0.21767 | 0.15867 | 0.15867 | 0.18057 | 0.039176 | 1 | 1 | 1 | 0.99997 | 15.3657 | 15.3657 | 15.3657 | 15.3657 | 1369676.3476 | 524526.9454 | 3617405.8248 | 14178344.6901 | 5658363.591 | 19689953.808 | 1282695.985 | 111.5336 | 42.7128 | 153.2715 | 143.8138 | 1248525.7661
784 | OTA | 2 | 2045 | 2043 | 0.096971 | 0.037136 | 0.20928 | 0.65662 | 160.2213 | 160.2213 | 130.9243 | 104.8052 | 89315.7574 | 34204.3815 | 235890.1677 | 924565.8476 | 147573601.7069 | 147573601.7069 | 1 | 60.746 | 82091.0577 | 60.746 | 14.6695 | 14.6695 | 12.7323 | 7.5869 | 15.4041 | 15.4041 | 15.4041 | 15.4041 | 1374458.7801 | 526360.9471 | 3630047.9191 | 14227889.9672 | 130.1478 | 130.1478 | 102.7879 | 81.8142 | 144.8173 | 144.8173 | 115.5202 | 89.4011 | 14310290.646 | 5480271.9632 | 30883744.3573 | 96899294.7404 | 1.1129 | 1.1129 | 1.124 | 1.0929 | 1.1129 | 1.1129 | 1.124 | 1.0929 | 1.0688 | 1.0688 | 1.0842 | 0.85136 | 0.16033 | 0.16033 | 0.18833 | 0.21767 | 0.16033 | 0.16033 | 0.18833 | 0.21767 | 0.15867 | 0.15867 | 0.18057 | 0.039176 | 1 | 1 | 1 | 0.99997 | 15.4041 | 15.4041 | 15.4041 | 15.4041 | 1374458.7801 | 526360.9471 | 3630047.9191 | 14227889.9672 | 5671978.0774 | 19758757.6135 | 1283976.1542 | 111.6447 | 42.7555 | 153.4245 | 143.9573 | 1249771.7727
806 | OTA | 2 | 2046 | 2044 | 0.096963 | 0.037133 | 0.20927 | 0.65663 | 160.2711 | 160.2711 | 130.9703 | 104.8478 | 89404.8539 | 34238.6096 | 236125.9607 | 925489.801 | 147777549.4893 | 147777549.4893 | 1 | 60.746 | 82842.5053 | 60.746 | 14.6882 | 14.6882 | 12.7473 | 7.5985 | 15.4351 | 15.4351 | 15.4351 | 15.4351 | 1378599.4395 | 527948.7359 | 3640993.0627 | 14270784.8716 | 130.1478 | 130.1478 | 102.7879 | 81.8142 | 144.836 | 144.836 | 115.5352 | 89.4127 | 14329016.6462 | 5487460.5202 | 30925483.9706 | 97035588.3523 | 1.113 | 1.113 | 1.1242 | 1.093 | 1.113 | 1.113 | 1.1242 | 1.093 | 1.0689 | 1.0689 | 1.0843 | 0.8514 | 0.16033 | 0.16033 | 0.18833 | 0.21767 | 0.16033 | 0.16033 | 0.18833 | 0.21767 | 0.15867 | 0.15867 | 0.18057 | 0.039176 | 1 | 1 | 1 | 0.99997 | 15.4351 | 15.4351 | 15.4351 | 15.4351 | 1378599.4395 | 527948.7359 | 3640993.0627 | 14270784.8716 | 5685632.7728 | 19818326.1096 | 1285259.2251 | 111.7561 | 42.7983 | 153.5779 | 144.1012 | 1251020.6155
828 | OTA | 2 | 2047 | 2045 | 0.096958 | 0.037131 | 0.20927 | 0.65665 | 160.3141 | 160.3141 | 131.0095 | 104.8836 | 89494.184 | 34272.9012 | 236362.2543 | 926415.763 | 147973136.3291 | 147973136.3291 | 1 | 60.746 | 83600.8316 | 60.746 | 14.707 | 14.707 | 12.7623 | 7.6101 | 15.4593 | 15.4593 | 15.4593 | 15.4593 | 1382136.3396 | 529304.8912 | 3650341.7503 | 14307423.2516 | 130.1478 | 130.1478 | 102.7879 | 81.8142 | 144.8548 | 144.8548 | 115.5502 | 89.4243 | 14347178.4487 | 5494428.8792 | 30965694.9139 | 97165834.0873 | 1.1131 | 1.1131 | 1.1243 | 1.0932 | 1.1131 | 1.1131 | 1.1243 | 1.0932 | 1.069 | 1.069 | 1.0845 | 0.85144 | 0.16033 | 0.16033 | 0.18833 | 0.21767 | 0.16033 | 0.16033 | 0.18833 | 0.21767 | 0.15867 | 0.15867 | 0.18057 | 0.039176 | 1 | 1 | 1 | 0.99997 | 15.4593 | 15.4593 | 15.4593 | 15.4593 | 1382136.3396 | 529304.8912 | 3650341.7503 | 14307423.2516 | 5699326.6953 | 19869206.2327 | 1286545.1024 | 111.8677 | 42.8411 | 153.7315 | 144.2454 | 1252272.2012
850 | OTA | 2 | 2048 | 2046 | 0.096954 | 0.03713 | 0.20926 | 0.65665 | 160.3506 | 160.3506 | 131.0423 | 104.913 | 89583.7391 | 34307.2547 | 236599.0329 | 927343.6697 | 148160870.0213 | 148160870.0213 | 1 | 60.746 | 84366.0994 | 60.746 | 14.7258 | 14.7258 | 12.7773 | 7.6218 | 15.477 | 15.477 | 15.477 | 15.477 | 1385105.4395 | 530443.2056 | 3658189.0501 | 14338177.6866 | 130.1478 | 130.1478 | 102.7879 | 81.8142 | 144.8736 | 144.8736 | 115.5652 | 89.4359 | 14364810.6551 | 5501190.537 | 31004470.3313 | 97290398.4979 | 1.1133 | 1.1133 | 1.1245 | 1.0933 | 1.1133 | 1.1133 | 1.1245 | 1.0933 | 1.0692 | 1.0692 | 1.0846 | 0.85149 | 0.16033 | 0.16033 | 0.18833 | 0.21767 | 0.16033 | 0.16033 | 0.18833 | 0.21767 | 0.15867 | 0.15867 | 0.18057 | 0.039176 | 1 | 1 | 1 | 0.99997 | 15.477 | 15.477 | 15.477 | 15.477 | 1385105.4395 | 530443.2056 | 3658189.0501 | 14338177.6866 | 5713058.9208 | 19911915.3818 | 1287833.6965 | 111.9797 | 42.8841 | 153.8855 | 144.3898 | 1253526.4417
872 | OTA | 2 | 2049 | 2047 | 0.096952 | 0.037129 | 0.20926 | 0.65666 | 160.3812 | 160.3812 | 131.069 | 104.9363 | 89673.5112 | 34341.6685 | 236836.282 | 928273.461 | 148341230.9289 | 148341230.9289 | 1 | 60.746 | 85138.3723 | 60.746 | 14.7447 | 14.7447 | 12.7924 | 7.6334 | 15.4888 | 15.4888 | 15.4888 | 15.4888 | 1387540.7514 | 531376.7257 | 3664624.8867 | 14363400.5967 | 130.1478 | 130.1478 | 102.7879 | 81.8142 | 144.8925 | 144.8925 | 115.5803 | 89.4476 | 14381945.999 | 5507758.2619 | 31041898.3362 | 97409628.3318 | 1.1134 | 1.1134 | 1.1246 | 1.0934 | 1.1134 | 1.1134 | 1.1246 | 1.0934 | 1.0693 | 1.0693 | 1.0848 | 0.85153 | 0.16033 | 0.16033 | 0.18833 | 0.21767 | 0.16033 | 0.16033 | 0.18833 | 0.21767 | 0.15867 | 0.15867 | 0.18057 | 0.039176 | 1 | 1 | 1 | 0.99997 | 15.4888 | 15.4888 | 15.4888 | 15.4888 | 1387540.7514 | 531376.7257 | 3664624.8867 | 14363400.5967 | 5726828.5791 | 19946942.9605 | 1289124.9227 | 112.0919 | 42.9271 | 154.0399 | 144.5346 | 1254783.2541
894 | OTA | 2 | 2050 | 2048 | 0.096951 | 0.037129 | 0.20926 | 0.65666 | 160.4061 | 160.4061 | 131.0901 | 104.9541 | 89763.4926 | 34376.1411 | 237073.9876 | 929205.0801 | 148514673.4131 | 148514673.4131 | 1 | 60.746 | 85917.7145 | 60.746 | 14.7636 | 14.7636 | 12.8074 | 7.6451 | 15.4948 | 15.4948 | 15.4948 | 15.4948 | 1389474.4422 | 532117.7912 | 3669734.3106 | 14383425.2973 | 130.1478 | 130.1478 | 102.7879 | 81.8142 | 144.9113 | 144.9113 | 115.5953 | 89.4593 | 14398615.4437 | 5514144.1314 | 31078062.2735 | 97523851.5646 | 1.1136 | 1.1136 | 1.1247 | 1.0936 | 1.1136 | 1.1136 | 1.1247 | 1.0936 | 1.0695 | 1.0695 | 1.0849 | 0.85157 | 0.16033 | 0.16033 | 0.18833 | 0.21767 | 0.16033 | 0.16033 | 0.18833 | 0.21767 | 0.15867 | 0.15867 | 0.18057 | 0.039176 | 1 | 1 | 1 | 0.99997 | 15.4948 | 15.4948 | 15.4948 | 15.4948 | 1389474.4422 | 532117.7912 | 3669734.3106 | 14383425.2973 | 5740634.8507 | 19974751.8414 | 1290418.7014 | 112.2044 | 42.9702 | 154.1945 | 144.6797 | 1256042.5603
916 | OTA | 2 | 2051 | 2049 | 0.096951 | 0.037129 | 0.20926 | 0.65666 | 160.4258 | 160.4258 | 131.106 | 104.9665 | 89853.6762 | 34410.671 | 237312.1367 | 930138.4737 | 148681627.2015 | 148681627.2015 | 1 | 60.746 | 86704.1907 | 60.746 | 14.7825 | 14.7825 | 12.8225 | 7.6567 | 15.4956 | 15.4956 | 15.4956 | 15.4956 | 1390936.9315 | 532678.0723 | 3673597.7546 | 14398567.0075 | 130.1478 | 130.1478 | 102.7879 | 81.8142 | 144.9302 | 144.9302 | 115.6104 | 89.4709 | 14414848.2747 | 5520359.5685 | 31113040.9705 | 97633378.3877 | 1.1137 | 1.1137 | 1.1249 | 1.0937 | 1.1137 | 1.1137 | 1.1249 | 1.0937 | 1.0696 | 1.0696 | 1.0851 | 0.85162 | 0.16033 | 0.16033 | 0.18833 | 0.21767 | 0.16033 | 0.16033 | 0.18833 | 0.21767 | 0.15867 | 0.15867 | 0.18057 | 0.039176 | 1 | 1 | 1 | 0.99997 | 15.4956 | 15.4956 | 15.4956 | 15.4956 | 1390936.9315 | 532678.0723 | 3673597.7546 | 14398567.0075 | 5754476.9642 | 19995779.7659 | 1291714.9575 | 112.3171 | 43.0133 | 154.3494 | 144.825 | 1257304.2865
80 | RDF | 1 | 2010 | 2008 | 0.25143 | 0.0005691 | 0.21617 | 0.53183 | 320.2793 | 220.849 | 162.2838 | 131.6923 | 123996.319 | 407.019 | 210400.356 | 637874.2895 | 1870.2388 | 157951014.1 | 84455 | 3.678 | 40483.7378 | 4.35e-05 | -24.8937 | -24.8937 | -11.1165 | -6.6503 | 99.4303 | 0 | 0 | 0 | 12328991.09 | 0 | 0 | 0 | 245.7426 | 245.7426 | 173.4002 | 138.3426 | 220.849 | 220.849 | 162.2838 | 131.6923 | 39713448.39 | 89889.7202 | 34144561.04 | 84003114.96 | 1.0363 | 1.0363 | 1.0477 | 1.0415 | 1.0368 | 1.0368 | 1.0488 | 1.0427 | 1.0066 | 1.0066 | 0.95492 | 0.91682 | 0.2197 | 0.2197 | 0.16596 | 0.20073 | 0.16276 | 0.16276 | 0.16602 | 0.19973 | 1.0691 | 1.0691 | 0.13194 | 0.26317 | 0.97832 | 0.97832 | 0.98633 | 0.98951 | 102.041 | 0 | 0 | 0 | 12652704.58 | 0 | 0 | 0 | 3242679.7521 | 12652704.58 | 972677.9835 | 154.9954 | 0.50877 | 136.8458 | 99.3187 | 972270.9645
81 | RDF | 1 | 2011 | 2009 | 0.40817 | 8.11e-05 | 0.20252 | 0.38923 | 224.6609 | 125.715 | 69.4278 | 44.4602 | 131844.37 | 46.843 | 211680.463 | 635309.904 | 852.4953 | 72568658.45 | 85125 | 1.142 | 38980.2406 | 1.34e-05 | 29.6581 | 29.6581 | 10.3099 | 6.3223 | 98.9459 | 0 | 0 | 0 | 13045458.35 | 0 | 0 | 0 | 96.0569 | 96.0569 | 59.1179 | 38.1379 | 125.715 | 125.715 | 69.4278 | 44.4602 | 29620274.95 | 5888.8683 | 14696502.33 | 28245992.3 | 1.0363 | 1.0363 | 1.0477 | 1.0415 | 1.0368 | 1.0368 | 1.0488 | 1.0427 | 1.0066 | 1.0066 | 0.95492 | 0.91682 | 0.2197 | 0.2197 | 0.16596 | 0.20073 | 0.16276 | 0.16276 | 0.16602 | 0.19973 | 1.0691 | 1.0691 | 0.13194 | 0.26317 | 0.97832 | 0.97832 | 0.98633 | 0.98951 | 103.0186 | 0 | 0 | 0 | 13582417.64 | 0 | 0 | 0 | 1027475.091 | 13582417.64 | 978881.58 | 164.8055 | 0.058554 | 137.6783 | 98.9194 | 978834.737
82 | RDF | 1 | 2012 | 2010 | 0.30048 | 1.94e-05 | 0.19447 | 0.50504 | 198.6854 | 106.4154 | 77.7169 | 67.4987 | 128942.008 | 15.527 | 213346.036 | 637938.025 | 993.592 | 85261122.33 | 85811 | 1.16 | 37496.9439 | 1.35e-05 | 17.7334 | 17.7334 | 3.3629 | 0.87253 | 92.27 | 0 | 0 | 0 | 11897476.4 | 0 | 0 | 0 | 88.682 | 88.682 | 74.3541 | 66.6262 | 106.4154 | 106.4154 | 77.7169 | 67.4987 | 25618893.54 | 1652.3121 | 16580600.48 | 43059976 | 1.0363 | 1.0363 | 1.0477 | 1.0415 | 1.0368 | 1.0368 | 1.0488 | 1.0427 | 1.0066 | 1.0066 | 0.95492 | 0.91682 | 0.2197 | 0.2197 | 0.16596 | 0.20073 | 0.16276 | 0.16276 | 0.16602 | 0.19973 | 1.0691 | 1.0691 | 0.13194 | 0.26317 | 0.97832 | 0.97832 | 0.98633 | 0.98951 | 103.8912 | 0 | 0 | 0 | 13395941.34 | 0 | 0 | 0 | 1462548.7515 | 13395941.34 | 980241.596 | 161.1775 | 0.019409 | 138.7616 | 99.3286 | 980226.069
83 | RDF | 1 | 2013 | 2011 | 0.32964 | 0.00013 | 0.17799 | 0.49224 | 182.7632 | 85.3993 | 59.829 | 54.8738 | 128559.95 | 108.242 | 212053.167 | 639391.544 | 825.2541 | 71278018.14 | 86371 | 9.336 | 35627.1121 | 0.00010809 | -2.1143 | -2.1143 | -0.60703 | 1.9098 | 97.3639 | 0 | 0 | 0 | 12517098.41 | 0 | 0 | 0 | 87.5136 | 87.5136 | 60.436 | 52.964 | 85.3993 | 85.3993 | 59.829 | 54.8738 | 23496022.02 | 9243.7859 | 12686922.73 | 35085829.6 | 1.0363 | 1.0363 | 1.0477 | 1.0415 | 1.0368 | 1.0368 | 1.0488 | 1.0427 | 1.0066 | 1.0066 | 0.95492 | 0.91682 | 0.2197 | 0.2197 | 0.16596 | 0.20073 | 0.16276 | 0.16276 | 0.16602 | 0.19973 | 1.0691 | 1.0691 | 0.13194 | 0.26317 | 0.97832 | 0.97832 | 0.98633 | 0.98951 | 103.6997 | 0 | 0 | 0 | 13331633.53 | 0 | 0 | 0 | 1208210.0604 | 13331633.53 | 980112.903 | 160.6999 | 0.1353 | 137.9208 | 99.5549 | 980004.661
84 | RDF | 1 | 2014 | 2012 | 0.26886 | 9.14e-05 | 0.20188 | 0.52917 | 219.694 | 116.2551 | 100.4261 | 88.4055 | 128283.281 | 82.405 | 210724.17 | 627463.138 | 1209.0248 | 104826076.9 | 86703 | 2.412 | 35259.8233 | 2.78e-05 | -11.85 | -11.85 | -11.5961 | -9.0531 | 103.439 | 0 | 0 | 0 | 13269492.13 | 0 | 0 | 0 | 128.105 | 128.105 | 112.0222 | 97.4586 | 116.2551 | 116.2551 | 100.4261 | 88.4055 | 28183071.61 | 9579.9975 | 21162209.56 | 55471215.75 | 1.0363 | 1.0363 | 1.0477 | 1.0415 | 1.0368 | 1.0368 | 1.0488 | 1.0427 | 1.0066 | 1.0066 | 0.95492 | 0.91682 | 0.2197 | 0.2197 | 0.16596 | 0.20073 | 0.16276 | 0.16276 | 0.16602 | 0.19973 | 1.0691 | 1.0691 | 0.13194 | 0.26317 | 0.97832 | 0.97832 | 0.98633 | 0.98951 | 108.015 | 0 | 0 | 0 | 13856513.79 | 0 | 0 | 0 | 2122524.2989 | 13856513.79 | 966552.994 | 160.3541 | 0.10301 | 137.0564 | 97.6976 | 966470.589
85 | RDF | 1 | 2015 | 2013 | 0.27281 | 5.96e-05 | 0.18023 | 0.5469 | 214.1834 | 86.6448 | 85.788 | 83.7709 | 124279.692 | 67.142 | 204977.654 | 636990.406 | 1120.5966 | 97570344.14 | 87070 | 2.15 | 35917.563 | 2.47e-05 | 5.8673 | 5.8673 | 9.5703 | 5.6786 | 127.5386 | 0 | 0 | 0 | 15850457.6 | 0 | 0 | 0 | 80.7775 | 80.7775 | 76.2177 | 78.0923 | 86.6448 | 86.6448 | 85.788 | 83.7709 | 26618651.56 | 5817.5078 | 17584617.6 | 53361257.48 | 1.0363 | 1.0363 | 1.0477 | 1.0415 | 1.0368 | 1.0368 | 1.0488 | 1.0427 | 1.0066 | 1.0066 | 0.95492 | 0.91682 | 0.2197 | 0.2197 | 0.16596 | 0.20073 | 0.16276 | 0.16276 | 0.16602 | 0.19973 | 1.0691 | 1.0691 | 0.13194 | 0.26317 | 0.97832 | 0.97832 | 0.98633 | 0.98951 | 124.8712 | 0 | 0 | 0 | 15518948.38 | 0 | 0 | 0 | 1581233.2699 | 15518948.38 | 966314.894 | 155.3496 | 0.083927 | 133.3188 | 99.1811 | 966247.752
86 | RDF | 1 | 2016 | 2014 | 0.31151 | 0.0014816 | 0.17679 | 0.51023 | 229.4591 | 95.9678 | 77.9507 | 73.4663 | 122850.269 | 1397.034 | 205230.804 | 628474.825 | 1037.1788 | 90492813.05 | 87249 | 4.262 | 35092.4656 | 4.88e-05 | 4.6508 | 4.6508 | 3.7516 | 2.7735 | 133.4913 | 0 | 0 | 0 | 16399440.45 | 0 | 0 | 0 | 91.317 | 91.317 | 74.1992 | 70.6928 | 95.9678 | 95.9678 | 77.9507 | 73.4663 | 28189111.03 | 134070.2855 | 15997893.78 | 46171737.96 | 1.0363 | 1.0363 | 1.0477 | 1.0415 | 1.0368 | 1.0368 | 1.0488 | 1.0427 | 1.0066 | 1.0066 | 0.95492 | 0.91682 | 0.2197 | 0.2197 | 0.16596 | 0.20073 | 0.16276 | 0.16276 | 0.16602 | 0.19973 | 1.0691 | 1.0691 | 0.13194 | 0.26317 | 0.97832 | 0.97832 | 0.98633 | 0.98951 | 138.7734 | 0 | 0 | 0 | 17048355.37 | 0 | 0 | 0 | 1483320.3158 | 17048355.37 | 957952.932 | 153.5628 | 1.7463 | 133.4834 | 97.8552 | 956555.898
87 | RDF | 1 | 2017 | 2015 | 0.30244 | 0.003353 | 0.17754 | 0.51667 | 194.6031 | 76.6653 | 73.1641 | 74.8896 | 158185.02 | 4451.641 | 246983.445 | 702224.811 | 1162.7704 | 101784268.3 | 87536 | 12.654 | 35921.1464 | 0.00014456 | 3.3979 | 3.3979 | 3.4574 | 2.3394 | 117.9378 | 0 | 0 | 0 | 18655987.11 | 0 | 0 | 0 | 73.2674 | 73.2674 | 69.7067 | 72.5502 | 76.6653 | 76.6653 | 73.1641 | 74.8896 | 30783292.83 | 341286.4973 | 18070327.77 | 52589361.22 | 1.0363 | 1.0363 | 1.0477 | 1.0415 | 1.0368 | 1.0368 | 1.0488 | 1.0427 | 1.0066 | 1.0066 | 0.95492 | 0.91682 | 0.2197 | 0.2197 | 0.16596 | 0.20073 | 0.16276 | 0.16276 | 0.16602 | 0.19973 | 1.0691 | 1.0691 | 0.13194 | 0.26317 | 0.97832 | 0.97832 | 0.98633 | 0.98951 | 147.0038 | 0 | 0 | 0 | 23253804.45 | 0 | 0 | 0 | 1672035.8778 | 23253804.45 | 1111844.917 | 197.7313 | 5.5646 | 160.6396 | 109.3382 | 1107393.276
88 | RDF | 1 | 2018 | 2016 | 0.3027 | 0.0038729 | 0.1759 | 0.51753 | 199.8269 | 91.1403 | 67.4688 | 64.8678 | 160556.239 | 4503.98 | 276332.027 | 845613.048 | 1207.3222 | 105990815.1 | 87790 | 10.678 | 37552.7989 | 0.00012163 | 15.5486 | 15.5486 | 5.2338 | 3.6386 | 108.6866 | 0 | 0 | 0 | 17450312.91 | 0 | 0 | 0 | 75.5917 | 75.5917 | 62.235 | 61.2293 | 91.1403 | 91.1403 | 67.4688 | 64.8678 | 32083448.99 | 410493.8719 | 18643783.74 | 54853088.48 | 1.0363 | 1.0363 | 1.0477 | 1.0415 | 1.0368 | 1.0368 | 1.0488 | 1.0427 | 1.0066 | 1.0066 | 0.95492 | 0.91682 | 0.2197 | 0.2197 | 0.16596 | 0.20073 | 0.16276 | 0.16276 | 0.16602 | 0.19973 | 1.0691 | 1.0691 | 0.13194 | 0.26317 | 0.97832 | 0.97832 | 0.98633 | 0.98951 | 155.4178 | 0 | 0 | 0 | 24953296.03 | 0 | 0 | 0 | 1698630.388 | 24953296.03 | 1287005.294 | 200.6953 | 5.63 | 179.7281 | 131.6642 | 1282501.314
89 | RDF | 1 | 2019 | 2017 | 0.38177 | 0.0059166 | 0.19222 | 0.42009 | 257.5783 | 123.4675 | 77.4148 | 55.3797 | 165654.673 | 5355.81 | 277505.784 | 847817.311 | 1264.0981 | 111765231.1 | 88415 | 13.82 | 38008.3755 | 0.00015631 | -5.9779 | -5.9779 | -1.2887 | 0.97492 | 134.1108 | 0 | 0 | 0 | 22216087.64 | 0 | 0 | 0 | 129.4454 | 129.4454 | 78.7035 | 54.4048 | 123.4675 | 123.4675 | 77.4148 | 55.3797 | 42669055.55 | 661268.4572 | 21483043.79 | 46951863.3 | 1.0363 | 1.0363 | 1.0477 | 1.0415 | 1.0368 | 1.0368 | 1.0488 | 1.0427 | 1.0066 | 1.0066 | 0.95492 | 0.91682 | 0.2197 | 0.2197 | 0.16596 | 0.20073 | 0.16276 | 0.16276 | 0.16602 | 0.19973 | 1.0691 | 1.0691 | 0.13194 | 0.26317 | 0.97832 | 0.97832 | 0.98633 | 0.98951 | 150.6425 | 0 | 0 | 0 | 24954638.2 | 0 | 0 | 0 | 1860621.9259 | 24954638.2 | 1296333.578 | 207.0683 | 6.6948 | 180.4916 | 132.0074 | 1290977.768
225 | RDF | 1 | 2020 | 2018 | 0.29787 | 0.0047709 | 0.20395 | 0.4934 | 283.6841 | 134.8659 | 107.692 | 85.2128 | 162139.5426 | 4992.2361 | 267268.8349 | 817138.6661 | 1593.3881 | 141123563.7149 | 88568.2279 | 13.82 | 38354.0904 | 0.00015604 | 4.7181 | 4.7181 | 4.9041 | 3.3986 | 148.8182 | 0 | 0 | 0 | 20169811.1469 | 0 | 0 | 0 | 130.1478 | 130.1478 | 102.7879 | 81.8142 | 134.8659 | 134.8659 | 107.692 | 85.2128 | 42036901.4903 | 673282.2596 | 28782722.079 | 69630657.886 | 1.0334 | 1.0334 | 1.0427 | 1.0366 | 1.034 | 1.034 | 1.0438 | 1.0378 | 1.0038 | 1.0038 | 0.95316 | 0.91516 | 0.2197 | 0.2197 | 0.16596 | 0.20073 | 0.16276 | 0.16276 | 0.16602 | 0.19973 | 1.0691 | 1.0691 | 0.13194 | 0.26317 | 0.97832 | 0.97832 | 0.98633 | 0.98951 | 158.4848 | 0 | 0 | 0 | 26253750.3832 | 0 | 0 | 0 | 2155319.2856 | 26253750.3832 | 1251539.2796 | 202.6744 | 6.2403 | 173.8334 | 127.2306 | 1246547.0435
247 | RDF | 1 | 2021 | 2019 | 0.314 | 0.0046482 | 0.19924 | 0.48211 | 275.8781 | 134.4938 | 107.1756 | 84.8119 | 162795.6141 | 4986.286 | 268210.5733 | 820132.8271 | 1626.1616 | 144275852.7681 | 88721.7213 | 13.82 | 38702.9498 | 0.00015577 | 4.3461 | 4.3461 | 4.3877 | 2.9977 | 141.3843 | 0 | 0 | 0 | 23407549.8867 | 0 | 0 | 0 | 130.1478 | 130.1478 | 102.7879 | 81.8142 | 134.4938 | 134.4938 | 107.1756 | 84.8119 | 45302556.3096 | 670624.7313 | 28745623.3672 | 69557048.36 | 1.0339 | 1.0339 | 1.0432 | 1.0371 | 1.0345 | 1.0345 | 1.0443 | 1.0382 | 1.0043 | 1.0043 | 0.95333 | 0.91533 | 0.2197 | 0.2197 | 0.16596 | 0.20073 | 0.16276 | 0.16276 | 0.16602 | 0.19973 | 1.0691 | 1.0691 | 0.13194 | 0.26317 | 0.97832 | 0.97832 | 0.98633 | 0.98951 | 148.8182 | 0 | 0 | 0 | 24129312.0304 | 0 | 0 | 0 | 2192028.9226 | 24129312.0304 | 1256125.3006 | 203.4945 | 6.2329 | 174.4459 | 127.6968 | 1251139.0146
269 | RDF | 1 | 2022 | 2020 | 0.3092 | 0.0046624 | 0.20062 | 0.48552 | 271.0893 | 134.5646 | 107.2247 | 84.8523 | 163363.5618 | 4981.4482 | 269008.7465 | 822663.4752 | 1617.7028 | 143774114.3224 | 88875.4808 | 13.82 | 39054.9823 | 0.0001555 | 4.4168 | 4.4168 | 4.4368 | 3.0381 | 136.5247 | 0 | 0 | 0 | 22471550.954 | 0 | 0 | 0 | 130.1478 | 130.1478 | 102.7879 | 81.8142 | 134.5646 | 134.5646 | 107.2247 | 84.8523 | 44454500.3219 | 670326.4886 | 28844374.5317 | 69804912.9802 | 1.0344 | 1.0344 | 1.0436 | 1.0376 | 1.035 | 1.035 | 1.0447 | 1.0387 | 1.0048 | 1.0048 | 0.95347 | 0.91547 | 0.2197 | 0.2197 | 0.16596 | 0.20073 | 0.16276 | 0.16276 | 0.16602 | 0.19973 | 1.0691 | 1.0691 | 0.13194 | 0.26317 | 0.97832 | 0.97832 | 0.98633 | 0.98951 | 141.3843 | 0 | 0 | 0 | 23016737.8569 | 0 | 0 | 0 | 2223311.3675 | 23016737.8569 | 1260017.2316 | 204.2045 | 6.2268 | 174.965 | 128.0908 | 1255035.7834
291 | RDF | 1 | 2023 | 2021 | 0.30767 | 0.0046687 | 0.20106 | 0.4866 | 269.3005 | 134.6256 | 107.2662 | 84.8864 | 163835.0951 | 4990.7362 | 269751.9748 | 824958.0775 | 1616.4594 | 143912578.7869 | 89029.5067 | 13.82 | 39410.2168 | 0.00015523 | 4.4779 | 4.4779 | 4.4783 | 3.0722 | 134.6749 | 0 | 0 | 0 | 22221346.6063 | 0 | 0 | 0 | 130.1478 | 130.1478 | 102.7879 | 81.8142 | 134.6256 | 134.6256 | 107.2662 | 84.8864 | 44277746.4282 | 671880.9177 | 28935256.7896 | 70027694.6514 | 1.0348 | 1.0348 | 1.0439 | 1.0379 | 1.0354 | 1.0354 | 1.0451 | 1.039 | 1.0052 | 1.0052 | 0.9536 | 0.9156 | 0.2197 | 0.2197 | 0.16596 | 0.20073 | 0.16276 | 0.16276 | 0.16602 | 0.19973 | 1.0691 | 1.0691 | 0.13194 | 0.26317 | 0.97832 | 0.97832 | 0.98633 | 0.98951 | 136.5247 | 0 | 0 | 0 | 22303169.0764 | 0 | 0 | 0 | 2251447.4925 | 22303169.0764 | 1263535.8836 | 204.7939 | 6.2384 | 175.4484 | 128.4481 | 1258545.1474
313 | RDF | 1 | 2024 | 2022 | 0.17708 | 0.0045628 | 0.23339 | 0.58497 | 149.4398 | 149.4398 | 122.0683 | 99.6808 | 166841.9732 | 4299.1478 | 269208.7821 | 826302.2543 | 1578.8025 | 140803601.7038 | 89183.7995 | 13.82 | 39768.6824 | 0.00015496 | 4.5284 | 4.5284 | 4.5168 | 3.103 | 14.7636 | 14.7636 | 14.7636 | 14.7636 | 2418800.9592 | 73681.3905 | 3982518.7339 | 12179377.0008 | 130.1478 | 130.1478 | 102.7879 | 81.8142 | 134.6761 | 134.6761 | 107.3047 | 84.9171 | 24932824.195 | 642463.6167 | 32861861.5642 | 82366452.3279 | 1.0373 | 1.0373 | 1.0437 | 1.0381 | 1.0379 | 1.0379 | 1.0448 | 1.0393 | 1.0076 | 1.0076 | 0.95351 | 0.91567 | 0.2197 | 0.2197 | 0.16596 | 0.20073 | 0.16276 | 0.16276 | 0.16602 | 0.19973 | 1.0691 | 1.0691 | 0.13194 | 0.26317 | 0.97832 | 0.97832 | 0.98633 | 0.98951 | 14.7636 | 14.7636 | 14.7636 | 14.7636 | 2418800.9592 | 73681.3905 | 3982518.7339 | 12179377.0008 | 2289534.5236 | 18654378.0843 | 1266652.1574 | 208.5525 | 5.3739 | 175.0951 | 128.6574 | 1262353.0096
335 | RDF | 1 | 2025 | 2023 | 0.17744 | 0.0045758 | 0.23325 | 0.58474 | 149.6315 | 149.6315 | 121.9107 | 99.5692 | 167315.7771 | 4314.8496 | 269962.8522 | 828621.2293 | 1579.3647 | 141097849.8762 | 89338.3598 | 13.82 | 40130.4086 | 0.00015469 | 4.8497 | 4.8497 | 4.4887 | 3.1209 | 14.6341 | 14.6341 | 14.6341 | 14.6341 | 2441576.0366 | 62914.0028 | 3939618.4235 | 12092159.6926 | 130.1478 | 130.1478 | 102.7879 | 81.8142 | 134.9975 | 134.9975 | 107.2766 | 84.9351 | 25035713.1243 | 645637.4734 | 32911347.8531 | 82505151.4255 | 1.0376 | 1.0376 | 1.044 | 1.0385 | 1.0382 | 1.0382 | 1.0452 | 1.0396 | 1.008 | 1.008 | 0.95364 | 0.9158 | 0.2197 | 0.2197 | 0.16596 | 0.20073 | 0.16276 | 0.16276 | 0.16602 | 0.19973 | 1.0691 | 1.0691 | 0.13194 | 0.26317 | 0.97832 | 0.97832 | 0.98633 | 0.98951 | 14.6341 | 14.6341 | 14.6341 | 14.6341 | 2441576.0366 | 62914.0028 | 3939618.4235 | 12092159.6926 | 2318134.1149 | 18536268.1556 | 1270214.7081 | 209.1447 | 5.3936 | 175.5856 | 129.0185 | 1265899.8585
357 | RDF | 1 | 2026 | 2024 | 0.17749 | 0.0045768 | 0.23328 | 0.58465 | 149.5459 | 149.5459 | 121.8142 | 99.4647 | 167791.2433 | 4326.5657 | 270726.3218 | 830971.377 | 1579.6749 | 141370141.5317 | 89493.1879 | 13.82 | 40495.4249 | 0.00015442 | 4.8995 | 4.8995 | 4.5278 | 3.1519 | 14.4986 | 14.4986 | 14.4986 | 14.4986 | 2425840.4063 | 62559.1715 | 3914076.7614 | 12013827.3528 | 130.1478 | 130.1478 | 102.7879 | 81.8142 | 135.0473 | 135.0473 | 107.3157 | 84.9661 | 25092486.5356 | 647020.0029 | 32978318.2268 | 82652316.7664 | 1.038 | 1.038 | 1.0444 | 1.0389 | 1.0386 | 1.0386 | 1.0456 | 1.04 | 1.0083 | 1.0083 | 0.95378 | 0.91593 | 0.2197 | 0.2197 | 0.16596 | 0.20073 | 0.16276 | 0.16276 | 0.16602 | 0.19973 | 1.0691 | 1.0691 | 0.13194 | 0.26317 | 0.97832 | 0.97832 | 0.98633 | 0.98951 | 14.4986 | 14.4986 | 14.4986 | 14.4986 | 2425840.4063 | 62559.1715 | 3914076.7614 | 12013827.3528 | 2347130.1356 | 18416303.692 | 1273815.5077 | 209.7391 | 5.4082 | 176.0822 | 129.3844 | 1269488.942
379 | RDF | 1 | 2027 | 2025 | 0.17748 | 0.004577 | 0.23327 | 0.58467 | 149.6274 | 149.6274 | 121.8854 | 99.5277 | 168238.6427 | 4338.6221 | 271449.2108 | 833188.1178 | 1582.1081 | 141833273.8436 | 89648.2843 | 13.82 | 40863.7613 | 0.00015415 | 4.9494 | 4.9494 | 4.5672 | 3.1833 | 14.5303 | 14.5303 | 14.5303 | 14.5303 | 2438048.7315 | 62866.0813 | 3933721.1666 | 12074221.9423 | 130.1478 | 130.1478 | 102.7879 | 81.8142 | 135.0972 | 135.0972 | 107.3551 | 84.9974 | 25173115.58 | 649176.8639 | 33085684.3149 | 82925297.0848 | 1.0384 | 1.0384 | 1.0448 | 1.0393 | 1.039 | 1.039 | 1.0459 | 1.0404 | 1.0087 | 1.0087 | 0.9539 | 0.91605 | 0.2197 | 0.2197 | 0.16596 | 0.20073 | 0.16276 | 0.16276 | 0.16602 | 0.19973 | 1.0691 | 1.0691 | 0.13194 | 0.26317 | 0.97832 | 0.97832 | 0.98633 | 0.98951 | 14.5303 | 14.5303 | 14.5303 | 14.5303 | 2438048.7315 | 62866.0813 | 3933721.1666 | 12074221.9423 | 2374557.526 | 18508857.9216 | 1277214.5934 | 210.2983 | 5.4233 | 176.5523 | 129.7296 | 1272875.9713
401 | RDF | 1 | 2028 | 2026 | 0.17742 | 0.0045767 | 0.23324 | 0.58476 | 149.8416 | 149.8416 | 122.0899 | 99.7245 | 168663.7102 | 4350.9525 | 272139.8942 | 835298.8185 | 1586.2393 | 142450074.1708 | 89803.6496 | 13.82 | 41235.4481 | 0.00015389 | 4.9963 | 4.9963 | 4.6045 | 3.2127 | 14.6976 | 14.6976 | 14.6976 | 14.6976 | 2472697.3288 | 63767.1524 | 3989640.7127 | 12245831.2781 | 130.1478 | 130.1478 | 102.7879 | 81.8142 | 135.144 | 135.144 | 107.3924 | 85.0269 | 25272834.5885 | 651953.5403 | 33225541.2838 | 83299744.7582 | 1.0387 | 1.0387 | 1.0451 | 1.0396 | 1.0393 | 1.0393 | 1.0463 | 1.0407 | 1.009 | 1.009 | 0.95403 | 0.91617 | 0.2197 | 0.2197 | 0.16596 | 0.20073 | 0.16276 | 0.16276 | 0.16602 | 0.19973 | 1.0691 | 1.0691 | 0.13194 | 0.26317 | 0.97832 | 0.97832 | 0.98633 | 0.98951 | 14.6976 | 14.6976 | 14.6976 | 14.6976 | 2472697.3288 | 63767.1524 | 3989640.7127 | 12245831.2781 | 2400742.2452 | 18771936.4719 | 1280453.3754 | 210.8296 | 5.4387 | 177.0016 | 130.0582 | 1276102.4228
423 | RDF | 1 | 2029 | 2027 | 0.17741 | 0.0045769 | 0.23324 | 0.58478 | 149.9139 | 149.9139 | 122.1534 | 99.7804 | 169114.751 | 4363.0463 | 272868.5554 | 837533.5151 | 1588.5857 | 142908031.3383 | 89959.284 | 13.82 | 41610.5156 | 0.00015362 | 5.0406 | 5.0406 | 4.64 | 3.2407 | 14.7255 | 14.7255 | 14.7255 | 14.7255 | 2483660.7627 | 64070.0362 | 4007401.3336 | 12300209.0875 | 130.1478 | 130.1478 | 102.7879 | 81.8142 | 135.1884 | 135.1884 | 107.4279 | 85.0549 | 25352654.6186 | 654081.3567 | 33331826.1806 | 83569469.1825 | 1.0391 | 1.0391 | 1.0455 | 1.04 | 1.0397 | 1.0397 | 1.0466 | 1.0411 | 1.0094 | 1.0094 | 0.95415 | 0.91629 | 0.2197 | 0.2197 | 0.16596 | 0.20073 | 0.16276 | 0.16276 | 0.16602 | 0.19973 | 1.0691 | 1.0691 | 0.13194 | 0.26317 | 0.97832 | 0.97832 | 0.98633 | 0.98951 | 14.7255 | 14.7255 | 14.7255 | 14.7255 | 2483660.7627 | 64070.0362 | 4007401.3336 | 12300209.0875 | 2428516.5233 | 18855341.22 | 1283879.8678 | 211.3934 | 5.4538 | 177.4755 | 130.4062 | 1279516.8215
445 | RDF | 1 | 2030 | 2028 | 0.1774 | 0.0045772 | 0.23324 | 0.58479 | 149.9831 | 149.9831 | 122.213 | 99.8322 | 169567.7238 | 4375.1737 | 273600.1818 | 839777.5781 | 1590.8843 | 143362837.4531 | 90115.1883 | 13.82 | 41988.9946 | 0.00015335 | 5.0876 | 5.0876 | 4.6774 | 3.2703 | 14.7477 | 14.7477 | 14.7477 | 14.7477 | 2494053.0762 | 64344.884 | 4024182.7293 | 12351690.3637 | 130.1478 | 130.1478 | 102.7879 | 81.8142 | 135.2354 | 135.2354 | 107.4653 | 85.0845 | 25432291.4007 | 656202.0818 | 33437495.3606 | 83836848.61 | 1.0395 | 1.0395 | 1.0459 | 1.0403 | 1.04 | 1.04 | 1.047 | 1.0414 | 1.0097 | 1.0097 | 0.95428 | 0.91642 | 0.2197 | 0.2197 | 0.16596 | 0.20073 | 0.16276 | 0.16276 | 0.16602 | 0.19973 | 1.0691 | 1.0691 | 0.13194 | 0.26317 | 0.97832 | 0.97832 | 0.98633 | 0.98951 | 14.7477 | 14.7477 | 14.7477 | 14.7477 | 2494053.0762 | 64344.884 | 4024182.7293 | 12351690.3637 | 2456471.6007 | 18934271.0531 | 1287320.6574 | 211.9597 | 5.469 | 177.9513 | 130.7556 | 1282945.4837
467 | RDF | 1 | 2031 | 2029 | 0.17739 | 0.0045775 | 0.23323 | 0.5848 | 150.0488 | 150.0488 | 122.2691 | 99.8805 | 170022.5312 | 4387.3285 | 274334.6714 | 842030.6102 | 1593.1416 | 143815060.7687 | 90271.3626 | 13.82 | 42370.9161 | 0.00015309 | 5.1347 | 5.1347 | 4.7149 | 3.3 | 14.7663 | 14.7663 | 14.7663 | 14.7663 | 2503893.2982 | 64605.2677 | 4040071.1066 | 12400434.4845 | 130.1478 | 130.1478 | 102.7879 | 81.8142 | 135.2825 | 135.2825 | 107.5027 | 85.1141 | 25511679.4895 | 658313.449 | 33542647.8835 | 84102419.9467 | 1.0398 | 1.0398 | 1.0462 | 1.0407 | 1.0404 | 1.0404 | 1.0474 | 1.0418 | 1.0101 | 1.0101 | 0.95441 | 0.91654 | 0.2197 | 0.2197 | 0.16596 | 0.20073 | 0.16276 | 0.16276 | 0.16602 | 0.19973 | 1.0691 | 1.0691 | 0.13194 | 0.26317 | 0.97832 | 0.97832 | 0.98633 | 0.98951 | 14.7663 | 14.7663 | 14.7663 | 14.7663 | 2503893.2982 | 64605.2677 | 4040071.1066 | 12400434.4845 | 2484603.2248 | 19009004.157 | 1290775.1413 | 212.5282 | 5.4842 | 178.4291 | 131.1064 | 1286387.8127
489 | RDF | 1 | 2032 | 2030 | 0.1773 | 0.004577 | 0.2332 | 0.58492 | 150.3116 | 150.3116 | 122.5223 | 100.1258 | 170443.605 | 4399.8889 | 275020.34 | 844123.2339 | 1597.9118 | 144495664.5088 | 90427.8077 | 13.82 | 42756.3116 | 0.00015282 | 5.1819 | 5.1819 | 4.7524 | 3.3296 | 14.982 | 14.982 | 14.982 | 14.982 | 2547276.7141 | 65730.9339 | 4110080.6784 | 12615298.4018 | 130.1478 | 130.1478 | 102.7879 | 81.8142 | 135.3297 | 135.3297 | 107.5403 | 85.1438 | 25619659.3945 | 661354.5542 | 33696113.7161 | 84518536.844 | 1.0402 | 1.0402 | 1.0466 | 1.041 | 1.0407 | 1.0407 | 1.0477 | 1.0421 | 1.0104 | 1.0104 | 0.95453 | 0.91665 | 0.2197 | 0.2197 | 0.16596 | 0.20073 | 0.16276 | 0.16276 | 0.16602 | 0.19973 | 1.0691 | 1.0691 | 0.13194 | 0.26317 | 0.97832 | 0.97832 | 0.98633 | 0.98951 | 14.982 | 14.982 | 14.982 | 14.982 | 2547276.7141 | 65730.9339 | 4110080.6784 | 12615298.4018 | 2510805.4971 | 19338386.7282 | 1293987.0678 | 213.0545 | 5.4999 | 178.875 | 131.4322 | 1289587.1789
511 | RDF | 1 | 2033 | 2031 | 0.17718 | 0.0045761 | 0.23315 | 0.5851 | 150.6677 | 150.6677 | 122.8696 | 100.4658 | 170849.0639 | 4412.6524 | 275683.5739 | 846141.849 | 1603.8911 | 145287715.9249 | 90584.5239 | 13.82 | 43145.2125 | 0.00015256 | 5.2255 | 5.2255 | 4.7873 | 3.3572 | 15.2944 | 15.2944 | 15.2944 | 15.2944 | 2606839.2395 | 67293.83 | 4206281.6843 | 12910390.9119 | 130.1478 | 130.1478 | 102.7879 | 81.8142 | 135.3732 | 135.3732 | 107.5752 | 85.1713 | 25741429.1801 | 664844.0241 | 33873143.1181 | 85008299.6027 | 1.0405 | 1.0405 | 1.0469 | 1.0414 | 1.0411 | 1.0411 | 1.048 | 1.0425 | 1.0107 | 1.0107 | 0.95464 | 0.91676 | 0.2197 | 0.2197 | 0.16596 | 0.20073 | 0.16276 | 0.16276 | 0.16602 | 0.19973 | 1.0691 | 1.0691 | 0.13194 | 0.26317 | 0.97832 | 0.97832 | 0.98633 | 0.98951 | 15.2944 | 15.2944 | 15.2944 | 15.2944 | 2606839.2395 | 67293.83 | 4206281.6843 | 12910390.9119 | 2536142.1309 | 19790805.6656 | 1297087.1392 | 213.5613 | 5.5158 | 179.3064 | 131.7465 | 1292674.4868
533 | RDF | 1 | 2034 | 2032 | 0.17715 | 0.0045761 | 0.23314 | 0.58513 | 150.7686 | 150.7686 | 122.9624 | 100.5513 | 171300.8012 | 4424.965 | 276414.2848 | 848381.1205 | 1606.633 | 145788306.0579 | 90741.5117 | 13.82 | 43537.6507 | 0.00015229 | 5.2673 | 5.2673 | 4.821 | 3.3836 | 15.3535 | 15.3535 | 15.3535 | 15.3535 | 2623126.8447 | 67749.5486 | 4232700.8801 | 12991217.7889 | 130.1478 | 130.1478 | 102.7879 | 81.8142 | 135.4151 | 135.4151 | 107.6089 | 85.1978 | 25826775.7517 | 667145.6193 | 33988566.0385 | 85305818.6484 | 1.0408 | 1.0408 | 1.0473 | 1.0417 | 1.0414 | 1.0414 | 1.0484 | 1.0428 | 1.011 | 1.011 | 0.95477 | 0.91688 | 0.2197 | 0.2197 | 0.16596 | 0.20073 | 0.16276 | 0.16276 | 0.16602 | 0.19973 | 1.0691 | 1.0691 | 0.13194 | 0.26317 | 0.97832 | 0.97832 | 0.98633 | 0.98951 | 15.3535 | 15.3535 | 15.3535 | 15.3535 | 2623126.8447 | 67749.5486 | 4232700.8801 | 12991217.7889 | 2564287.0101 | 19914795.0622 | 1300521.1715 | 214.126 | 5.5312 | 179.7816 | 132.0952 | 1296096.2065
555 | RDF | 1 | 2035 | 2033 | 0.17713 | 0.0045763 | 0.23313 | 0.58516 | 150.8657 | 150.8657 | 123.0501 | 100.6312 | 171754.7002 | 4437.3158 | 277148.2638 | 850630.7978 | 1609.3117 | 146284460.2973 | 90898.7715 | 13.82 | 43933.6585 | 0.00015203 | 5.3139 | 5.3139 | 4.8581 | 3.4129 | 15.4041 | 15.4041 | 15.4041 | 15.4041 | 2638731.3471 | 68162.5177 | 4257907.9185 | 13068531.1514 | 130.1478 | 130.1478 | 102.7879 | 81.8142 | 135.4616 | 135.4616 | 107.646 | 85.2271 | 25911895.7017 | 669438.825 | 34103119.4413 | 85600006.3292 | 1.0412 | 1.0412 | 1.0476 | 1.0421 | 1.0418 | 1.0418 | 1.0488 | 1.0432 | 1.0114 | 1.0114 | 0.9549 | 0.91701 | 0.2197 | 0.2197 | 0.16596 | 0.20073 | 0.16276 | 0.16276 | 0.16602 | 0.19973 | 1.0691 | 1.0691 | 0.13194 | 0.26317 | 0.97832 | 0.97832 | 0.98633 | 0.98951 | 15.4041 | 15.4041 | 15.4041 | 15.4041 | 2638731.3471 | 68162.5177 | 4257907.9185 | 13068531.1514 | 2592626.5477 | 20033332.9347 | 1303971.0776 | 214.6934 | 5.5466 | 180.259 | 132.4454 | 1299533.7618
577 | RDF | 1 | 2036 | 2034 | 0.17712 | 0.0045765 | 0.23312 | 0.58519 | 150.9586 | 150.9586 | 123.1334 | 100.7068 | 172210.5882 | 4449.693 | 277885.3329 | 852890.1821 | 1611.9385 | 146777165.1283 | 91056.3039 | 13.82 | 44333.2682 | 0.00015177 | 5.3605 | 5.3605 | 4.8953 | 3.4423 | 15.4503 | 15.4503 | 15.4503 | 15.4503 | 2653654.119 | 68557.6662 | 4282011.6771 | 13142463.7453 | 130.1478 | 130.1478 | 102.7879 | 81.8142 | 135.5083 | 135.5083 | 107.6832 | 85.2565 | 25996661.1118 | 671719.2211 | 34216973.3409 | 85891811.4546 | 1.0415 | 1.0415 | 1.048 | 1.0424 | 1.0421 | 1.0421 | 1.0491 | 1.0436 | 1.0117 | 1.0117 | 0.95502 | 0.91713 | 0.2197 | 0.2197 | 0.16596 | 0.20073 | 0.16276 | 0.16276 | 0.16602 | 0.19973 | 1.0691 | 1.0691 | 0.13194 | 0.26317 | 0.97832 | 0.97832 | 0.98633 | 0.98951 | 15.4503 | 15.4503 | 15.4503 | 15.4503 | 2653654.119 | 68557.6662 | 4282011.6771 | 13142463.7453 | 2621152.7505 | 20146687.2076 | 1307435.7963 | 215.2632 | 5.5621 | 180.7384 | 132.7972 | 1302986.1032
599 | RDF | 1 | 2037 | 2035 | 0.1771 | 0.0045766 | 0.23312 | 0.58521 | 151.0473 | 151.0473 | 123.2126 | 100.7782 | 172668.4319 | 4462.0971 | 278625.4448 | 855159.1165 | 1614.5162 | 147266652.6861 | 91214.1093 | 13.82 | 44736.5127 | 0.0001515 | 5.4073 | 5.4073 | 4.9325 | 3.4718 | 15.4922 | 15.4922 | 15.4922 | 15.4922 | 2667928.1054 | 68935.7214 | 4305066.824 | 13213181.094 | 130.1478 | 130.1478 | 102.7879 | 81.8142 | 135.5551 | 135.5551 | 107.7204 | 85.2859 | 26081099.8501 | 673987.6988 | 34330177.2456 | 86181387.8916 | 1.0419 | 1.0419 | 1.0484 | 1.0428 | 1.0425 | 1.0425 | 1.0495 | 1.0439 | 1.0121 | 1.0121 | 0.95515 | 0.91725 | 0.2197 | 0.2197 | 0.16596 | 0.20073 | 0.16276 | 0.16276 | 0.16602 | 0.19973 | 1.0691 | 1.0691 | 0.13194 | 0.26317 | 0.97832 | 0.97832 | 0.98633 | 0.98951 | 15.4922 | 15.4922 | 15.4922 | 15.4922 | 2667928.1054 | 68935.7214 | 4305066.824 | 13213181.094 | 2649864.3292 | 20255111.7449 | 1310915.0903 | 215.8355 | 5.5776 | 181.2198 | 133.1505 | 1306452.9932
621 | RDF | 1 | 2038 | 2036 | 0.17709 | 0.0045769 | 0.23311 | 0.58523 | 151.1322 | 151.1322 | 123.288 | 100.8457 | 173128.2005 | 4474.5283 | 279368.5549 | 857437.4544 | 1617.0472 | 147753142.0518 | 91372.1882 | 13.82 | 45143.425 | 0.00015124 | 5.4541 | 5.4541 | 4.9698 | 3.5013 | 15.5303 | 15.5303 | 15.5303 | 15.5303 | 2681585.0801 | 69297.5131 | 4327124.6936 | 13280840.6401 | 130.1478 | 130.1478 | 102.7879 | 81.8142 | 135.6019 | 135.6019 | 107.7577 | 85.3154 | 26165239.2693 | 676245.1393 | 34442777.5231 | 86468880.1201 | 1.0423 | 1.0423 | 1.0487 | 1.0432 | 1.0429 | 1.0429 | 1.0498 | 1.0443 | 1.0124 | 1.0124 | 0.95528 | 0.91737 | 0.2197 | 0.2197 | 0.16596 | 0.20073 | 0.16276 | 0.16276 | 0.16602 | 0.19973 | 1.0691 | 1.0691 | 0.13194 | 0.26317 | 0.97832 | 0.97832 | 0.98633 | 0.98951 | 15.5303 | 15.5303 | 15.5303 | 15.5303 | 2681585.0801 | 69297.5131 | 4327124.6936 | 13280840.6401 | 2678760.1072 | 20358847.9268 | 1314408.7381 | 216.4103 | 5.5932 | 181.7031 | 133.5052 | 1309934.2098
643 | RDF | 1 | 2039 | 2037 | 0.17708 | 0.0045771 | 0.23311 | 0.58524 | 151.2134 | 151.2134 | 123.3596 | 100.9095 | 173589.865 | 4486.9872 | 280114.6217 | 859725.0579 | 1619.5342 | 148236841.1377 | 91530.541 | 13.82 | 45554.0385 | 0.00015098 | 5.5011 | 5.5011 | 5.0072 | 3.5308 | 15.5645 | 15.5645 | 15.5645 | 15.5645 | 2694655.1598 | 69643.8292 | 4348233.9417 | 13345591.6091 | 130.1478 | 130.1478 | 102.7879 | 81.8142 | 135.6488 | 135.6488 | 107.7951 | 85.345 | 26249105.345 | 678492.3795 | 34554818.1831 | 86754425.2301 | 1.0426 | 1.0426 | 1.0491 | 1.0435 | 1.0432 | 1.0432 | 1.0502 | 1.0446 | 1.0128 | 1.0128 | 0.95541 | 0.91749 | 0.2197 | 0.2197 | 0.16596 | 0.20073 | 0.16276 | 0.16276 | 0.16602 | 0.19973 | 1.0691 | 1.0691 | 0.13194 | 0.26317 | 0.97832 | 0.97832 | 0.98633 | 0.98951 | 15.5645 | 15.5645 | 15.5645 | 15.5645 | 2694655.1598 | 69643.8292 | 4348233.9417 | 13345591.6091 | 2707839.0051 | 20458124.5398 | 1317916.5318 | 216.9873 | 5.6087 | 182.1884 | 133.8614 | 1313429.5446
665 | RDF | 1 | 2040 | 2038 | 0.17706 | 0.0045773 | 0.2331 | 0.58526 | 151.2911 | 151.2911 | 123.4277 | 100.9698 | 174053.3979 | 4499.4742 | 280863.6062 | 862021.798 | 1621.9795 | 148717947.192 | 91689.1683 | 13.82 | 45968.3869 | 0.00015072 | 5.5481 | 5.5481 | 5.0446 | 3.5604 | 15.5952 | 15.5952 | 15.5952 | 15.5952 | 2707166.8777 | 69975.4172 | 4368440.669 | 13407575.3849 | 130.1478 | 130.1478 | 102.7879 | 81.8142 | 135.6959 | 135.6959 | 107.8325 | 85.3746 | 26332722.7354 | 680730.214 | 34666340.9841 | 87038153.2585 | 1.043 | 1.043 | 1.0494 | 1.0439 | 1.0436 | 1.0436 | 1.0506 | 1.045 | 1.0131 | 1.0131 | 0.95553 | 0.91762 | 0.2197 | 0.2197 | 0.16596 | 0.20073 | 0.16276 | 0.16276 | 0.16602 | 0.19973 | 1.0691 | 1.0691 | 0.13194 | 0.26317 | 0.97832 | 0.97832 | 0.98633 | 0.98951 | 15.5952 | 15.5952 | 15.5952 | 15.5952 | 2707166.8777 | 69975.4172 | 4368440.669 | 13407575.3849 | 2737100.0357 | 20553158.3488 | 1321438.2763 | 217.5667 | 5.6243 | 182.6755 | 134.219 | 1316938.8021
687 | RDF | 1 | 2041 | 2039 | 0.17706 | 0.0045776 | 0.2331 | 0.58527 | 151.3655 | 151.3655 | 123.4925 | 101.0267 | 174518.7738 | 4511.9896 | 281615.4719 | 864327.5534 | 1624.3852 | 149196647.3868 | 91848.0705 | 13.82 | 46386.504 | 0.00015046 | 5.5952 | 5.5952 | 5.0821 | 3.5901 | 15.6225 | 15.6225 | 15.6225 | 15.6225 | 2719147.2721 | 70292.9858 | 4387788.5629 | 13466925.946 | 130.1478 | 130.1478 | 102.7879 | 81.8142 | 135.743 | 135.743 | 107.87 | 85.4042 | 26416114.8531 | 682959.3974 | 34777385.5581 | 87320187.5783 | 1.0434 | 1.0434 | 1.0498 | 1.0442 | 1.0439 | 1.0439 | 1.0509 | 1.0454 | 1.0135 | 1.0135 | 0.95566 | 0.91774 | 0.2197 | 0.2197 | 0.16596 | 0.20073 | 0.16276 | 0.16276 | 0.16602 | 0.19973 | 1.0691 | 1.0691 | 0.13194 | 0.26317 | 0.97832 | 0.97832 | 0.98633 | 0.98951 | 15.6225 | 15.6225 | 15.6225 | 15.6225 | 2719147.2721 | 70292.9858 | 4387788.5629 | 13466925.946 | 2766542.2989 | 20644154.7668 | 1324973.7887 | 218.1485 | 5.64 | 183.1645 | 134.5781 | 1320461.7991
709 | RDF | 1 | 2042 | 2040 | 0.17705 | 0.0045778 | 0.23309 | 0.58528 | 151.4367 | 151.4367 | 123.5541 | 101.0805 | 174985.9686 | 4524.5339 | 282370.1843 | 866642.2106 | 1626.7536 | 149673119.358 | 92007.2481 | 13.82 | 46808.4242 | 0.00015019 | 5.6424 | 5.6424 | 5.1196 | 3.6198 | 15.6466 | 15.6466 | 15.6466 | 15.6466 | 2730621.9672 | 70597.2072 | 4406319.0277 | 13523770.266 | 130.1478 | 130.1478 | 102.7879 | 81.8142 | 135.7902 | 135.7902 | 107.9075 | 85.4339 | 26499303.9322 | 685180.6463 | 34887989.5236 | 87600645.2559 | 1.0437 | 1.0437 | 1.0502 | 1.0446 | 1.0443 | 1.0443 | 1.0513 | 1.0457 | 1.0138 | 1.0138 | 0.95579 | 0.91786 | 0.2197 | 0.2197 | 0.16596 | 0.20073 | 0.16276 | 0.16276 | 0.16602 | 0.19973 | 1.0691 | 1.0691 | 0.13194 | 0.26317 | 0.97832 | 0.97832 | 0.98633 | 0.98951 | 15.6466 | 15.6466 | 15.6466 | 15.6466 | 2730621.9672 | 70597.2072 | 4406319.0277 | 13523770.266 | 2796164.9769 | 20731308.468 | 1328522.8974 | 218.7325 | 5.6557 | 183.6554 | 134.9385 | 1323998.3635
731 | RDF | 1 | 2043 | 2041 | 0.17704 | 0.0045781 | 0.23309 | 0.58529 | 151.505 | 151.505 | 123.6127 | 101.1313 | 175454.9599 | 4537.1074 | 283127.7115 | 868965.6631 | 1629.0865 | 150147531.6934 | 92166.7015 | 13.82 | 47234.1822 | 0.00014993 | 5.6897 | 5.6897 | 5.1572 | 3.6495 | 15.6676 | 15.6676 | 15.6676 | 15.6676 | 2741615.2458 | 70888.7188 | 4424071.3026 | 13578228.6753 | 130.1478 | 130.1478 | 102.7879 | 81.8142 | 135.8374 | 135.8374 | 107.9451 | 85.4637 | 26582311.0881 | 687394.6415 | 34998188.5892 | 87879637.3747 | 1.0441 | 1.0441 | 1.0505 | 1.045 | 1.0447 | 1.0447 | 1.0517 | 1.0461 | 1.0142 | 1.0142 | 0.95592 | 0.91798 | 0.2197 | 0.2197 | 0.16596 | 0.20073 | 0.16276 | 0.16276 | 0.16602 | 0.19973 | 1.0691 | 1.0691 | 0.13194 | 0.26317 | 0.97832 | 0.97832 | 0.98633 | 0.98951 | 15.6676 | 15.6676 | 15.6676 | 15.6676 | 2741615.2458 | 70888.7188 | 4424071.3026 | 13578228.6753 | 2825967.33 | 20814803.9425 | 1332085.4418 | 219.3187 | 5.6714 | 184.1481 | 135.3002 | 1327548.3344
753 | RDF | 1 | 2044 | 2042 | 0.17704 | 0.0045784 | 0.23309 | 0.5853 | 151.5705 | 151.5705 | 123.6685 | 101.1793 | 175925.7265 | 4549.7104 | 283888.0233 | 871297.8111 | 1631.386 | 150620044.4207 | 92326.4313 | 13.82 | 47663.8127 | 0.00014967 | 5.737 | 5.737 | 5.1949 | 3.6793 | 15.6858 | 15.6858 | 15.6858 | 15.6858 | 2752150.1227 | 71168.1253 | 4441082.5791 | 13630415.2222 | 130.1478 | 130.1478 | 102.7879 | 81.8142 | 135.8847 | 135.8847 | 107.9827 | 85.4935 | 26665156.3778 | 689602.0296 | 35108016.656 | 88157269.3573 | 1.0444 | 1.0444 | 1.0509 | 1.0453 | 1.045 | 1.045 | 1.052 | 1.0465 | 1.0146 | 1.0146 | 0.95605 | 0.91811 | 0.2197 | 0.2197 | 0.16596 | 0.20073 | 0.16276 | 0.16276 | 0.16602 | 0.19973 | 1.0691 | 1.0691 | 0.13194 | 0.26317 | 0.97832 | 0.97832 | 0.98633 | 0.98951 | 15.6858 | 15.6858 | 15.6858 | 15.6858 | 2752150.1227 | 71168.1253 | 4441082.5791 | 13630415.2222 | 2855948.6922 | 20894816.0494 | 1335661.2712 | 219.9072 | 5.6871 | 184.6426 | 135.6633 | 1331111.5609
775 | RDF | 1 | 2045 | 2043 | 0.17703 | 0.0045787 | 0.23309 | 0.5853 | 151.6334 | 151.6334 | 123.7217 | 101.2245 | 176398.2487 | 4562.3432 | 284651.0917 | 873638.5613 | 1633.6537 | 151090809.451 | 92486.4379 | 13.82 | 48097.351 | 0.00014942 | 5.7844 | 5.7844 | 5.2326 | 3.7091 | 15.7012 | 15.7012 | 15.7012 | 15.7012 | 2762248.4109 | 71436 | 4457388.1082 | 13680438.001 | 130.1478 | 130.1478 | 102.7879 | 81.8142 | 135.9321 | 135.9321 | 108.0204 | 85.5233 | 26747858.8547 | 691803.4246 | 35217505.9118 | 88433641.2599 | 1.0448 | 1.0448 | 1.0513 | 1.0457 | 1.0454 | 1.0454 | 1.0524 | 1.0468 | 1.0149 | 1.0149 | 0.95617 | 0.91823 | 0.2197 | 0.2197 | 0.16596 | 0.20073 | 0.16276 | 0.16276 | 0.16602 | 0.19973 | 1.0691 | 1.0691 | 0.13194 | 0.26317 | 0.97832 | 0.97832 | 0.98633 | 0.98951 | 15.7012 | 15.7012 | 15.7012 | 15.7012 | 2762248.4109 | 71436 | 4457388.1082 | 13680438.001 | 2886108.4674 | 20971510.5201 | 1339250.2448 | 220.4978 | 5.7029 | 185.1389 | 136.0278 | 1334687.9016
797 | RDF | 1 | 2046 | 2044 | 0.17703 | 0.004579 | 0.23309 | 0.58531 | 151.6937 | 151.6937 | 123.7722 | 101.2672 | 176872.5079 | 4575.0063 | 285416.8903 | 875987.8262 | 1635.8914 | 151559970.9903 | 92646.7218 | 13.82 | 48534.8327 | 0.00014916 | 5.8318 | 5.8318 | 5.2703 | 3.739 | 15.714 | 15.714 | 15.714 | 15.714 | 2771930.7827 | 71692.8865 | 4473021.2986 | 13728399.4555 | 130.1478 | 130.1478 | 102.7879 | 81.8142 | 135.9796 | 135.9796 | 108.0582 | 85.5532 | 26830436.6188 | 693999.4102 | 35326686.9172 | 88708848.044 | 1.0452 | 1.0452 | 1.0516 | 1.0461 | 1.0458 | 1.0458 | 1.0528 | 1.0472 | 1.0153 | 1.0153 | 0.9563 | 0.91835 | 0.2197 | 0.2197 | 0.16596 | 0.20073 | 0.16276 | 0.16276 | 0.16602 | 0.19973 | 1.0691 | 1.0691 | 0.13194 | 0.26317 | 0.97832 | 0.97832 | 0.98633 | 0.98951 | 15.714 | 15.714 | 15.714 | 15.714 | 2771930.7827 | 71692.8865 | 4473021.2986 | 13728399.4555 | 2916446.1261 | 21045044.4233 | 1342852.2307 | 221.0906 | 5.7188 | 185.637 | 136.3936 | 1338277.2244
819 | RDF | 1 | 2047 | 2045 | 0.17703 | 0.0045794 | 0.23309 | 0.58531 | 151.7515 | 151.7515 | 123.8204 | 101.3075 | 177348.4869 | 4587.6999 | 286185.3946 | 878345.5242 | 1638.1006 | 152027665.9513 | 92807.2835 | 13.82 | 48976.2936 | 0.0001489 | 5.8794 | 5.8794 | 5.3081 | 3.7689 | 15.7244 | 15.7244 | 15.7244 | 15.7244 | 2781216.8313 | 71939.3004 | 4488013.8163 | 13774396.6834 | 130.1478 | 130.1478 | 102.7879 | 81.8142 | 136.0271 | 136.0271 | 108.096 | 85.5831 | 26912906.8685 | 696190.5407 | 35435588.693 | 88982979.849 | 1.0455 | 1.0455 | 1.052 | 1.0464 | 1.0461 | 1.0461 | 1.0531 | 1.0476 | 1.0156 | 1.0156 | 0.95643 | 0.91848 | 0.2197 | 0.2197 | 0.16596 | 0.20073 | 0.16276 | 0.16276 | 0.16602 | 0.19973 | 1.0691 | 1.0691 | 0.13194 | 0.26317 | 0.97832 | 0.97832 | 0.98633 | 0.98951 | 15.7244 | 15.7244 | 15.7244 | 15.7244 | 2781216.8313 | 71939.3004 | 4488013.8163 | 13774396.6834 | 2946961.2015 | 21115566.6315 | 1346467.1056 | 221.6856 | 5.7346 | 186.1368 | 136.7607 | 1341879.4057
841 | RDF | 1 | 2048 | 2046 | 0.17703 | 0.0045797 | 0.23309 | 0.58531 | 151.8072 | 151.8072 | 123.8663 | 101.3455 | 177826.1695 | 4600.4242 | 286956.5817 | 880711.5789 | 1640.2829 | 152494024.3297 | 92968.1234 | 13.82 | 49421.7699 | 0.00014864 | 5.927 | 5.927 | 5.3459 | 3.7988 | 15.7324 | 15.7324 | 15.7324 | 15.7324 | 2790125.1268 | 72175.7308 | 4502395.6751 | 13818521.7133 | 130.1478 | 130.1478 | 102.7879 | 81.8142 | 136.0747 | 136.0747 | 108.1338 | 85.613 | 26995285.9462 | 698377.3429 | 35544238.7994 | 89256122.2413 | 1.0459 | 1.0459 | 1.0524 | 1.0468 | 1.0465 | 1.0465 | 1.0535 | 1.0479 | 1.016 | 1.016 | 0.95656 | 0.9186 | 0.2197 | 0.2197 | 0.16596 | 0.20073 | 0.16276 | 0.16276 | 0.16602 | 0.19973 | 1.0691 | 1.0691 | 0.13194 | 0.26317 | 0.97832 | 0.97832 | 0.98633 | 0.98951 | 15.7324 | 15.7324 | 15.7324 | 15.7324 | 2790125.1268 | 72175.7308 | 4502395.6751 | 13818521.7133 | 2977653.2865 | 21183218.246 | 1350094.7543 | 222.2827 | 5.7505 | 186.6384 | 137.1291 | 1345494.3301
863 | RDF | 1 | 2049 | 2047 | 0.17702 | 0.00458 | 0.23309 | 0.58531 | 151.8606 | 151.8606 | 123.91 | 101.3813 | 178305.5405 | 4613.1797 | 287730.4302 | 883085.9191 | 1642.4398 | 152959169.5593 | 93129.2421 | 13.82 | 49871.2981 | 0.00014838 | 5.9746 | 5.9746 | 5.3838 | 3.8288 | 15.7383 | 15.7383 | 15.7383 | 15.7383 | 2798673.269 | 72402.6412 | 4516195.3211 | 13860861.7665 | 130.1478 | 130.1478 | 102.7879 | 81.8142 | 136.1224 | 136.1224 | 108.1717 | 85.643 | 27077589.3824 | 700560.3171 | 35652663.4108 | 89528356.449 | 1.0463 | 1.0463 | 1.0527 | 1.0472 | 1.0469 | 1.0469 | 1.0539 | 1.0483 | 1.0163 | 1.0163 | 0.95669 | 0.91873 | 0.2197 | 0.2197 | 0.16596 | 0.20073 | 0.16276 | 0.16276 | 0.16602 | 0.19973 | 1.0691 | 1.0691 | 0.13194 | 0.26317 | 0.97832 | 0.97832 | 0.98633 | 0.98951 | 15.7383 | 15.7383 | 15.7383 | 15.7383 | 2798673.269 | 72402.6412 | 4516195.3211 | 13860861.7665 | 3008522.0308 | 21248132.9977 | 1353735.0695 | 222.8819 | 5.7665 | 187.1417 | 137.4988 | 1349121.8898
885 | RDF | 1 | 2050 | 2048 | 0.17703 | 0.0045804 | 0.23309 | 0.58531 | 151.912 | 151.912 | 123.9516 | 101.415 | 178786.5859 | 4625.9666 | 288506.9201 | 885468.4782 | 1644.5725 | 153423218.8497 | 93290.64 | 13.82 | 50324.9152 | 0.00014813 | 6.0223 | 6.0223 | 5.4217 | 3.8588 | 15.742 | 15.742 | 15.742 | 15.742 | 2806877.9376 | 72620.4711 | 4529439.7142 | 13901499.5058 | 130.1478 | 130.1478 | 102.7879 | 81.8142 | 136.1701 | 136.1701 | 108.2096 | 85.673 | 27159831.9376 | 702739.9391 | 35760887.3874 | 89799759.5855 | 1.0466 | 1.0466 | 1.0531 | 1.0475 | 1.0472 | 1.0472 | 1.0543 | 1.0487 | 1.0167 | 1.0167 | 0.95682 | 0.91885 | 0.2197 | 0.2197 | 0.16596 | 0.20073 | 0.16276 | 0.16276 | 0.16602 | 0.19973 | 1.0691 | 1.0691 | 0.13194 | 0.26317 | 0.97832 | 0.97832 | 0.98633 | 0.98951 | 15.742 | 15.742 | 15.742 | 15.742 | 2806877.9376 | 72620.4711 | 4529439.7142 | 13901499.5058 | 3039567.138 | 21310437.6287 | 1357387.9508 | 223.4832 | 5.7825 | 187.6468 | 137.8698 | 1352761.9843
907 | RDF | 1 | 2051 | 2049 | 0.17703 | 0.0045808 | 0.23309 | 0.5853 | 151.9615 | 151.9615 | 123.9912 | 101.4467 | 179269.2924 | 4638.7851 | 289286.0331 | 887859.1945 | 1646.6824 | 153886283.5178 | 93452.3176 | 13.82 | 50782.6583 | 0.00014787 | 6.0701 | 6.0701 | 5.4597 | 3.8889 | 15.7437 | 15.7437 | 15.7437 | 15.7437 | 2814754.9414 | 72829.6376 | 4542154.4077 | 13940513.2788 | 130.1478 | 130.1478 | 102.7879 | 81.8142 | 136.2178 | 136.2178 | 108.2476 | 85.7031 | 27242027.6432 | 704916.6609 | 35868934.345 | 90070404.8687 | 1.047 | 1.047 | 1.0535 | 1.0479 | 1.0476 | 1.0476 | 1.0546 | 1.049 | 1.017 | 1.017 | 0.95695 | 0.91897 | 0.2197 | 0.2197 | 0.16596 | 0.20073 | 0.16276 | 0.16276 | 0.16602 | 0.19973 | 1.0691 | 1.0691 | 0.13194 | 0.26317 | 0.97832 | 0.97832 | 0.98633 | 0.98951 | 15.7437 | 15.7437 | 15.7437 | 15.7437 | 2814754.9414 | 72829.6376 | 4542154.4077 | 13940513.2788 | 3070788.3626 | 21370252.2654 | 1361053.3051 | 224.0866 | 5.7985 | 188.1535 | 138.242 | 1356414.52
90 | RDF | 2 | 2010 | 2008 | 0.15635 | 1.45e-07 | 0.1734 | 0.67024 | 262.956 | 176.6738 | 130.1099 | 107.196 | 32135.022 | 0.0445 | 72027.7875 | 337917.552 | 54045046.37 | 54045046.37 | 1 | 0.002 | 40483.7378 | 0.002 | -18.1528 | -18.1528 | -8.3301 | -6.9492 | 86.2822 | 0 | 0 | 0 | 2772681.6 | 0 | 0 | 0 | 194.8266 | 194.8266 | 138.44 | 114.1453 | 176.6738 | 176.6738 | 130.1099 | 107.196 | 8450096.802 | 7.862 | 9371526.846 | 36223414.86 | 1.0363 | 1.0363 | 1.0477 | 1.0415 | 1.0368 | 1.0368 | 1.0488 | 1.0427 | 1.0066 | 1.0066 | 0.95492 | 0.91682 | 0.2197 | 0.2197 | 0.16596 | 0.20073 | 0.16276 | 0.16276 | 0.16602 | 0.19973 | 1.0691 | 1.0691 | 0.13194 | 0.26317 | 0.97832 | 0.97832 | 0.98633 | 0.98951 | 102.041 | 0 | 0 | 0 | 3279088.794 | 0 | 0 | 0 | 1147583.2947 | 3279088.794 | 442080.406 | 40.1688 | 5.5625e-05 | 46.8473 | 52.6146 | 442080.3615
91 | RDF | 2 | 2011 | 2009 | 0.24635 | 4.24e-08 | 0.21585 | 0.53781 | 161.9099 | 105.8337 | 66.2859 | 39.4557 | 41822.969 | 0.011 | 89508.896 | 374682.229 | 27488088.23 | 27488088.23 | 1 | 0.002 | 38980.2406 | 0.002 | 20.7121 | 20.7121 | 8.1445 | 3.9933 | 56.0762 | 0 | 0 | 0 | 2345274.943 | 0 | 0 | 0 | 85.1216 | 85.1216 | 58.1414 | 35.4624 | 105.8337 | 105.8337 | 66.2859 | 39.4557 | 6771554.524 | 1.1642 | 5933175.481 | 14783357.06 | 1.0363 | 1.0363 | 1.0477 | 1.0415 | 1.0368 | 1.0368 | 1.0488 | 1.0427 | 1.0066 | 1.0066 | 0.95492 | 0.91682 | 0.2197 | 0.2197 | 0.16596 | 0.20073 | 0.16276 | 0.16276 | 0.16602 | 0.19973 | 1.0691 | 1.0691 | 0.13194 | 0.26317 | 0.97832 | 0.97832 | 0.98633 | 0.98951 | 103.0186 | 0 | 0 | 0 | 4308542.199 | 0 | 0 | 0 | 462776.5093 | 4308542.199 | 506014.105 | 52.2787 | 1.375e-05 | 58.2172 | 58.339 | 506014.094
92 | RDF | 2 | 2012 | 2010 | 0.16186 | 2.93e-08 | 0.18653 | 0.6516 | 177.0411 | 95.8534 | 77.4265 | 62.48 | 32956.193 | 0.011 | 86841.348 | 375926.563 | 36046296.19 | 36046296.19 | 1 | 0.002 | 37496.9439 | 0.002 | 10.6758 | 10.6758 | 4.1133 | 0.85583 | 81.1877 | 0 | 0 | 0 | 2675637.744 | 0 | 0 | 0 | 85.1776 | 85.1776 | 73.3132 | 61.6241 | 95.8534 | 95.8534 | 77.4265 | 62.48 | 5834600.718 | 1.0544 | 6723820.731 | 23487873.69 | 1.0363 | 1.0363 | 1.0477 | 1.0415 | 1.0368 | 1.0368 | 1.0488 | 1.0427 | 1.0066 | 1.0066 | 0.95492 | 0.91682 | 0.2197 | 0.2197 | 0.16596 | 0.20073 | 0.16276 | 0.16276 | 0.16602 | 0.19973 | 1.0691 | 1.0691 | 0.13194 | 0.26317 | 0.97832 | 0.97832 | 0.98633 | 0.98951 | 103.8912 | 0 | 0 | 0 | 3423858.796 | 0 | 0 | 0 | 680975.7621 | 3423858.796 | 495724.115 | 41.1952 | 1.375e-05 | 56.4822 | 58.5327 | 495724.104
93 | RDF | 2 | 2013 | 2011 | 0.17977 | 1.9e-08 | 0.18517 | 0.63506 | 137.4622 | 75.5408 | 57.6075 | 46.7233 | 36341.006 | 0.007 | 89322.882 | 377696.993 | 27788421.47 | 27788421.47 | 1 | 0.002 | 35627.1121 | 0.002 | 0.91379 | 0.91379 | 0.16252 | 0.76715 | 61.9215 | 0 | 0 | 0 | 2250287.915 | 0 | 0 | 0 | 74.627 | 74.627 | 57.445 | 45.9561 | 75.5408 | 75.5408 | 57.6075 | 46.7233 | 4995515.702 | 0.52879 | 5145671.036 | 17647234.2 | 1.0363 | 1.0363 | 1.0477 | 1.0415 | 1.0368 | 1.0368 | 1.0488 | 1.0427 | 1.0066 | 1.0066 | 0.95492 | 0.91682 | 0.2197 | 0.2197 | 0.16596 | 0.20073 | 0.16276 | 0.16276 | 0.16602 | 0.19973 | 1.0691 | 1.0691 | 0.13194 | 0.26317 | 0.97832 | 0.97832 | 0.98633 | 0.98951 | 103.6997 | 0 | 0 | 0 | 3768552.914 | 0 | 0 | 0 | 529823.9643 | 3768552.914 | 503360.888 | 45.4263 | 8.75e-06 | 58.0962 | 58.8084 | 503360.881
94 | RDF | 2 | 2014 | 2012 | 0.1256 | 3.9e-08 | 0.18821 | 0.68618 | 134.2273 | 111.4624 | 98.9513 | 85.3204 | 40092.177 | 0.015 | 81493.481 | 344576.192 | 42844733.47 | 42844733.47 | 1 | 0.002 | 35259.8233 | 0.002 | -9.9495 | -9.9495 | -9.8428 | -8.4187 | 22.7649 | 0 | 0 | 0 | 912694.9426 | 0 | 0 | 0 | 121.4119 | 121.4119 | 108.7941 | 93.7391 | 111.4624 | 111.4624 | 98.9513 | 85.3204 | 5381465.255 | 1.6719 | 8063889.131 | 29399377.41 | 1.0363 | 1.0363 | 1.0477 | 1.0415 | 1.0368 | 1.0368 | 1.0488 | 1.0427 | 1.0066 | 1.0066 | 0.95492 | 0.91682 | 0.2197 | 0.2197 | 0.16596 | 0.20073 | 0.16276 | 0.16276 | 0.16602 | 0.19973 | 1.0691 | 1.0691 | 0.13194 | 0.26317 | 0.97832 | 0.97832 | 0.98633 | 0.98951 | 108.015 | 0 | 0 | 0 | 4330554.996 | 0 | 0 | 0 | 966472.991 | 4330554.996 | 466161.865 | 50.1152 | 1.875e-05 | 53.0039 | 53.6514 | 466161.85
95 | RDF | 2 | 2015 | 2013 | 0.10599 | 1.3e-08 | 0.18535 | 0.70865 | 98.0553 | 82.4942 | 81.861 | 74.4986 | 41247.72 | 0.006 | 86400.42 | 362975.166 | 38158534.02 | 38158534.02 | 1 | 0.002 | 35917.563 | 0.002 | 5.3286 | 5.3286 | 7.0684 | 2.7874 | 15.5611 | 0 | 0 | 0 | 641860.3875 | 0 | 0 | 0 | 77.1656 | 77.1656 | 74.7925 | 71.7112 | 82.4942 | 82.4942 | 81.861 | 74.4986 | 4044556.431 | 0.49496 | 7072820.748 | 27041156.35 | 1.0363 | 1.0363 | 1.0477 | 1.0415 | 1.0368 | 1.0368 | 1.0488 | 1.0427 | 1.0066 | 1.0066 | 0.95492 | 0.91682 | 0.2197 | 0.2197 | 0.16596 | 0.20073 | 0.16276 | 0.16276 | 0.16602 | 0.19973 | 1.0691 | 1.0691 | 0.13194 | 0.26317 | 0.97832 | 0.97832 | 0.98633 | 0.98951 | 124.8712 | 0 | 0 | 0 | 5150650.335 | 0 | 0 | 0 | 749223.0418 | 5150650.335 | 490623.312 | 51.5597 | 7.5e-06 | 56.1954 | 56.5162 | 490623.306
96 | RDF | 2 | 2016 | 2014 | 0.18252 | 2.08e-08 | 0.17549 | 0.64199 | 164.763 | 85.0399 | 75.9256 | 66.9708 | 45310.262 | 0.01 | 94541.526 | 392103.543 | 40903058.09 | 40903058.09 | 1 | 0.002 | 35092.4656 | 0.002 | 4.5232 | 4.5232 | 3.9908 | 2.6071 | 79.7232 | 0 | 0 | 0 | 3612277.244 | 0 | 0 | 0 | 80.5167 | 80.5167 | 71.9348 | 64.3637 | 85.0399 | 85.0399 | 75.9256 | 66.9708 | 7465456.342 | 0.8504 | 7178125.534 | 26259475.36 | 1.0363 | 1.0363 | 1.0477 | 1.0415 | 1.0368 | 1.0368 | 1.0488 | 1.0427 | 1.0066 | 1.0066 | 0.95492 | 0.91682 | 0.2197 | 0.2197 | 0.16596 | 0.20073 | 0.16276 | 0.16276 | 0.16602 | 0.19973 | 1.0691 | 1.0691 | 0.13194 | 0.26317 | 0.97832 | 0.97832 | 0.98633 | 0.98951 | 138.7734 | 0 | 0 | 0 | 6287861.269 | 0 | 0 | 0 | 749324.0982 | 6287861.269 | 531955.341 | 56.6378 | 1.25e-05 | 61.4904 | 61.0515 | 531955.331
97 | RDF | 2 | 2017 | 2015 | 0.15587 | 8.83e-09 | 0.16499 | 0.67914 | 147.4013 | 71.0326 | 73.3349 | 72.3999 | 42553.491 | 0.005 | 90533.165 | 377467.283 | 40240284.2 | 40240284.2 | 1 | 0.002 | 35921.1464 | 0.002 | 3.1135 | 3.1135 | 2.4363 | 0.72573 | 76.3688 | 0 | 0 | 0 | 3249757.198 | 0 | 0 | 0 | 67.9191 | 67.9191 | 70.8986 | 71.6742 | 71.0326 | 71.0326 | 73.3349 | 72.3999 | 6272440.555 | 0.35516 | 6639239.539 | 27328603.75 | 1.0363 | 1.0363 | 1.0477 | 1.0415 | 1.0368 | 1.0368 | 1.0488 | 1.0427 | 1.0066 | 1.0066 | 0.95492 | 0.91682 | 0.2197 | 0.2197 | 0.16596 | 0.20073 | 0.16276 | 0.16276 | 0.16602 | 0.19973 | 1.0691 | 1.0691 | 0.13194 | 0.26317 | 0.97832 | 0.97832 | 0.98633 | 0.98951 | 147.0038 | 0 | 0 | 0 | 6255526.335 | 0 | 0 | 0 | 764084.9664 | 6255526.335 | 510553.944 | 53.1919 | 6.25e-06 | 58.8834 | 58.7726 | 510553.939
98 | RDF | 2 | 2018 | 2016 | 0.19149 | 1.79e-08 | 0.16498 | 0.64353 | 166.6011 | 74.4356 | 66.957 | 62.8229 | 42953.29 | 0.009 | 92078.425 | 382797.886 | 37369834.64 | 37369834.64 | 1 | 0.002 | 37552.7989 | 0.002 | 7.6644 | 7.6644 | 4.6504 | 2.7874 | 92.1655 | 0 | 0 | 0 | 3958813.003 | 0 | 0 | 0 | 66.7712 | 66.7712 | 62.3066 | 60.0355 | 74.4356 | 74.4356 | 66.957 | 62.8229 | 7156065.779 | 0.66992 | 6165293.249 | 24048474.94 | 1.0363 | 1.0363 | 1.0477 | 1.0415 | 1.0368 | 1.0368 | 1.0488 | 1.0427 | 1.0066 | 1.0066 | 0.95492 | 0.91682 | 0.2197 | 0.2197 | 0.16596 | 0.20073 | 0.16276 | 0.16276 | 0.16602 | 0.19973 | 1.0691 | 1.0691 | 0.13194 | 0.26317 | 0.97832 | 0.97832 | 0.98633 | 0.98951 | 155.4178 | 0 | 0 | 0 | 6675705.458 | 0 | 0 | 0 | 663291.9371 | 6675705.458 | 517829.61 | 53.6916 | 1.125e-05 | 59.8884 | 59.6026 | 517829.601
99 | RDF | 2 | 2019 | 2017 | 0.21294 | 5.5e-08 | 0.20037 | 0.58669 | 179.375 | 110.0558 | 76.3405 | 53.0439 | 40374.525 | 0.017 | 89268.681 | 376167.803 | 34010402.45 | 34010402.45 | 1 | 0.002 | 38008.3755 | 0.002 | -3.1274 | -3.1274 | 0.058944 | 1.1858 | 69.3192 | 0 | 0 | 0 | 2798728.377 | 0 | 0 | 0 | 113.1832 | 113.1832 | 76.2815 | 51.8582 | 110.0558 | 110.0558 | 76.3405 | 53.0439 | 7242178.749 | 1.8709 | 6814812.419 | 19953409.42 | 1.0363 | 1.0363 | 1.0477 | 1.0415 | 1.0368 | 1.0368 | 1.0488 | 1.0427 | 1.0066 | 1.0066 | 0.95492 | 0.91682 | 0.2197 | 0.2197 | 0.16596 | 0.20073 | 0.16276 | 0.16276 | 0.16602 | 0.19973 | 1.0691 | 1.0691 | 0.13194 | 0.26317 | 0.97832 | 0.97832 | 0.98633 | 0.98951 | 150.6425 | 0 | 0 | 0 | 6082120.386 | 0 | 0 | 0 | 647778.1224 | 6082120.386 | 505811.026 | 50.4682 | 2.125e-05 | 58.0609 | 58.5703 | 505811.009
237 | RDF | 2 | 2020 | 2018 | 0.16155 | 2.7381e-05 | 0.1935 | 0.64492 | 283.6841 | 134.8659 | 107.692 | 85.2128 | 39993.4454 | 10.01 | 88588.6789 | 373150.0144 | 49304072.6635 | 49304072.6635 | 1 | 0.002 | 38354.0904 | 0.002 | 4.7181 | 4.7181 | 4.9041 | 3.3986 | 148.8182 | 0 | 0 | 0 | 2571527.3334 | 0 | 0 | 0 | 130.1478 | 130.1478 | 102.7879 | 81.8142 | 134.8659 | 134.8659 | 107.692 | 85.2128 | 7965278.109 | 1350.0081 | 9540294.2321 | 31797150.3143 | 1.035 | 1.035 | 1.0467 | 1.0405 | 1.0356 | 1.0356 | 1.0478 | 1.0416 | 1.0054 | 1.0054 | 0.95456 | 0.91645 | 0.2197 | 0.2197 | 0.16596 | 0.20073 | 0.16276 | 0.16276 | 0.16602 | 0.19973 | 1.0691 | 1.0691 | 0.13194 | 0.26317 | 0.97832 | 0.97832 | 0.98633 | 0.98951 | 158.4848 | 0 | 0 | 0 | 6398749.1689 | 0 | 0 | 0 | 917191.2821 | 6398749.1689 | 501742.1487 | 49.9918 | 0.012513 | 57.6187 | 58.1004 | 501732.1387
259 | RDF | 2 | 2021 | 2019 | 0.21238 | 2.6839e-05 | 0.18178 | 0.60581 | 276.0846 | 134.7004 | 107.5854 | 85.1239 | 40030.8904 | 10.4585 | 88687.3227 | 373560.3333 | 52489798.2138 | 52489798.2138 | 1 | 0.002 | 38702.9498 | 0.002 | 4.5526 | 4.5526 | 4.7975 | 3.3097 | 141.3843 | 0 | 0 | 0 | 5755837.2708 | 0 | 0 | 0 | 130.1478 | 130.1478 | 102.7879 | 81.8142 | 134.7004 | 134.7004 | 107.5854 | 85.1239 | 11148013.6584 | 1408.768 | 9541459.3736 | 31798916.4138 | 1.0351 | 1.0351 | 1.0468 | 1.0406 | 1.0357 | 1.0357 | 1.048 | 1.0417 | 1.0055 | 1.0055 | 0.95461 | 0.9165 | 0.2197 | 0.2197 | 0.16596 | 0.20073 | 0.16276 | 0.16276 | 0.16602 | 0.19973 | 1.0691 | 1.0691 | 0.13194 | 0.26317 | 0.97832 | 0.97832 | 0.98633 | 0.98951 | 148.8182 | 0 | 0 | 0 | 5951751.8533 | 0 | 0 | 0 | 921460.7227 | 5951751.8533 | 502289.0049 | 50.0386 | 0.013073 | 57.6828 | 58.1643 | 502278.5463
281 | RDF | 2 | 2022 | 2020 | 0.2086 | 2.7963e-05 | 0.18265 | 0.60872 | 271.2415 | 134.7168 | 107.601 | 85.1361 | 40071.427 | 10.8563 | 88782.8416 | 373958.1315 | 52302247.5222 | 52302247.5222 | 1 | 0.002 | 39054.9823 | 0.002 | 4.569 | 4.569 | 4.8131 | 3.3219 | 136.5247 | 0 | 0 | 0 | 5512043.8347 | 0 | 0 | 0 | 130.1478 | 130.1478 | 102.7879 | 81.8142 | 134.7168 | 134.7168 | 107.601 | 85.1361 | 10910337.5025 | 1462.5225 | 9553118.4774 | 31837329.0197 | 1.0352 | 1.0352 | 1.047 | 1.0407 | 1.0358 | 1.0358 | 1.0481 | 1.0419 | 1.0056 | 1.0056 | 0.95466 | 0.91655 | 0.2197 | 0.2197 | 0.16596 | 0.20073 | 0.16276 | 0.16276 | 0.16602 | 0.19973 | 1.0691 | 1.0691 | 0.13194 | 0.26317 | 0.97832 | 0.97832 | 0.98633 | 0.98951 | 141.3843 | 0 | 0 | 0 | 5659737.9158 | 0 | 0 | 0 | 925649.3922 | 5659737.9158 | 502823.2564 | 50.0893 | 0.01357 | 57.7449 | 58.2263 | 502812.4001
303 | RDF | 2 | 2023 | 2021 | 0.20742 | 2.8243e-05 | 0.18293 | 0.60963 | 269.4094 | 134.7345 | 107.616 | 85.1479 | 40111.5079 | 10.96 | 88873.1173 | 374337.2748 | 52284492.0485 | 52284492.0485 | 1 | 0.002 | 39410.2168 | 0.002 | 4.5868 | 4.5868 | 4.8281 | 3.3337 | 134.6749 | 0 | 0 | 0 | 5440419.946 | 0 | 0 | 0 | 130.1478 | 130.1478 | 102.7879 | 81.8142 | 134.7345 | 134.7345 | 107.616 | 85.1479 | 10844824.5346 | 1476.6928 | 9564171.1607 | 31874019.6605 | 1.0354 | 1.0354 | 1.0471 | 1.0409 | 1.036 | 1.036 | 1.0482 | 1.042 | 1.0057 | 1.0057 | 0.95471 | 0.9166 | 0.2197 | 0.2197 | 0.16596 | 0.20073 | 0.16276 | 0.16276 | 0.16602 | 0.19973 | 1.0691 | 1.0691 | 0.13194 | 0.26317 | 0.97832 | 0.97832 | 0.98633 | 0.98951 | 136.5247 | 0 | 0 | 0 | 5470741.4656 | 0 | 0 | 0 | 929653.9817 | 5470741.4656 | 503332.86 | 50.1394 | 0.0137 | 57.8037 | 58.2853 | 503321.9
325 | RDF | 2 | 2024 | 2022 | 0.11159 | 7.1727e-05 | 0.20157 | 0.68677 | 144.9784 | 144.9784 | 117.8566 | 95.3855 | 40075.9162 | 25.7597 | 89048.5908 | 374882.0812 | 52067137.5989 | 52067137.5989 | 1 | 0.002 | 39768.6824 | 0.002 | 4.6043 | 4.6043 | 4.8424 | 3.3449 | 10.2264 | 10.2264 | 10.2264 | 10.2264 | 410194.8231 | 112.0811 | 908848.7212 | 3828108.7002 | 130.1478 | 130.1478 | 102.7879 | 81.8142 | 134.752 | 134.752 | 107.6302 | 85.1591 | 5810142.1229 | 3734.5983 | 10494964.8386 | 35758296.0391 | 1.0353 | 1.0353 | 1.0474 | 1.0411 | 1.0358 | 1.0358 | 1.0485 | 1.0422 | 1.0056 | 1.0056 | 0.95481 | 0.91667 | 0.2197 | 0.2197 | 0.16596 | 0.20073 | 0.16276 | 0.16276 | 0.16602 | 0.19973 | 1.0691 | 1.0691 | 0.13194 | 0.26317 | 0.97832 | 0.97832 | 0.98633 | 0.98951 | 10.2264 | 10.2264 | 10.2264 | 10.2264 | 410194.8231 | 112.0811 | 908848.7212 | 3828108.7002 | 934813.6936 | 5147264.3256 | 504032.3478 | 50.0949 | 0.0322 | 57.9178 | 58.3701 | 504006.5882
347 | RDF | 2 | 2025 | 2023 | 0.11157 | 7.1688e-05 | 0.20159 | 0.68676 | 144.9165 | 144.9165 | 117.8379 | 95.3552 | 40116.1405 | 25.775 | 89138.2524 | 375259.5362 | 52104046.187 | 52104046.187 | 1 | 0.002 | 40130.4086 | 0.002 | 4.5887 | 4.5887 | 4.87 | 3.361 | 10.18 | 10.18 | 10.18 | 10.18 | 407973.6786 | 262.2342 | 906516.5471 | 3816307.5568 | 130.1478 | 130.1478 | 102.7879 | 81.8142 | 134.7365 | 134.7365 | 107.6579 | 85.1752 | 5813491.1886 | 3735.2256 | 10503863.8047 | 35782955.9681 | 1.0354 | 1.0354 | 1.0475 | 1.0412 | 1.036 | 1.036 | 1.0486 | 1.0423 | 1.0058 | 1.0058 | 0.95486 | 0.91671 | 0.2197 | 0.2197 | 0.16596 | 0.20073 | 0.16276 | 0.16276 | 0.16602 | 0.19973 | 1.0691 | 1.0691 | 0.13194 | 0.26317 | 0.97832 | 0.97832 | 0.98633 | 0.98951 | 10.18 | 10.18 | 10.18 | 10.18 | 407973.6786 | 262.2342 | 906516.5471 | 3816307.5568 | 938809.9485 | 5131060.0168 | 504539.7041 | 50.1452 | 0.032219 | 57.9761 | 58.4289 | 504513.9291
369 | RDF | 2 | 2026 | 2024 | 0.11159 | 7.1699e-05 | 0.20161 | 0.68673 | 144.8857 | 144.8857 | 117.8036 | 95.318 | 40156.6602 | 25.8015 | 89228.0085 | 375637.5424 | 52138266.653 | 52138266.653 | 1 | 0.002 | 40495.4249 | 0.002 | 4.6063 | 4.6063 | 4.8841 | 3.3722 | 10.1317 | 10.1317 | 10.1317 | 10.1317 | 406442.7907 | 261.1435 | 903117.7875 | 3801999.1761 | 130.1478 | 130.1478 | 102.7879 | 81.8142 | 134.7541 | 134.7541 | 107.672 | 85.1863 | 5818126.8122 | 3738.2623 | 10511382.0099 | 35805019.5686 | 1.0355 | 1.0355 | 1.0477 | 1.0414 | 1.0361 | 1.0361 | 1.0488 | 1.0425 | 1.0059 | 1.0059 | 0.9549 | 0.91676 | 0.2197 | 0.2197 | 0.16596 | 0.20073 | 0.16276 | 0.16276 | 0.16602 | 0.19973 | 1.0691 | 1.0691 | 0.13194 | 0.26317 | 0.97832 | 0.97832 | 0.98633 | 0.98951 | 10.1317 | 10.1317 | 10.1317 | 10.1317 | 406442.7907 | 261.1435 | 903117.7875 | 3801999.1761 | 942817.796 | 5111820.8978 | 505048.0126 | 50.1958 | 0.032252 | 58.0345 | 58.4877 | 505022.2112
391 | RDF | 2 | 2027 | 2025 | 0.11157 | 7.1684e-05 | 0.20159 | 0.68677 | 144.9749 | 144.9749 | 117.8892 | 95.4007 | 40196.05 | 25.8263 | 89315.9177 | 376007.3887 | 52231905.8652 | 52231905.8652 | 1 | 0.002 | 40863.7613 | 0.002 | 4.624 | 4.624 | 4.8982 | 3.3833 | 10.2032 | 10.2032 | 10.2032 | 10.2032 | 409725.1643 | 263.2566 | 910408.3915 | 3832693.0806 | 130.1478 | 130.1478 | 102.7879 | 81.8142 | 134.7718 | 134.7718 | 107.6861 | 85.1975 | 5827419.7257 | 3744.1719 | 10529384.3977 | 35871357.5698 | 1.0357 | 1.0357 | 1.0478 | 1.0415 | 1.0363 | 1.0363 | 1.0489 | 1.0426 | 1.006 | 1.006 | 0.95495 | 0.9168 | 0.2197 | 0.2197 | 0.16596 | 0.20073 | 0.16276 | 0.16276 | 0.16602 | 0.19973 | 1.0691 | 1.0691 | 0.13194 | 0.26317 | 0.97832 | 0.97832 | 0.98633 | 0.98951 | 10.2032 | 10.2032 | 10.2032 | 10.2032 | 409725.1643 | 263.2566 | 910408.3915 | 3832693.0806 | 946740.4879 | 5153089.893 | 505545.1827 | 50.2451 | 0.032283 | 58.0917 | 58.5453 | 505519.3564
413 | RDF | 2 | 2028 | 2026 | 0.11152 | 7.1647e-05 | 0.20155 | 0.68686 | 145.1591 | 145.1591 | 118.07 | 95.5785 | 40234.548 | 25.8499 | 89402.3774 | 376370.8256 | 52372866.5866 | 52372866.5866 | 1 | 0.002 | 41235.4481 | 0.002 | 4.6412 | 4.6412 | 4.912 | 3.3942 | 10.3701 | 10.3701 | 10.3701 | 10.3701 | 416837.7712 | 267.8222 | 926216.5827 | 3899240.892 | 130.1478 | 130.1478 | 102.7879 | 81.8142 | 134.789 | 134.789 | 107.6998 | 85.2084 | 5840409.5587 | 3752.3543 | 10555735.7999 | 35972968.8737 | 1.0358 | 1.0358 | 1.0479 | 1.0416 | 1.0364 | 1.0364 | 1.049 | 1.0427 | 1.0061 | 1.0061 | 0.955 | 0.91685 | 0.2197 | 0.2197 | 0.16596 | 0.20073 | 0.16276 | 0.16276 | 0.16602 | 0.19973 | 1.0691 | 1.0691 | 0.13194 | 0.26317 | 0.97832 | 0.97832 | 0.98633 | 0.98951 | 10.3701 | 10.3701 | 10.3701 | 10.3701 | 416837.7712 | 267.8222 | 926216.5827 | 3899240.892 | 950596.7918 | 5242563.0681 | 506033.6009 | 50.2932 | 0.032312 | 58.1479 | 58.6019 | 506007.751
435 | RDF | 2 | 2029 | 2027 | 0.1115 | 7.1634e-05 | 0.20154 | 0.68689 | 145.2349 | 145.2349 | 118.1425 | 95.6483 | 40274.141 | 25.875 | 89490.6727 | 376742.3366 | 52460368.7072 | 52460368.7072 | 1 | 0.002 | 41610.5156 | 0.002 | 4.658 | 4.658 | 4.9255 | 3.4049 | 10.4291 | 10.4291 | 10.4291 | 10.4291 | 419611.5803 | 269.5926 | 932389.5699 | 3925222.5995 | 130.1478 | 130.1478 | 102.7879 | 81.8142 | 134.8057 | 134.8057 | 107.7134 | 85.2191 | 5849209.6559 | 3757.9518 | 10572655.3092 | 36034745.7902 | 1.0359 | 1.0359 | 1.0481 | 1.0418 | 1.0365 | 1.0365 | 1.0492 | 1.0429 | 1.0063 | 1.0063 | 0.95504 | 0.91689 | 0.2197 | 0.2197 | 0.16596 | 0.20073 | 0.16276 | 0.16276 | 0.16602 | 0.19973 | 1.0691 | 1.0691 | 0.13194 | 0.26317 | 0.97832 | 0.97832 | 0.98633 | 0.98951 | 10.4291 | 10.4291 | 10.4291 | 10.4291 | 419611.5803 | 269.5926 | 932389.5699 | 3925222.5995 | 954543.9672 | 5277493.3424 | 506533.0253 | 50.3427 | 0.032344 | 58.2053 | 58.6598 | 506507.1503
457 | RDF | 2 | 2030 | 2028 | 0.11148 | 7.1623e-05 | 0.20152 | 0.68692 | 145.305 | 145.305 | 118.2092 | 95.712 | 40313.8325 | 25.9002 | 89579.1511 | 377114.6386 | 52545048.6541 | 52545048.6541 | 1 | 0.002 | 41988.9946 | 0.002 | 4.6752 | 4.6752 | 4.9393 | 3.4159 | 10.482 | 10.482 | 10.482 | 10.482 | 422152.4712 | 271.221 | 938038.8434 | 3949003.121 | 130.1478 | 130.1478 | 102.7879 | 81.8142 | 134.823 | 134.823 | 107.7272 | 85.2301 | 5857799.5341 | 3763.4244 | 10589080.3039 | 36094405.3916 | 1.0361 | 1.0361 | 1.0482 | 1.0419 | 1.0366 | 1.0366 | 1.0493 | 1.043 | 1.0064 | 1.0064 | 0.95509 | 0.91694 | 0.2197 | 0.2197 | 0.16596 | 0.20073 | 0.16276 | 0.16276 | 0.16602 | 0.19973 | 1.0691 | 1.0691 | 0.13194 | 0.26317 | 0.97832 | 0.97832 | 0.98633 | 0.98951 | 10.482 | 10.482 | 10.482 | 10.482 | 422152.4712 | 271.221 | 938038.8434 | 3949003.121 | 958503.0209 | 5309465.6567 | 507033.5224 | 50.3923 | 0.032375 | 58.2629 | 58.7177 | 507007.6222
479 | RDF | 2 | 2031 | 2029 | 0.11147 | 7.1613e-05 | 0.20151 | 0.68695 | 145.3695 | 145.3695 | 118.2703 | 95.7702 | 40353.6181 | 25.9255 | 89667.8079 | 377487.7093 | 52627066.6396 | 52627066.6396 | 1 | 0.002 | 42370.9161 | 0.002 | 4.6925 | 4.6925 | 4.9532 | 3.4268 | 10.5292 | 10.5292 | 10.5292 | 10.5292 | 424472.7528 | 272.7084 | 943197.5717 | 3970718.7098 | 130.1478 | 130.1478 | 102.7879 | 81.8142 | 134.8403 | 134.8403 | 107.7411 | 85.241 | 5866183.7463 | 3768.7708 | 10605037.3961 | 36152076.7264 | 1.0362 | 1.0362 | 1.0483 | 1.042 | 1.0368 | 1.0368 | 1.0495 | 1.0431 | 1.0065 | 1.0065 | 0.95514 | 0.91698 | 0.2197 | 0.2197 | 0.16596 | 0.20073 | 0.16276 | 0.16276 | 0.16602 | 0.19973 | 1.0691 | 1.0691 | 0.13194 | 0.26317 | 0.97832 | 0.97832 | 0.98633 | 0.98951 | 10.5292 | 10.5292 | 10.5292 | 10.5292 | 424472.7528 | 272.7084 | 943197.5717 | 3970718.7098 | 962473.7177 | 5338661.7427 | 507535.0608 | 50.442 | 0.032407 | 58.3205 | 58.7758 | 507509.1353
501 | RDF | 2 | 2032 | 2030 | 0.11141 | 7.1572e-05 | 0.20147 | 0.68705 | 145.5757 | 145.5757 | 118.4731 | 95.9701 | 40392.0585 | 25.9489 | 89754.2621 | 377851.0521 | 52779740.1709 | 52779740.1709 | 1 | 0.002 | 42756.3116 | 0.002 | 4.7098 | 4.7098 | 4.9671 | 3.4378 | 10.7181 | 10.7181 | 10.7181 | 10.7181 | 432515.1373 | 277.8724 | 961070.8057 | 4045960.5877 | 130.1478 | 130.1478 | 102.7879 | 81.8142 | 134.8576 | 134.8576 | 107.7549 | 85.252 | 5880101.3089 | 3777.5256 | 10633462.6189 | 36262398.7176 | 1.0363 | 1.0363 | 1.0485 | 1.0421 | 1.0369 | 1.0369 | 1.0496 | 1.0433 | 1.0067 | 1.0067 | 0.95518 | 0.91703 | 0.2197 | 0.2197 | 0.16596 | 0.20073 | 0.16276 | 0.16276 | 0.16602 | 0.19973 | 1.0691 | 1.0691 | 0.13194 | 0.26317 | 0.97832 | 0.97832 | 0.98633 | 0.98951 | 10.7181 | 10.7181 | 10.7181 | 10.7181 | 432515.1373 | 277.8724 | 961070.8057 | 4045960.5877 | 966341.6886 | 5439824.403 | 508023.3216 | 50.4901 | 0.032436 | 58.3768 | 58.8324 | 507997.3727
523 | RDF | 2 | 2033 | 2031 | 0.11133 | 7.1516e-05 | 0.20141 | 0.68719 | 145.8475 | 145.8475 | 118.7417 | 96.2358 | 40429.8953 | 25.9714 | 89839.7429 | 378210.0857 | 52965469.0887 | 52965469.0887 | 1 | 0.002 | 43145.2125 | 0.002 | 4.7265 | 4.7265 | 4.9806 | 3.4484 | 10.9732 | 10.9732 | 10.9732 | 10.9732 | 443230.4065 | 284.7424 | 984892.0688 | 4146237.6908 | 130.1478 | 130.1478 | 102.7879 | 81.8142 | 134.8743 | 134.8743 | 107.7684 | 85.2626 | 5896597.5302 | 3787.8624 | 10667719.6163 | 36397364.0797 | 1.0364 | 1.0364 | 1.0486 | 1.0423 | 1.037 | 1.037 | 1.0497 | 1.0434 | 1.0068 | 1.0068 | 0.95523 | 0.91707 | 0.2197 | 0.2197 | 0.16596 | 0.20073 | 0.16276 | 0.16276 | 0.16602 | 0.19973 | 1.0691 | 1.0691 | 0.13194 | 0.26317 | 0.97832 | 0.97832 | 0.98633 | 0.98951 | 10.9732 | 10.9732 | 10.9732 | 10.9732 | 443230.4065 | 284.7424 | 984892.0688 | 4146237.6908 | 970165.751 | 5574644.9085 | 508505.6953 | 50.5374 | 0.032464 | 58.4324 | 58.8883 | 508479.7239
545 | RDF | 2 | 2034 | 2032 | 0.11131 | 7.1501e-05 | 0.20139 | 0.68723 | 145.9306 | 145.9306 | 118.8217 | 96.3131 | 40469.6112 | 25.9964 | 89928.3566 | 378582.9116 | 53057477.6828 | 53057477.6828 | 1 | 0.002 | 43537.6507 | 0.002 | 4.7429 | 4.7429 | 4.9939 | 3.459 | 11.0399 | 11.0399 | 11.0399 | 11.0399 | 446342.9124 | 286.7222 | 991823.802 | 4175410.0477 | 130.1478 | 130.1478 | 102.7879 | 81.8142 | 134.8907 | 134.8907 | 107.7818 | 85.2732 | 5905754.6408 | 3793.6769 | 10685441.3023 | 36462488.0628 | 1.0366 | 1.0366 | 1.0487 | 1.0424 | 1.0372 | 1.0372 | 1.0498 | 1.0435 | 1.0069 | 1.0069 | 0.95528 | 0.91712 | 0.2197 | 0.2197 | 0.16596 | 0.20073 | 0.16276 | 0.16276 | 0.16602 | 0.19973 | 1.0691 | 1.0691 | 0.13194 | 0.26317 | 0.97832 | 0.97832 | 0.98633 | 0.98951 | 11.0399 | 11.0399 | 11.0399 | 11.0399 | 446342.9124 | 286.7222 | 991823.802 | 4175410.0477 | 974143.3756 | 5613863.4843 | 509006.8759 | 50.587 | 0.032496 | 58.49 | 58.9463 | 508980.8794
567 | RDF | 2 | 2035 | 2033 | 0.11129 | 7.1488e-05 | 0.20138 | 0.68726 | 146.0083 | 146.0083 | 118.8961 | 96.3845 | 40509.4247 | 26.0216 | 90017.1506 | 378956.5166 | 53146742.7352 | 53146742.7352 | 1 | 0.002 | 43933.6585 | 0.002 | 4.7601 | 4.7601 | 5.0077 | 3.4699 | 11.1004 | 11.1004 | 11.1004 | 11.1004 | 449230.4903 | 288.572 | 998244.3262 | 4202436.893 | 130.1478 | 130.1478 | 102.7879 | 81.8142 | 134.9079 | 134.9079 | 107.7956 | 85.2841 | 5914713.9985 | 3799.3774 | 10702683.6449 | 36525545.7145 | 1.0367 | 1.0367 | 1.0489 | 1.0425 | 1.0373 | 1.0373 | 1.05 | 1.0437 | 1.007 | 1.007 | 0.95532 | 0.91716 | 0.2197 | 0.2197 | 0.16596 | 0.20073 | 0.16276 | 0.16276 | 0.16602 | 0.19973 | 1.0691 | 1.0691 | 0.13194 | 0.26317 | 0.97832 | 0.97832 | 0.98633 | 0.98951 | 11.1004 | 11.1004 | 11.1004 | 11.1004 | 449230.4903 | 288.572 | 998244.3262 | 4202436.893 | 978132.8007 | 5650200.2815 | 509509.1135 | 50.6368 | 0.032527 | 58.5477 | 59.0045 | 509483.0919
589 | RDF | 2 | 2036 | 2034 | 0.11127 | 7.1477e-05 | 0.20137 | 0.68729 | 146.0806 | 146.0806 | 118.9649 | 96.4505 | 40549.3315 | 26.0469 | 90106.1217 | 379330.884 | 53233390.0299 | 53233390.0299 | 1 | 0.002 | 44333.2682 | 0.002 | 4.7774 | 4.7774 | 5.0216 | 3.4808 | 11.1555 | 11.1555 | 11.1555 | 11.1555 | 451901.0521 | 290.2833 | 1004182.2464 | 4227432.2546 | 130.1478 | 130.1478 | 102.7879 | 81.8142 | 134.9252 | 134.9252 | 107.8094 | 85.295 | 5923471.1564 | 3804.9538 | 10719465.8792 | 36586648.0405 | 1.0368 | 1.0368 | 1.049 | 1.0427 | 1.0374 | 1.0374 | 1.0501 | 1.0438 | 1.0072 | 1.0072 | 0.95537 | 0.91721 | 0.2197 | 0.2197 | 0.16596 | 0.20073 | 0.16276 | 0.16276 | 0.16602 | 0.19973 | 1.0691 | 1.0691 | 0.13194 | 0.26317 | 0.97832 | 0.97832 | 0.98633 | 0.98951 | 11.1555 | 11.1555 | 11.1555 | 11.1555 | 451901.0521 | 290.2833 | 1004182.2464 | 4227432.2546 | 982133.8446 | 5683805.8364 | 510012.3841 | 50.6867 | 0.032559 | 58.6056 | 59.0628 | 509986.3372
611 | RDF | 2 | 2037 | 2035 | 0.11126 | 7.1466e-05 | 0.20136 | 0.68731 | 146.1477 | 146.1477 | 119.0286 | 96.5112 | 40589.3288 | 26.0723 | 90195.2652 | 379705.9943 | 53317555.8591 | 53317555.8591 | 1 | 0.002 | 44736.5127 | 0.002 | 4.7947 | 4.7947 | 5.0354 | 3.4918 | 11.2053 | 11.2053 | 11.2053 | 11.2053 | 454365.6259 | 291.8627 | 1009662.1299 | 4250499.5357 | 130.1478 | 130.1478 | 102.7879 | 81.8142 | 134.9424 | 134.9424 | 107.8233 | 85.306 | 5932036.7291 | 3810.4126 | 10735812.0605 | 36645896.6569 | 1.037 | 1.037 | 1.0491 | 1.0428 | 1.0376 | 1.0376 | 1.0503 | 1.0439 | 1.0073 | 1.0073 | 0.95542 | 0.91725 | 0.2197 | 0.2197 | 0.16596 | 0.20073 | 0.16276 | 0.16276 | 0.16602 | 0.19973 | 1.0691 | 1.0691 | 0.13194 | 0.26317 | 0.97832 | 0.97832 | 0.98633 | 0.98951 | 11.2053 | 11.2053 | 11.2053 | 11.2053 | 454365.6259 | 291.8627 | 1009662.1299 | 4250499.5357 | 986146.3089 | 5714819.1542 | 510516.6606 | 50.7367 | 0.03259 | 58.6636 | 59.1212 | 510490.5882
633 | RDF | 2 | 2038 | 2036 | 0.11125 | 7.1457e-05 | 0.20135 | 0.68734 | 146.2099 | 146.2099 | 119.0873 | 96.5671 | 40629.4138 | 26.0978 | 90284.5768 | 380081.8273 | 53399379.1253 | 53399379.1253 | 1 | 0.002 | 45143.425 | 0.002 | 4.812 | 4.812 | 5.0493 | 3.5028 | 11.2501 | 11.2501 | 11.2501 | 11.2501 | 456635.4699 | 293.3174 | 1014709.0032 | 4271744.0878 | 130.1478 | 130.1478 | 102.7879 | 81.8142 | 134.9597 | 134.9597 | 107.8372 | 85.317 | 5940421.5678 | 3815.7606 | 10751746.6924 | 36703395.1045 | 1.0371 | 1.0371 | 1.0493 | 1.0429 | 1.0377 | 1.0377 | 1.0504 | 1.0441 | 1.0074 | 1.0074 | 0.95547 | 0.9173 | 0.2197 | 0.2197 | 0.16596 | 0.20073 | 0.16276 | 0.16276 | 0.16602 | 0.19973 | 1.0691 | 1.0691 | 0.13194 | 0.26317 | 0.97832 | 0.97832 | 0.98633 | 0.98951 | 11.2501 | 11.2501 | 11.2501 | 11.2501 | 456635.4699 | 293.3174 | 1014709.0032 | 4271744.0878 | 990169.9916 | 5743381.8783 | 511021.9157 | 50.7868 | 0.032622 | 58.7217 | 59.1797 | 510995.8178
655 | RDF | 2 | 2039 | 2037 | 0.11123 | 7.1449e-05 | 0.20134 | 0.68736 | 146.2674 | 146.2674 | 119.1414 | 96.6183 | 40669.584 | 26.1234 | 90374.052 | 380458.3642 | 53478991.4555 | 53478991.4555 | 1 | 0.002 | 45554.0385 | 0.002 | 4.8293 | 4.8293 | 5.0632 | 3.5137 | 11.2904 | 11.2904 | 11.2904 | 11.2904 | 458721.2511 | 294.6543 | 1019346.5801 | 4291265.7363 | 130.1478 | 130.1478 | 102.7879 | 81.8142 | 134.9771 | 134.9771 | 107.851 | 85.3279 | 5948635.9547 | 3821.004 | 10767292.9953 | 36759241.5015 | 1.0372 | 1.0372 | 1.0494 | 1.0431 | 1.0378 | 1.0378 | 1.0505 | 1.0442 | 1.0076 | 1.0076 | 0.95551 | 0.91734 | 0.2197 | 0.2197 | 0.16596 | 0.20073 | 0.16276 | 0.16276 | 0.16602 | 0.19973 | 1.0691 | 1.0691 | 0.13194 | 0.26317 | 0.97832 | 0.97832 | 0.98633 | 0.98951 | 11.2904 | 11.2904 | 11.2904 | 11.2904 | 458721.2511 | 294.6543 | 1019346.5801 | 4291265.7363 | 994204.7026 | 5769628.2217 | 511528.1236 | 50.837 | 0.032654 | 58.7799 | 59.2384 | 511502.0002
677 | RDF | 2 | 2040 | 2038 | 0.11122 | 7.1441e-05 | 0.20133 | 0.68738 | 146.3206 | 146.3206 | 119.1912 | 96.6651 | 40709.8369 | 26.1491 | 90463.687 | 380835.5871 | 53556517.522 | 53556517.522 | 1 | 0.002 | 45968.3869 | 0.002 | 4.8467 | 4.8467 | 5.0771 | 3.5247 | 11.3262 | 11.3262 | 11.3262 | 11.3262 | 460633.0714 | 295.8797 | 1023597.3196 | 4309159.0234 | 130.1478 | 130.1478 | 102.7879 | 81.8142 | 134.9944 | 134.9944 | 107.8649 | 85.3389 | 5956689.6289 | 3826.1489 | 10782472.9627 | 36813528.7814 | 1.0374 | 1.0374 | 1.0495 | 1.0432 | 1.038 | 1.038 | 1.0507 | 1.0443 | 1.0077 | 1.0077 | 0.95556 | 0.91739 | 0.2197 | 0.2197 | 0.16596 | 0.20073 | 0.16276 | 0.16276 | 0.16602 | 0.19973 | 1.0691 | 1.0691 | 0.13194 | 0.26317 | 0.97832 | 0.97832 | 0.98633 | 0.98951 | 11.3262 | 11.3262 | 11.3262 | 11.3262 | 460633.0714 | 295.8797 | 1023597.3196 | 4309159.0234 | 998250.2627 | 5793685.2941 | 512035.26 | 50.8873 | 0.032686 | 58.8382 | 59.2971 | 512009.1109
699 | RDF | 2 | 2041 | 2039 | 0.11121 | 7.1435e-05 | 0.20132 | 0.68739 | 146.3697 | 146.3697 | 119.2368 | 96.7079 | 40750.1701 | 26.1748 | 90553.4778 | 381213.4793 | 53632075.4103 | 53632075.4103 | 1 | 0.002 | 46386.504 | 0.002 | 4.864 | 4.864 | 5.091 | 3.5357 | 11.358 | 11.358 | 11.358 | 11.358 | 462380.498 | 297 | 1027482.4922 | 4325513.488 | 130.1478 | 130.1478 | 102.7879 | 81.8142 | 135.0118 | 135.0118 | 107.8789 | 85.3499 | 5964591.8156 | 3831.2009 | 10797307.4267 | 36866344.9671 | 1.0375 | 1.0375 | 1.0497 | 1.0434 | 1.0381 | 1.0381 | 1.0508 | 1.0445 | 1.0078 | 1.0078 | 0.95561 | 0.91743 | 0.2197 | 0.2197 | 0.16596 | 0.20073 | 0.16276 | 0.16276 | 0.16602 | 0.19973 | 1.0691 | 1.0691 | 0.13194 | 0.26317 | 0.97832 | 0.97832 | 0.98633 | 0.98951 | 11.358 | 11.358 | 11.358 | 11.358 | 462380.498 | 297 | 1027482.4922 | 4325513.488 | 1002306.5032 | 5815673.4782 | 512543.302 | 50.9377 | 0.032719 | 58.8966 | 59.3559 | 512517.1272
721 | RDF | 2 | 2042 | 2040 | 0.11121 | 7.1429e-05 | 0.20132 | 0.68741 | 146.415 | 146.415 | 119.2786 | 96.7467 | 40790.5815 | 26.2006 | 90643.4209 | 381592.0249 | 53705776.9637 | 53705776.9637 | 1 | 0.002 | 46808.4242 | 0.002 | 4.8814 | 4.8814 | 5.1049 | 3.5467 | 11.3858 | 11.3858 | 11.3858 | 11.3858 | 463972.5914 | 298.0208 | 1031022.2422 | 4340413.928 | 130.1478 | 130.1478 | 102.7879 | 81.8142 | 135.0292 | 135.0292 | 107.8928 | 85.3609 | 5972351.2523 | 3836.1654 | 10811816.1183 | 36917773.4277 | 1.0376 | 1.0376 | 1.0498 | 1.0435 | 1.0382 | 1.0382 | 1.0509 | 1.0446 | 1.0079 | 1.0079 | 0.95566 | 0.91748 | 0.2197 | 0.2197 | 0.16596 | 0.20073 | 0.16276 | 0.16276 | 0.16602 | 0.19973 | 1.0691 | 1.0691 | 0.13194 | 0.26317 | 0.97832 | 0.97832 | 0.98633 | 0.98951 | 11.3858 | 11.3858 | 11.3858 | 11.3858 | 463972.5914 | 298.0208 | 1031022.2422 | 4340413.928 | 1006373.2653 | 5835706.7823 | 513052.228 | 50.9882 | 0.032751 | 58.9551 | 59.4149 | 513026.0273
743 | RDF | 2 | 2043 | 2041 | 0.1112 | 7.1425e-05 | 0.20131 | 0.68742 | 146.4565 | 146.4565 | 119.3166 | 96.7819 | 40831.069 | 26.2265 | 90733.5129 | 381971.209 | 53777728.1029 | 53777728.1029 | 1 | 0.002 | 47234.1822 | 0.002 | 4.8988 | 4.8988 | 5.1188 | 3.5578 | 11.4099 | 11.4099 | 11.4099 | 11.4099 | 465417.931 | 298.9476 | 1034235.6456 | 4353940.6439 | 130.1478 | 130.1478 | 102.7879 | 81.8142 | 135.0466 | 135.0466 | 107.9067 | 85.3719 | 5979976.2147 | 3841.0475 | 10826017.7238 | 36967893.1169 | 1.0378 | 1.0378 | 1.0499 | 1.0436 | 1.0384 | 1.0384 | 1.0511 | 1.0447 | 1.0081 | 1.0081 | 0.9557 | 0.91753 | 0.2197 | 0.2197 | 0.16596 | 0.20073 | 0.16276 | 0.16276 | 0.16602 | 0.19973 | 1.0691 | 1.0691 | 0.13194 | 0.26317 | 0.97832 | 0.97832 | 0.98633 | 0.98951 | 11.4099 | 11.4099 | 11.4099 | 11.4099 | 465417.931 | 298.9476 | 1034235.6456 | 4353940.6439 | 1010450.3994 | 5853893.1681 | 513562.0175 | 51.0388 | 0.032783 | 59.0137 | 59.4739 | 513535.7909
765 | RDF | 2 | 2044 | 2042 | 0.11119 | 7.142e-05 | 0.20131 | 0.68743 | 146.4946 | 146.4946 | 119.3513 | 96.8136 | 40871.6307 | 26.2525 | 90823.7506 | 382351.0175 | 53848029.1379 | 53848029.1379 | 1 | 0.002 | 47663.8127 | 0.002 | 4.9163 | 4.9163 | 5.1328 | 3.5688 | 11.4306 | 11.4306 | 11.4306 | 11.4306 | 466724.6411 | 299.7857 | 1037140.7666 | 4366169.6762 | 130.1478 | 130.1478 | 102.7879 | 81.8142 | 135.064 | 135.064 | 107.9206 | 85.383 | 5987474.54 | 3845.852 | 10839929.94 | 37016778.8059 | 1.0379 | 1.0379 | 1.0501 | 1.0438 | 1.0385 | 1.0385 | 1.0512 | 1.0449 | 1.0082 | 1.0082 | 0.95575 | 0.91757 | 0.2197 | 0.2197 | 0.16596 | 0.20073 | 0.16276 | 0.16276 | 0.16602 | 0.19973 | 1.0691 | 1.0691 | 0.13194 | 0.26317 | 0.97832 | 0.97832 | 0.98633 | 0.98951 | 11.4306 | 11.4306 | 11.4306 | 11.4306 | 466724.6411 | 299.7857 | 1037140.7666 | 4366169.6762 | 1014537.7647 | 5870334.8696 | 514072.6513 | 51.0895 | 0.032816 | 59.0724 | 59.5331 | 514046.3987
787 | RDF | 2 | 2045 | 2043 | 0.11119 | 7.1417e-05 | 0.2013 | 0.68744 | 146.5295 | 146.5295 | 119.3826 | 96.8421 | 40912.2647 | 26.2786 | 90914.131 | 382731.4369 | 53916775.0583 | 53916775.0583 | 1 | 0.002 | 48097.351 | 0.002 | 4.9337 | 4.9337 | 5.1467 | 3.5798 | 11.448 | 11.448 | 11.448 | 11.448 | 467900.4143 | 300.54 | 1039754.7097 | 4377173.0259 | 130.1478 | 130.1478 | 102.7879 | 81.8142 | 135.0815 | 135.0815 | 107.9346 | 85.394 | 5994853.6502 | 3850.5834 | 10853569.5253 | 37064501.2993 | 1.038 | 1.038 | 1.0502 | 1.0439 | 1.0386 | 1.0386 | 1.0513 | 1.045 | 1.0083 | 1.0083 | 0.9558 | 0.91762 | 0.2197 | 0.2197 | 0.16596 | 0.20073 | 0.16276 | 0.16276 | 0.16602 | 0.19973 | 1.0691 | 1.0691 | 0.13194 | 0.26317 | 0.97832 | 0.97832 | 0.98633 | 0.98951 | 11.448 | 11.448 | 11.448 | 11.448 | 467900.4143 | 300.54 | 1039754.7097 | 4377173.0259 | 1018635.2288 | 5885128.6898 | 514584.1112 | 51.1403 | 0.032848 | 59.1311 | 59.5923 | 514557.8326
809 | RDF | 2 | 2046 | 2044 | 0.11118 | 7.1415e-05 | 0.2013 | 0.68745 | 146.5613 | 146.5613 | 119.411 | 96.8675 | 40952.9693 | 26.3047 | 91004.6512 | 383112.4549 | 53984055.8056 | 53984055.8056 | 1 | 0.002 | 48534.8327 | 0.002 | 4.9512 | 4.9512 | 5.1607 | 3.5909 | 11.4624 | 11.4624 | 11.4624 | 11.4624 | 468952.5334 | 301.2152 | 1042093.669 | 4387018.8619 | 130.1478 | 130.1478 | 102.7879 | 81.8142 | 135.0989 | 135.0989 | 107.9486 | 85.4051 | 6002120.5732 | 3855.2462 | 10866952.3477 | 37111127.6385 | 1.0382 | 1.0382 | 1.0503 | 1.044 | 1.0388 | 1.0388 | 1.0515 | 1.0451 | 1.0085 | 1.0085 | 0.95585 | 0.91766 | 0.2197 | 0.2197 | 0.16596 | 0.20073 | 0.16276 | 0.16276 | 0.16602 | 0.19973 | 1.0691 | 1.0691 | 0.13194 | 0.26317 | 0.97832 | 0.97832 | 0.98633 | 0.98951 | 11.4624 | 11.4624 | 11.4624 | 11.4624 | 468952.5334 | 301.2152 | 1042093.669 | 4387018.8619 | 1022742.6669 | 5898366.2796 | 515096.3801 | 51.1912 | 0.032881 | 59.19 | 59.6516 | 515070.0754
831 | RDF | 2 | 2047 | 2045 | 0.11118 | 7.1413e-05 | 0.2013 | 0.68745 | 146.5902 | 146.5902 | 119.4364 | 96.89 | 40993.7428 | 26.3308 | 91095.3086 | 383494.0595 | 54049956.5387 | 54049956.5387 | 1 | 0.002 | 48976.2936 | 0.002 | 4.9686 | 4.9686 | 5.1746 | 3.6019 | 11.4738 | 11.4738 | 11.4738 | 11.4738 | 469887.8935 | 301.8156 | 1044172.9766 | 4395771.723 | 130.1478 | 130.1478 | 102.7879 | 81.8142 | 135.1164 | 135.1164 | 107.9625 | 85.4161 | 6009281.9634 | 3859.8443 | 10880093.4315 | 37156721.2995 | 1.0383 | 1.0383 | 1.0505 | 1.0442 | 1.0389 | 1.0389 | 1.0516 | 1.0453 | 1.0086 | 1.0086 | 0.95589 | 0.91771 | 0.2197 | 0.2197 | 0.16596 | 0.20073 | 0.16276 | 0.16276 | 0.16602 | 0.19973 | 1.0691 | 1.0691 | 0.13194 | 0.26317 | 0.97832 | 0.97832 | 0.98633 | 0.98951 | 11.4738 | 11.4738 | 11.4738 | 11.4738 | 469887.8935 | 301.8156 | 1044172.9766 | 4395771.723 | 1026859.9618 | 5910134.4088 | 515609.4418 | 51.2422 | 0.032914 | 59.249 | 59.711 | 515583.111
853 | RDF | 2 | 2048 | 2046 | 0.11118 | 7.1411e-05 | 0.2013 | 0.68746 | 146.6164 | 146.6164 | 119.4591 | 96.9097 | 41034.5838 | 26.3571 | 91186.1006 | 383876.2397 | 54114557.8812 | 54114557.8812 | 1 | 0.002 | 49421.7699 | 0.002 | 4.9861 | 4.9861 | 5.1886 | 3.613 | 11.4826 | 11.4826 | 11.4826 | 11.4826 | 470713.0217 | 302.3454 | 1046007.1466 | 4403492.7058 | 130.1478 | 130.1478 | 102.7879 | 81.8142 | 135.1339 | 135.1339 | 107.9765 | 85.4272 | 6016344.1208 | 3864.3816 | 10893007.0012 | 37201342.3775 | 1.0384 | 1.0384 | 1.0506 | 1.0443 | 1.039 | 1.039 | 1.0517 | 1.0454 | 1.0087 | 1.0087 | 0.95594 | 0.91775 | 0.2197 | 0.2197 | 0.16596 | 0.20073 | 0.16276 | 0.16276 | 0.16602 | 0.19973 | 1.0691 | 1.0691 | 0.13194 | 0.26317 | 0.97832 | 0.97832 | 0.98633 | 0.98951 | 11.4826 | 11.4826 | 11.4826 | 11.4826 | 470713.0217 | 302.3454 | 1046007.1466 | 4403492.7058 | 1030987.0032 | 5920515.2195 | 516123.2812 | 51.2932 | 0.032946 | 59.308 | 59.7705 | 516096.9241
875 | RDF | 2 | 2049 | 2047 | 0.11118 | 7.141e-05 | 0.20129 | 0.68746 | 146.6401 | 146.6401 | 119.4792 | 96.9269 | 41075.4907 | 26.3834 | 91277.0249 | 384258.9847 | 54177936.1558 | 54177936.1558 | 1 | 0.002 | 49871.2981 | 0.002 | 5.0036 | 5.0036 | 5.2026 | 3.624 | 11.4887 | 11.4887 | 11.4887 | 11.4887 | 471434.0962 | 302.8087 | 1047609.9179 | 4410239.6425 | 130.1478 | 130.1478 | 102.7879 | 81.8142 | 135.1514 | 135.1514 | 107.9905 | 85.4382 | 6023313.0101 | 3868.8619 | 10905706.5225 | 37245047.7613 | 1.0386 | 1.0386 | 1.0508 | 1.0444 | 1.0392 | 1.0392 | 1.0519 | 1.0456 | 1.0089 | 1.0089 | 0.95599 | 0.9178 | 0.2197 | 0.2197 | 0.16596 | 0.20073 | 0.16276 | 0.16276 | 0.16602 | 0.19973 | 1.0691 | 1.0691 | 0.13194 | 0.26317 | 0.97832 | 0.97832 | 0.98633 | 0.98951 | 11.4887 | 11.4887 | 11.4887 | 11.4887 | 471434.0962 | 302.8087 | 1047609.9179 | 4410239.6425 | 1035123.6874 | 5929586.4653 | 516637.8837 | 51.3444 | 0.032979 | 59.3672 | 59.8301 | 516611.5003
897 | RDF | 2 | 2050 | 2048 | 0.11118 | 7.141e-05 | 0.20129 | 0.68746 | 146.6613 | 146.6613 | 119.4969 | 96.9417 | 41116.4621 | 26.4098 | 91368.0792 | 384642.2848 | 54240163.6069 | 54240163.6069 | 1 | 0.002 | 50324.9152 | 0.002 | 5.0211 | 5.0211 | 5.2166 | 3.6351 | 11.4924 | 11.4924 | 11.4924 | 11.4924 | 472056.9646 | 303.2091 | 1048994.2939 | 4416067.2709 | 130.1478 | 130.1478 | 102.7879 | 81.8142 | 135.1689 | 135.1689 | 108.0045 | 85.4493 | 6030194.277 | 3873.2886 | 10918204.7418 | 37287891.2995 | 1.0387 | 1.0387 | 1.0509 | 1.0446 | 1.0393 | 1.0393 | 1.052 | 1.0457 | 1.009 | 1.009 | 0.95604 | 0.91785 | 0.2197 | 0.2197 | 0.16596 | 0.20073 | 0.16276 | 0.16276 | 0.16602 | 0.19973 | 1.0691 | 1.0691 | 0.13194 | 0.26317 | 0.97832 | 0.97832 | 0.98633 | 0.98951 | 11.4924 | 11.4924 | 11.4924 | 11.4924 | 472056.9646 | 303.2091 | 1048994.2939 | 4416067.2709 | 1039269.9169 | 5937421.7386 | 517153.2359 | 51.3956 | 0.033012 | 59.4264 | 59.8898 | 517126.8262
919 | RDF | 2 | 2051 | 2049 | 0.11118 | 7.141e-05 | 0.20129 | 0.68746 | 146.6803 | 146.6803 | 119.5124 | 96.9543 | 41157.4969 | 26.4362 | 91459.2614 | 385026.1306 | 54301308.615 | 54301308.615 | 1 | 0.002 | 50782.6583 | 0.002 | 5.0387 | 5.0387 | 5.2306 | 3.6462 | 11.4939 | 11.4939 | 11.4939 | 11.4939 | 472587.1613 | 303.5502 | 1050172.582 | 4421027.3967 | 130.1478 | 130.1478 | 102.7879 | 81.8142 | 135.1864 | 135.1864 | 108.0185 | 85.4604 | 6036993.2656 | 3877.6649 | 10930513.7239 | 37329923.9605 | 1.0388 | 1.0388 | 1.051 | 1.0447 | 1.0394 | 1.0394 | 1.0522 | 1.0458 | 1.0091 | 1.0091 | 0.95608 | 0.91789 | 0.2197 | 0.2197 | 0.16596 | 0.20073 | 0.16276 | 0.16276 | 0.16602 | 0.19973 | 1.0691 | 1.0691 | 0.13194 | 0.26317 | 0.97832 | 0.97832 | 0.98633 | 0.98951 | 11.4939 | 11.4939 | 11.4939 | 11.4939 | 472587.1613 | 303.5502 | 1050172.582 | 4421027.3967 | 1043425.6003 | 5944090.6902 | 517669.325 | 51.4469 | 0.033045 | 59.4857 | 59.9496 | 517642.8888
190 | ROX | 1 | 2010 | 2008 | 0.17891 | 0.026147 | 0.22562 | 0.56932 | 307.7785 | 238.2359 | 195.7009 | 175.7236 | 138057.427 | 26065.6565 | 273801.9325 | 769463.1585 | 3302.6062 | 237497015.6 | 71912 | 73.128 | 39653.3378 | 0.0010169 | 33.4544 | 33.4544 | 18.2211 | 30.155 | 69.5425 | 0 | 0 | 0 | 9600862.772 | 0 | 0 | 0 | 204.7816 | 204.7816 | 177.4798 | 145.5686 | 238.2359 | 238.2359 | 195.7009 | 175.7236 | 42491104.19 | 6209776.276 | 53583287.86 | 135212847.3 | 0.97122 | 0.97122 | 0.93276 | 0.95084 | 1.4457 | 1.4457 | 1.4457 | 1.0306 | 0.97122 | 0.97122 | 0.93269 | 0.95079 | 0.19243 | 0.19243 | 0.23253 | 0.31864 | 0.28502 | 0.28502 | 0.28502 | 0.51555 | 0.19243 | 0.19243 | 0.23245 | 0.31845 | 0 | 0 | 9.31e-05 | 0.00065461 | 102.041 | 0 | 0 | 0 | 14087513.67 | 0 | 0 | 0 | 0 | 14087513.67 | 1207388.1745 | 172.5718 | 32.5821 | 178.0826 | 119.8074 | 1181322.518
191 | ROX | 1 | 2011 | 2009 | 0.25959 | 0.02628 | 0.23254 | 0.48159 | 91.0219 | 70.9104 | 42.3689 | 30.3538 | 138411.985 | 17986.483 | 266362.894 | 770011.081 | 671.9119 | 48532195.61 | 72230 | 53.56 | 38662.12 | 0.00074152 | -20.2103 | -20.2103 | -17.0008 | -9.4626 | 20.1114 | 0 | 0 | 0 | 2783663.037 | 0 | 0 | 0 | 91.1207 | 91.1207 | 59.3697 | 39.8164 | 70.9104 | 70.9104 | 42.3689 | 30.3538 | 12598516.67 | 1275429.278 | 11285508.63 | 23372741.03 | 0.97122 | 0.97122 | 0.93276 | 0.95084 | 1.4457 | 1.4457 | 1.4457 | 1.0306 | 0.97122 | 0.97122 | 0.93269 | 0.95079 | 0.19243 | 0.19243 | 0.23253 | 0.31864 | 0.28502 | 0.28502 | 0.28502 | 0.51555 | 0.19243 | 0.19243 | 0.23245 | 0.31845 | 0 | 0 | 9.31e-05 | 0.00065461 | 103.0186 | 0 | 0 | 0 | 14259003.9 | 0 | 0 | 0 | 0 | 14259003.9 | 1192772.443 | 173.015 | 22.4831 | 173.2442 | 119.8927 | 1174785.96
192 | ROX | 1 | 2012 | 2010 | 0.22772 | 0.026833 | 0.24387 | 0.50158 | 144.4082 | 74.9828 | 76.1149 | 57.0646 | 133450.301 | 30284.066 | 271135.232 | 743837.868 | 1165.9578 | 84626380.13 | 72581 | 54.42 | 37008.0742 | 0.00074978 | -3.8128 | -3.8128 | -10.5814 | -3.704 | 69.4253 | 0 | 0 | 0 | 9264832.575 | 0 | 0 | 0 | 78.7957 | 78.7957 | 86.6963 | 60.7687 | 74.9828 | 74.9828 | 76.1149 | 57.0646 | 19271314.48 | 2270785.124 | 20637433.26 | 42446847.26 | 0.97122 | 0.97122 | 0.93276 | 0.95084 | 1.4457 | 1.4457 | 1.4457 | 1.0306 | 0.97122 | 0.97122 | 0.93269 | 0.95079 | 0.19243 | 0.19243 | 0.23253 | 0.31864 | 0.28502 | 0.28502 | 0.28502 | 0.51555 | 0.19243 | 0.19243 | 0.23245 | 0.31845 | 0 | 0 | 9.31e-05 | 0.00065461 | 103.8912 | 0 | 0 | 0 | 13864313.36 | 0 | 0 | 0 | 0 | 13864313.36 | 1178707.467 | 166.8129 | 37.8551 | 176.3481 | 115.8175 | 1148423.401
193 | ROX | 1 | 2013 | 2011 | 0.21698 | 0.04066 | 0.23798 | 0.50437 | 104.9703 | 85.2913 | 57.1942 | 45.1638 | 135724.284 | 31301.399 | 273207.544 | 733260.42 | 900.0124 | 65659506.03 | 72954 | 74.56 | 34727.889 | 0.001022 | -1.6563 | -1.6563 | -5.8714 | -5.9237 | 19.679 | 0 | 0 | 0 | 2670920.657 | 0 | 0 | 0 | 86.9476 | 86.9476 | 63.0656 | 51.0876 | 85.2913 | 85.2913 | 57.1942 | 45.1638 | 14247019.54 | 2669736.61 | 15625888.52 | 33116861.36 | 0.97122 | 0.97122 | 0.93276 | 0.95084 | 1.4457 | 1.4457 | 1.4457 | 1.0306 | 0.97122 | 0.97122 | 0.93269 | 0.95079 | 0.19243 | 0.19243 | 0.23253 | 0.31864 | 0.28502 | 0.28502 | 0.28502 | 0.51555 | 0.19243 | 0.19243 | 0.23245 | 0.31845 | 0 | 0 | 9.31e-05 | 0.00065461 | 103.6997 | 0 | 0 | 0 | 14074573.11 | 0 | 0 | 0 | 0 | 14074573.11 | 1173493.647 | 169.6554 | 39.1267 | 177.696 | 114.1706 | 1142192.248
194 | ROX | 1 | 2014 | 2012 | 0.19377 | 0.029437 | 0.21247 | 0.56432 | 250.8205 | 144.8904 | 128.7117 | 118.227 | 124734.103 | 32803.419 | 266536.759 | 770697.569 | 2208.8187 | 161462438.9 | 73099 | 79.63 | 34762.1956 | 0.0010893 | 18.4782 | 18.4782 | 14.9777 | 21.0121 | 105.9301 | 0 | 0 | 0 | 13213101.29 | 0 | 0 | 0 | 126.4122 | 126.4122 | 113.7339 | 97.2149 | 144.8904 | 144.8904 | 128.7117 | 118.227 | 31285873.34 | 4752899.966 | 34306388.66 | 91117276.89 | 0.97122 | 0.97122 | 0.93276 | 0.95084 | 1.4457 | 1.4457 | 1.4457 | 1.0306 | 0.97122 | 0.97122 | 0.93269 | 0.95079 | 0.19243 | 0.19243 | 0.23253 | 0.31864 | 0.28502 | 0.28502 | 0.28502 | 0.51555 | 0.19243 | 0.19243 | 0.23245 | 0.31845 | 0 | 0 | 9.31e-05 | 0.00065461 | 108.015 | 0 | 0 | 0 | 13473149.46 | 0 | 0 | 0 | 0 | 13473149.46 | 1194771.85 | 155.9176 | 41.0043 | 173.3572 | 119.9996 | 1161968.431
195 | ROX | 1 | 2015 | 2013 | 0.27649 | 0.029993 | 0.22166 | 0.47185 | 213.4026 | 86.9624 | 82.8925 | 61.8012 | 127376.091 | 33907.154 | 262890.024 | 750602.437 | 1342.3835 | 98310799.68 | 73236 | 83.722 | 35743.2686 | 0.0011432 | -9.4538 | -9.4538 | -9.0511 | -4.9548 | 126.4402 | 0 | 0 | 0 | 16105457.79 | 0 | 0 | 0 | 96.4162 | 96.4162 | 91.9436 | 66.756 | 86.9624 | 86.9624 | 82.8925 | 61.8012 | 27182390.54 | 2948648.067 | 21791607.04 | 46388154.03 | 0.97122 | 0.97122 | 0.93276 | 0.95084 | 1.4457 | 1.4457 | 1.4457 | 1.0306 | 0.97122 | 0.97122 | 0.93269 | 0.95079 | 0.19243 | 0.19243 | 0.23253 | 0.31864 | 0.28502 | 0.28502 | 0.28502 | 0.51555 | 0.19243 | 0.19243 | 0.23245 | 0.31845 | 0 | 0 | 9.31e-05 | 0.00065461 | 124.8712 | 0 | 0 | 0 | 15905599.29 | 0 | 0 | 0 | 0 | 15905599.29 | 1174775.706 | 159.2201 | 42.3839 | 170.9854 | 116.8708 | 1140868.552
196 | ROX | 1 | 2016 | 2014 | 0.21742 | 0.033666 | 0.24276 | 0.50615 | 148.8526 | 83.3828 | 79.8477 | 59.5169 | 125608.143 | 34720.453 | 261454.386 | 731333.066 | 1168.6063 | 85995397.44 | 73588 | 77.67 | 34979.5304 | 0.0010555 | -7.246 | -7.246 | -6.5155 | -3.4614 | 65.4698 | 0 | 0 | 0 | 8223541.436 | 0 | 0 | 0 | 90.6288 | 90.6288 | 86.3632 | 62.9783 | 83.3828 | 83.3828 | 79.8477 | 59.5169 | 18697102.88 | 2895089.355 | 20876528.54 | 43526676.66 | 0.97122 | 0.97122 | 0.93276 | 0.95084 | 1.4457 | 1.4457 | 1.4457 | 1.0306 | 0.97122 | 0.97122 | 0.93269 | 0.95079 | 0.19243 | 0.19243 | 0.23253 | 0.31864 | 0.28502 | 0.28502 | 0.28502 | 0.51555 | 0.19243 | 0.19243 | 0.23245 | 0.31845 | 0 | 0 | 9.31e-05 | 0.00065461 | 138.7734 | 0 | 0 | 0 | 17431075.05 | 0 | 0 | 0 | 0 | 17431075.05 | 1153116.048 | 157.0102 | 43.4006 | 170.0516 | 113.8705 | 1118395.595
197 | ROX | 1 | 2017 | 2015 | 0.28808 | 0.025966 | 0.18613 | 0.49983 | 225.9658 | 73.8721 | 70.111 | 68.8938 | 128329.755 | 35382.25 | 267234.952 | 730307.396 | 1360.4214 | 100661657.8 | 73993 | 78.97 | 35811.3019 | 0.0010673 | -4.0812 | -4.0812 | -3.8688 | -1.3997 | 152.0938 | 0 | 0 | 0 | 19518156.15 | 0 | 0 | 0 | 77.9532 | 77.9532 | 73.9798 | 70.2935 | 73.8721 | 73.8721 | 70.111 | 68.8938 | 28998139.93 | 2613759.81 | 18736105.41 | 50313652.61 | 0.97122 | 0.97122 | 0.93276 | 0.95084 | 1.4457 | 1.4457 | 1.4457 | 1.0306 | 0.97122 | 0.97122 | 0.93269 | 0.95079 | 0.19243 | 0.19243 | 0.23253 | 0.31864 | 0.28502 | 0.28502 | 0.28502 | 0.51555 | 0.19243 | 0.19243 | 0.23245 | 0.31845 | 0 | 0 | 9.31e-05 | 0.00065461 | 147.0038 | 0 | 0 | 0 | 18864966.03 | 0 | 0 | 0 | 0 | 18864966.03 | 1161254.353 | 160.4122 | 44.2278 | 173.8114 | 113.7108 | 1125872.103
198 | ROX | 1 | 2018 | 2016 | 0.30466 | 0.026414 | 0.18066 | 0.48827 | 208.5898 | 65.914 | 59.0802 | 56.7007 | 123696.33 | 33937.949 | 258970.281 | 729298.049 | 1140.5668 | 84690507.82 | 74253 | 79.442 | 37006.3734 | 0.0010699 | -12.0266 | -12.0266 | -4.8249 | -2.6967 | 142.6759 | 0 | 0 | 0 | 17648480.26 | 0 | 0 | 0 | 77.9406 | 77.9406 | 63.905 | 59.3974 | 65.914 | 65.914 | 59.0802 | 56.7007 | 25801797.37 | 2236985.207 | 15300010.74 | 41351714.5 | 0.97122 | 0.97122 | 0.93276 | 0.95084 | 1.4457 | 1.4457 | 1.4457 | 1.0306 | 0.97122 | 0.97122 | 0.93269 | 0.95079 | 0.19243 | 0.19243 | 0.23253 | 0.31864 | 0.28502 | 0.28502 | 0.28502 | 0.51555 | 0.19243 | 0.19243 | 0.23245 | 0.31845 | 0 | 0 | 9.31e-05 | 0.00065461 | 155.4178 | 0 | 0 | 0 | 19224610.39 | 0 | 0 | 0 | 0 | 19224610.39 | 1145902.609 | 154.6204 | 42.4224 | 168.436 | 113.5536 | 1111964.66
199 | ROX | 1 | 2019 | 2017 | 0.31454 | 0.051696 | 0.21257 | 0.4212 | 246.1728 | 133.157 | 79.7118 | 56.3114 | 125151.168 | 38026.804 | 261201.089 | 732637.831 | 1309.0938 | 97949013.48 | 74822 | 83.15 | 36723.8392 | 0.0011113 | 9.6039 | 9.6039 | 1.2294 | 0.43863 | 113.0159 | 0 | 0 | 0 | 14144066.91 | 0 | 0 | 0 | 123.553 | 123.553 | 78.4825 | 55.8728 | 133.157 | 133.157 | 79.7118 | 56.3114 | 30808815.18 | 5063533.377 | 20820816.81 | 41255848.11 | 0.97122 | 0.97122 | 0.93276 | 0.95084 | 1.4457 | 1.4457 | 1.4457 | 1.0306 | 0.97122 | 0.97122 | 0.93269 | 0.95079 | 0.19243 | 0.19243 | 0.23253 | 0.31864 | 0.28502 | 0.28502 | 0.28502 | 0.51555 | 0.19243 | 0.19243 | 0.23245 | 0.31845 | 0 | 0 | 9.31e-05 | 0.00065461 | 150.6425 | 0 | 0 | 0 | 18853087.94 | 0 | 0 | 0 | 0 | 18853087.94 | 1157016.892 | 156.439 | 47.5335 | 169.8869 | 114.0736 | 1118990.088
232 | ROX | 1 | 2020 | 2018 | 0.25112 | 0.042373 | 0.21564 | 0.49086 | 275.2196 | 126.4015 | 95.8769 | 77.7924 | 122929.071 | 37945.3028 | 254586.382 | 714237.0317 | 1516.7363 | 113192653.1907 | 74629.093 | 83.15 | 37015.8117 | 0.0011142 | -3.7463 | -3.7463 | -6.911 | -4.0218 | 148.8182 | 0 | 0 | 0 | 12886737.8638 | 0 | 0 | 0 | 130.1478 | 130.1478 | 102.7879 | 81.8142 | 126.4015 | 126.4015 | 95.8769 | 77.7924 | 28425151.2651 | 4796341.4756 | 24408941.4774 | 55562218.9726 | 0.97035 | 0.97035 | 0.93158 | 0.94965 | 1.4424 | 1.4424 | 1.441 | 1.0272 | 0.97035 | 0.97035 | 0.93151 | 0.94959 | 0.19243 | 0.19243 | 0.23253 | 0.31864 | 0.28502 | 0.28502 | 0.28502 | 0.51555 | 0.19243 | 0.19243 | 0.23245 | 0.31845 | 0 | 0 | 9.31e-05 | 0.00065461 | 158.4848 | 0 | 0 | 0 | 19834559.8427 | 0 | 0 | 0 | 0 | 19834559.8427 | 1129697.7875 | 153.6613 | 47.4316 | 165.5846 | 111.2086 | 1091752.4847
254 | ROX | 1 | 2021 | 2019 | 0.28176 | 0.040616 | 0.2068 | 0.47082 | 267.6735 | 126.2892 | 95.7555 | 77.6947 | 122830.1477 | 37865.3493 | 254271.1972 | 713465.3486 | 1581.6875 | 117735574.4803 | 74436.6834 | 83.15 | 37310.1055 | 0.001117 | -3.8585 | -3.8585 | -7.0324 | -4.1195 | 141.3843 | 0 | 0 | 0 | 17661119.5974 | 0 | 0 | 0 | 130.1478 | 130.1478 | 102.7879 | 81.8142 | 126.2892 | 126.2892 | 95.7555 | 77.6947 | 33173245.5916 | 4781986.1797 | 24347853.9749 | 55432488.7341 | 0.97031 | 0.97031 | 0.93153 | 0.9496 | 1.4422 | 1.4422 | 1.4407 | 1.027 | 0.97031 | 0.97031 | 0.93146 | 0.94954 | 0.19243 | 0.19243 | 0.23253 | 0.31864 | 0.28502 | 0.28502 | 0.28502 | 0.51555 | 0.19243 | 0.19243 | 0.23245 | 0.31845 | 0 | 0 | 9.31e-05 | 0.00065461 | 148.8182 | 0 | 0 | 0 | 18294080.9176 | 0 | 0 | 0 | 0 | 18294080.9176 | 1128432.0427 | 153.5377 | 47.3317 | 165.3796 | 111.0884 | 1090566.6935
276 | ROX | 1 | 2022 | 2020 | 0.27715 | 0.040847 | 0.20812 | 0.47389 | 262.8089 | 126.2842 | 95.7495 | 77.6905 | 122710.3698 | 37785.4 | 253911.4683 | 712548.1167 | 1573.4131 | 116817692.3068 | 74244.7698 | 83.15 | 37606.739 | 0.0011199 | -3.8636 | -3.8636 | -7.0384 | -4.1237 | 136.5247 | 0 | 0 | 0 | 16879482.1587 | 0 | 0 | 0 | 130.1478 | 130.1478 | 102.7879 | 81.8142 | 126.2842 | 126.2842 | 95.7495 | 77.6905 | 32375857.9493 | 4771697.4424 | 24311902.9438 | 55358233.9712 | 0.97027 | 0.97027 | 0.93146 | 0.94954 | 1.4421 | 1.4421 | 1.4405 | 1.0269 | 0.97027 | 0.97027 | 0.93139 | 0.94948 | 0.19243 | 0.19243 | 0.23253 | 0.31864 | 0.28502 | 0.28502 | 0.28502 | 0.51555 | 0.19243 | 0.19243 | 0.23245 | 0.31845 | 0 | 0 | 9.31e-05 | 0.00065461 | 141.3843 | 0 | 0 | 0 | 17366249.8639 | 0 | 0 | 0 | 0 | 17366249.8639 | 1126955.3548 | 153.388 | 47.2317 | 165.1457 | 110.9456 | 1089169.9548
298 | ROX | 1 | 2023 | 2021 | 0.27571 | 0.040922 | 0.20853 | 0.47484 | 260.9529 | 126.278 | 95.7428 | 77.6855 | 122522.4305 | 37717.496 | 253497.0183 | 711406.7024 | 1571.6952 | 116389295.2904 | 74053.3511 | 83.15 | 37905.731 | 0.0011228 | -3.8698 | -3.8698 | -7.0451 | -4.1287 | 134.6749 | 0 | 0 | 0 | 16618010.8918 | 0 | 0 | 0 | 130.1478 | 130.1478 | 102.7879 | 81.8142 | 126.278 | 126.278 | 95.7428 | 77.6855 | 32089898.5199 | 4762890.0055 | 24270502.5984 | 55266004.1666 | 0.97019 | 0.97019 | 0.93138 | 0.94946 | 1.4418 | 1.4418 | 1.4402 | 1.0267 | 0.97019 | 0.97019 | 0.93131 | 0.9494 | 0.19243 | 0.19243 | 0.23253 | 0.31864 | 0.28502 | 0.28502 | 0.28502 | 0.51555 | 0.19243 | 0.19243 | 0.23245 | 0.31845 | 0 | 0 | 9.31e-05 | 0.00065461 | 136.5247 | 0 | 0 | 0 | 16753002.2863 | 0 | 0 | 0 | 0 | 16753002.2863 | 1125143.6472 | 153.153 | 47.1469 | 164.8761 | 110.7679 | 1087426.1512
320 | ROX | 1 | 2024 | 2022 | 0.14971 | 0.044334 | 0.23938 | 0.56658 | 143.121 | 143.121 | 112.5876 | 94.532 | 123457.5336 | 36560.1181 | 250934.4521 | 707380.8535 | 1597.8912 | 118024122.565 | 73862.4259 | 83.15 | 38207.1001 | 0.0011257 | -3.8794 | -3.8794 | -7.0529 | -4.1349 | 16.8527 | 16.8527 | 16.8527 | 16.8527 | 2064831.976 | 635641.0942 | 4272105.5007 | 11989113.3514 | 130.1478 | 130.1478 | 102.7879 | 81.8142 | 126.2683 | 126.2683 | 95.7349 | 77.6793 | 17669367.6991 | 5232521.2605 | 28252114.064 | 66870119.5414 | 0.97056 | 0.97056 | 0.93091 | 0.94919 | 1.4432 | 1.4432 | 1.4383 | 1.0259 | 0.97056 | 0.97056 | 0.93084 | 0.94913 | 0.19243 | 0.19243 | 0.23253 | 0.31864 | 0.28502 | 0.28502 | 0.28502 | 0.51555 | 0.19243 | 0.19243 | 0.23245 | 0.31845 | 0 | 0 | 9.31e-05 | 0.00065461 | 16.8527 | 16.8527 | 16.8527 | 16.8527 | 2064831.976 | 635641.0942 | 4272105.5007 | 11989113.3514 | 0 | 18961691.9222 | 1118332.9572 | 154.3219 | 45.7001 | 163.2094 | 110.141 | 1081772.8391
342 | ROX | 1 | 2025 | 2023 | 0.14989 | 0.04438 | 0.23935 | 0.56638 | 142.9074 | 142.9074 | 112.2775 | 94.2482 | 123289.0286 | 36503.7868 | 250576.3567 | 706380.7547 | 1595.5155 | 117544807.9021 | 73671.9929 | 83.15 | 38510.8652 | 0.0011286 | -3.8312 | -3.8312 | -7.1013 | -4.1569 | 16.5909 | 16.5909 | 16.5909 | 16.5909 | 2048274.1007 | 606566.0052 | 4163233.4962 | 11736099.365 | 130.1478 | 130.1478 | 102.7879 | 81.8142 | 126.3165 | 126.3165 | 95.6866 | 77.6573 | 17618918.962 | 5216662.5696 | 28134079.7787 | 66575146.5918 | 0.9705 | 0.9705 | 0.93085 | 0.94912 | 1.4429 | 1.4429 | 1.438 | 1.0257 | 0.9705 | 0.9705 | 0.93078 | 0.94907 | 0.19243 | 0.19243 | 0.23253 | 0.31864 | 0.28502 | 0.28502 | 0.28502 | 0.51555 | 0.19243 | 0.19243 | 0.23245 | 0.31845 | 0 | 0 | 9.31e-05 | 0.00065461 | 16.5909 | 16.5909 | 16.5909 | 16.5909 | 2048274.1007 | 606566.0052 | 4163233.4962 | 11736099.365 | 0 | 18554172.9671 | 1116749.9267 | 154.1113 | 45.6297 | 162.9765 | 109.9853 | 1080246.1399
364 | ROX | 1 | 2026 | 2024 | 0.15002 | 0.044411 | 0.23939 | 0.56618 | 142.5715 | 142.5715 | 111.9433 | 93.9154 | 123126.6543 | 36449.4893 | 250232.3543 | 705425.0626 | 1592.4044 | 117013138.462 | 73482.0508 | 83.15 | 38817.0454 | 0.0011315 | -3.8399 | -3.8399 | -7.1082 | -4.1624 | 16.2636 | 16.2636 | 16.2636 | 16.2636 | 2005121.8695 | 593682.5197 | 4075270.4316 | 11488285.0124 | 130.1478 | 130.1478 | 102.7879 | 81.8142 | 126.3079 | 126.3079 | 95.6797 | 77.6518 | 17554349.6468 | 5196657.7242 | 28011838.2775 | 66250292.8134 | 0.97043 | 0.97043 | 0.93078 | 0.94906 | 1.4427 | 1.4427 | 1.4377 | 1.0255 | 0.97043 | 0.97043 | 0.93071 | 0.949 | 0.19243 | 0.19243 | 0.23253 | 0.31864 | 0.28502 | 0.28502 | 0.28502 | 0.51555 | 0.19243 | 0.19243 | 0.23245 | 0.31845 | 0 | 0 | 9.31e-05 | 0.00065461 | 16.2636 | 16.2636 | 16.2636 | 16.2636 | 2005121.8695 | 593682.5197 | 4075270.4316 | 11488285.0124 | 0 | 18162359.8332 | 1115233.5605 | 153.9083 | 45.5619 | 162.7528 | 109.8365 | 1078784.0712
386 | ROX | 1 | 2027 | 2025 | 0.15011 | 0.044432 | 0.23942 | 0.56604 | 142.3402 | 142.3402 | 111.7138 | 93.6872 | 122949.5588 | 36392.8035 | 249862.8895 | 704393.1329 | 1590.7002 | 116586548.9676 | 73292.5985 | 83.15 | 39125.6599 | 0.0011344 | -3.8482 | -3.8482 | -7.1147 | -4.1676 | 16.0406 | 16.0406 | 16.0406 | 16.0406 | 1975025.2948 | 584671.6432 | 4013876.8656 | 11315440.592 | 130.1478 | 130.1478 | 102.7879 | 81.8142 | 126.2996 | 126.2996 | 95.6732 | 77.6466 | 17500661.9481 | 5180158.0879 | 27913121.6867 | 65992607.2449 | 0.97036 | 0.97036 | 0.93071 | 0.94899 | 1.4424 | 1.4424 | 1.4375 | 1.0253 | 0.97036 | 0.97036 | 0.93064 | 0.94893 | 0.19243 | 0.19243 | 0.23253 | 0.31864 | 0.28502 | 0.28502 | 0.28502 | 0.51555 | 0.19243 | 0.19243 | 0.23245 | 0.31845 | 0 | 0 | 9.31e-05 | 0.00065461 | 16.0406 | 16.0406 | 16.0406 | 16.0406 | 1975025.2948 | 584671.6432 | 4013876.8656 | 11315440.592 | 0 | 17889014.3957 | 1113598.3847 | 153.6869 | 45.491 | 162.5124 | 109.6758 | 1077205.5812
408 | ROX | 1 | 2028 | 2026 | 0.15016 | 0.044444 | 0.23944 | 0.56596 | 142.1968 | 142.1968 | 111.5724 | 93.5472 | 122760.0446 | 36334.1204 | 249471.9909 | 703296.9758 | 1590.1857 | 116248354.9143 | 73103.6347 | 83.15 | 39436.728 | 0.0011374 | -3.8573 | -3.8573 | -7.1218 | -4.1733 | 15.9063 | 15.9063 | 15.9063 | 15.9063 | 1955675.0513 | 578875.5856 | 3974399.1278 | 11204302.7199 | 130.1478 | 130.1478 | 102.7879 | 81.8142 | 126.2905 | 126.2905 | 95.6661 | 77.6409 | 17456087.3531 | 5166596.2 | 27834192.0968 | 65791479.2645 | 0.97029 | 0.97029 | 0.93064 | 0.94892 | 1.4421 | 1.4421 | 1.4372 | 1.0251 | 0.97029 | 0.97029 | 0.93057 | 0.94886 | 0.19243 | 0.19243 | 0.23253 | 0.31864 | 0.28502 | 0.28502 | 0.28502 | 0.51555 | 0.19243 | 0.19243 | 0.23245 | 0.31845 | 0 | 0 | 9.31e-05 | 0.00065461 | 15.9063 | 15.9063 | 15.9063 | 15.9063 | 1955675.0513 | 578875.5856 | 3974399.1278 | 11204302.7199 | 0 | 17713252.4846 | 1111863.1317 | 153.4501 | 45.4177 | 162.2582 | 109.5052 | 1075529.0113
430 | ROX | 1 | 2029 | 2027 | 0.15024 | 0.044463 | 0.23946 | 0.56583 | 141.9889 | 141.9889 | 111.3667 | 93.343 | 122580.1297 | 36277.0703 | 249097.8764 | 702250.8856 | 1588.7966 | 115847354.9714 | 72915.158 | 83.15 | 39750.2693 | 0.0011403 | -3.867 | -3.867 | -7.1293 | -4.1793 | 15.7081 | 15.7081 | 15.7081 | 15.7081 | 1928328.5268 | 570740.4321 | 3918733.9694 | 11047467.6524 | 130.1478 | 130.1478 | 102.7879 | 81.8142 | 126.2808 | 126.2808 | 95.6586 | 77.6349 | 17405014.5471 | 5150940.3517 | 27741213.9333 | 65550186.1393 | 0.97022 | 0.97022 | 0.93057 | 0.94885 | 1.4419 | 1.4419 | 1.4369 | 1.0249 | 0.97022 | 0.97022 | 0.9305 | 0.94879 | 0.19243 | 0.19243 | 0.23253 | 0.31864 | 0.28502 | 0.28502 | 0.28502 | 0.51555 | 0.19243 | 0.19243 | 0.23245 | 0.31845 | 0 | 0 | 9.31e-05 | 0.00065461 | 15.7081 | 15.7081 | 15.7081 | 15.7081 | 1928328.5268 | 570740.4321 | 3918733.9694 | 11047467.6524 | 0 | 17465270.5807 | 1110205.962 | 153.2252 | 45.3463 | 162.0149 | 109.3423 | 1073928.8917
452 | ROX | 1 | 2030 | 2028 | 0.15032 | 0.044481 | 0.23949 | 0.56571 | 141.79 | 141.79 | 111.1699 | 93.1476 | 122399.2583 | 36219.9035 | 248722.1907 | 701199.9901 | 1587.5239 | 115456117.024 | 72727.1673 | 83.15 | 40066.3033 | 0.0011432 | -3.8762 | -3.8762 | -7.1365 | -4.1851 | 15.5185 | 15.5185 | 15.5185 | 15.5185 | 1902258.2489 | 562965.2734 | 3865622.3598 | 10897871.8098 | 130.1478 | 130.1478 | 102.7879 | 81.8142 | 126.2715 | 126.2715 | 95.6514 | 77.6291 | 17354990.3196 | 5135619.9613 | 27650427.3215 | 65315079.4216 | 0.97014 | 0.97014 | 0.9305 | 0.94878 | 1.4416 | 1.4416 | 1.4366 | 1.0247 | 0.97014 | 0.97014 | 0.93043 | 0.94872 | 0.19243 | 0.19243 | 0.23253 | 0.31864 | 0.28502 | 0.28502 | 0.28502 | 0.51555 | 0.19243 | 0.19243 | 0.23245 | 0.31845 | 0 | 0 | 9.31e-05 | 0.00065461 | 15.5185 | 15.5185 | 15.5185 | 15.5185 | 1902258.2489 | 562965.2734 | 3865622.3598 | 10897871.8098 | 0 | 17228717.6919 | 1108541.3427 | 152.9991 | 45.2749 | 161.7705 | 109.1787 | 1072321.4392
474 | ROX | 1 | 2031 | 2029 | 0.15039 | 0.044498 | 0.23951 | 0.5656 | 141.6004 | 141.6004 | 110.9824 | 92.9615 | 122217.3622 | 36162.6131 | 248344.8304 | 700143.9697 | 1586.3736 | 115075005.8721 | 72539.6612 | 83.15 | 40384.85 | 0.0011462 | -3.8856 | -3.8856 | -7.1437 | -4.1909 | 15.3382 | 15.3382 | 15.3382 | 15.3382 | 1877385.2376 | 555548.3998 | 3814952.6017 | 10755151.0343 | 130.1478 | 130.1478 | 102.7879 | 81.8142 | 126.2622 | 126.2622 | 95.6442 | 77.6233 | 17306027.3347 | 5120640.4681 | 27561913.2425 | 65086424.8267 | 0.97007 | 0.97007 | 0.93043 | 0.9487 | 1.4413 | 1.4413 | 1.4363 | 1.0245 | 0.97007 | 0.97007 | 0.93036 | 0.94865 | 0.19243 | 0.19243 | 0.23253 | 0.31864 | 0.28502 | 0.28502 | 0.28502 | 0.51555 | 0.19243 | 0.19243 | 0.23245 | 0.31845 | 0 | 0 | 9.31e-05 | 0.00065461 | 15.3382 | 15.3382 | 15.3382 | 15.3382 | 1877385.2376 | 555548.3998 | 3814952.6017 | 10755151.0343 | 0 | 17003037.2735 | 1106868.7755 | 152.7717 | 45.2033 | 161.5251 | 109.0142 | 1070706.1623
496 | ROX | 1 | 2032 | 2030 | 0.15041 | 0.044504 | 0.23952 | 0.56556 | 141.5312 | 141.5312 | 110.9153 | 92.8958 | 122018.3834 | 36102.5561 | 247937.9281 | 698999.4613 | 1586.8569 | 114813284.2412 | 72352.6386 | 83.15 | 40705.9293 | 0.0011491 | -3.8949 | -3.8949 | -7.1509 | -4.1968 | 15.2784 | 15.2784 | 15.2784 | 15.2784 | 1867282.5601 | 552505.9251 | 3794305.1812 | 10697061.3692 | 130.1478 | 130.1478 | 102.7879 | 81.8142 | 126.2528 | 126.2528 | 95.637 | 77.6174 | 17269406.2885 | 5109637.5146 | 27500120.2626 | 64934120.1754 | 0.96999 | 0.96999 | 0.93035 | 0.94863 | 1.441 | 1.441 | 1.436 | 1.0243 | 0.96999 | 0.96999 | 0.93028 | 0.94857 | 0.19243 | 0.19243 | 0.23253 | 0.31864 | 0.28502 | 0.28502 | 0.28502 | 0.51555 | 0.19243 | 0.19243 | 0.23245 | 0.31845 | 0 | 0 | 9.31e-05 | 0.00065461 | 15.2784 | 15.2784 | 15.2784 | 15.2784 | 1867282.5601 | 552505.9251 | 3794305.1812 | 10697061.3692 | 0 | 16911155.0355 | 1105058.329 | 152.523 | 45.1282 | 161.2604 | 108.836 | 1068955.7728
518 | ROX | 1 | 2033 | 2031 | 0.15041 | 0.044503 | 0.23952 | 0.56557 | 141.5261 | 141.5261 | 110.9127 | 92.8947 | 121810.4182 | 36041.0733 | 247515.5595 | 697808.5481 | 1588.2169 | 114615413.4274 | 72166.0982 | 83.15 | 41029.5614 | 0.0011521 | -3.9052 | -3.9052 | -7.1588 | -4.2031 | 15.2836 | 15.2836 | 15.2836 | 15.2836 | 1864876.365 | 551775.9022 | 3789376.3965 | 10683206.3984 | 130.1478 | 130.1478 | 102.7879 | 81.8142 | 126.2425 | 126.2425 | 95.6291 | 77.6111 | 17239353.6207 | 5100752.5991 | 27452619.6865 | 64822687.521 | 0.96991 | 0.96991 | 0.93027 | 0.94855 | 1.4407 | 1.4407 | 1.4357 | 1.0241 | 0.96991 | 0.96991 | 0.9302 | 0.94849 | 0.19243 | 0.19243 | 0.23253 | 0.31864 | 0.28502 | 0.28502 | 0.28502 | 0.51555 | 0.19243 | 0.19243 | 0.23245 | 0.31845 | 0 | 0 | 9.31e-05 | 0.00065461 | 15.2836 | 15.2836 | 15.2836 | 15.2836 | 1864876.365 | 551775.9022 | 3789376.3965 | 10683206.3984 | 0 | 16889235.062 | 1103175.5991 | 152.263 | 45.0513 | 160.9857 | 108.6506 | 1067134.5258
540 | ROX | 1 | 2034 | 2032 | 0.15046 | 0.044515 | 0.23954 | 0.56549 | 141.3897 | 141.3897 | 110.7789 | 92.7624 | 121621.707 | 35982.8096 | 247126.7226 | 696717.8101 | 1587.7913 | 114289281.7266 | 71980.0387 | 83.15 | 41355.7664 | 0.0011551 | -3.916 | -3.916 | -7.1669 | -4.2097 | 15.1579 | 15.1579 | 15.1579 | 15.1579 | 1846390.6936 | 546307.1491 | 3751817.2288 | 10577315.374 | 130.1478 | 130.1478 | 102.7879 | 81.8142 | 126.2318 | 126.2318 | 95.621 | 77.6045 | 17196054.1193 | 5087597.8948 | 27376424.7973 | 64629204.9152 | 0.96984 | 0.96984 | 0.9302 | 0.94847 | 1.4404 | 1.4404 | 1.4354 | 1.0239 | 0.96984 | 0.96984 | 0.93013 | 0.94841 | 0.19243 | 0.19243 | 0.23253 | 0.31864 | 0.28502 | 0.28502 | 0.28502 | 0.51555 | 0.19243 | 0.19243 | 0.23245 | 0.31845 | 0 | 0 | 9.31e-05 | 0.00065461 | 15.1579 | 15.1579 | 15.1579 | 15.1579 | 1846390.6936 | 546307.1491 | 3751817.2288 | 10577315.374 | 0 | 16721830.4456 | 1101449.0492 | 152.0271 | 44.9785 | 160.7328 | 108.4808 | 1065466.2397
562 | ROX | 1 | 2035 | 2033 | 0.15051 | 0.044527 | 0.23955 | 0.56541 | 141.2587 | 141.2587 | 110.6502 | 92.6352 | 121432.586 | 35924.5163 | 246737.2506 | 695625.0705 | 1587.4335 | 113968928.925 | 71794.4589 | 83.15 | 41684.565 | 0.001158 | -3.9258 | -3.9258 | -7.1744 | -4.2158 | 15.0367 | 15.0367 | 15.0367 | 15.0367 | 1828793.6946 | 541064.0654 | 3715979.6817 | 10476362.8913 | 130.1478 | 130.1478 | 102.7879 | 81.8142 | 126.222 | 126.222 | 95.6135 | 77.5984 | 17153413.3661 | 5074651.6932 | 27301529.9181 | 64439333.9476 | 0.96976 | 0.96976 | 0.93013 | 0.9484 | 1.4401 | 1.4401 | 1.4351 | 1.0237 | 0.96976 | 0.96976 | 0.93006 | 0.94834 | 0.19243 | 0.19243 | 0.23253 | 0.31864 | 0.28502 | 0.28502 | 0.28502 | 0.51555 | 0.19243 | 0.19243 | 0.23245 | 0.31845 | 0 | 0 | 9.31e-05 | 0.00065461 | 15.0367 | 15.0367 | 15.0367 | 15.0367 | 1828793.6946 | 541064.0654 | 3715979.6817 | 10476362.8913 | 0 | 16562200.3329 | 1099719.4234 | 151.7907 | 44.9056 | 160.4795 | 108.3106 | 1063794.9071
584 | ROX | 1 | 2036 | 2034 | 0.15056 | 0.044538 | 0.23957 | 0.56534 | 141.1341 | 141.1341 | 110.5279 | 92.5143 | 121242.8691 | 35866.1708 | 246346.8487 | 694529.4287 | 1587.16 | 113655510.1763 | 71609.3575 | 83.15 | 42015.9777 | 0.001161 | -3.9356 | -3.9356 | -7.1819 | -4.2219 | 14.9219 | 14.9219 | 14.9219 | 14.9219 | 1812008.1728 | 536063.0066 | 3681795.2212 | 10380066.4627 | 130.1478 | 130.1478 | 102.7879 | 81.8142 | 126.2122 | 126.2122 | 95.6059 | 77.5923 | 17111504.3772 | 5061940.079 | 27228192.5475 | 64253873.1726 | 0.96968 | 0.96968 | 0.93005 | 0.94832 | 1.4398 | 1.4398 | 1.4348 | 1.0235 | 0.96968 | 0.96968 | 0.92998 | 0.94826 | 0.19243 | 0.19243 | 0.23253 | 0.31864 | 0.28502 | 0.28502 | 0.28502 | 0.51555 | 0.19243 | 0.19243 | 0.23245 | 0.31845 | 0 | 0 | 9.31e-05 | 0.00065461 | 14.9219 | 14.9219 | 14.9219 | 14.9219 | 1812008.1728 | 536063.0066 | 3681795.2212 | 10380066.4627 | 0 | 16409932.8634 | 1097985.3172 | 151.5536 | 44.8327 | 160.2256 | 108.14 | 1062119.1464
606 | ROX | 1 | 2037 | 2035 | 0.1506 | 0.044548 | 0.23958 | 0.56527 | 141.0155 | 141.0155 | 110.4115 | 92.3994 | 121052.6025 | 35807.7807 | 245955.5972 | 693431.1246 | 1586.9668 | 113348683.9059 | 71424.7334 | 83.15 | 42350.0252 | 0.001164 | -3.9454 | -3.9454 | -7.1895 | -4.228 | 14.8132 | 14.8132 | 14.8132 | 14.8132 | 1795990.0351 | 531291.3312 | 3649175.3194 | 10288175.6472 | 130.1478 | 130.1478 | 102.7879 | 81.8142 | 126.2023 | 126.2023 | 95.5984 | 77.5862 | 17070291.2927 | 5049451.5172 | 27156336.2345 | 64072604.8614 | 0.96961 | 0.96961 | 0.92998 | 0.94825 | 1.4395 | 1.4395 | 1.4345 | 1.0233 | 0.96961 | 0.96961 | 0.92991 | 0.94819 | 0.19243 | 0.19243 | 0.23253 | 0.31864 | 0.28502 | 0.28502 | 0.28502 | 0.51555 | 0.19243 | 0.19243 | 0.23245 | 0.31845 | 0 | 0 | 9.31e-05 | 0.00065461 | 14.8132 | 14.8132 | 14.8132 | 14.8132 | 1795990.0351 | 531291.3312 | 3649175.3194 | 10288175.6472 | 0 | 16264632.3329 | 1096247.1051 | 151.3158 | 44.7597 | 159.9711 | 107.969 | 1060439.3244
628 | ROX | 1 | 2038 | 2036 | 0.15064 | 0.044558 | 0.2396 | 0.5652 | 140.9026 | 140.9026 | 110.3009 | 92.2902 | 120861.8311 | 35749.3535 | 245563.5738 | 692330.3903 | 1586.85 | 113048121.9599 | 71240.5853 | 83.15 | 42686.7286 | 0.001167 | -3.9553 | -3.9553 | -7.1971 | -4.2341 | 14.7101 | 14.7101 | 14.7101 | 14.7101 | 1780699.4355 | 526737.0845 | 3618038.6383 | 10200461.5063 | 130.1478 | 130.1478 | 102.7879 | 81.8142 | 126.1924 | 126.1924 | 95.5908 | 77.5801 | 17029740.2374 | 5037175.0811 | 27085887.5012 | 63895319.1403 | 0.96953 | 0.96953 | 0.92991 | 0.94817 | 1.4392 | 1.4392 | 1.4342 | 1.023 | 0.96953 | 0.96953 | 0.92984 | 0.94811 | 0.19243 | 0.19243 | 0.23253 | 0.31864 | 0.28502 | 0.28502 | 0.28502 | 0.51555 | 0.19243 | 0.19243 | 0.23245 | 0.31845 | 0 | 0 | 9.31e-05 | 0.00065461 | 14.7101 | 14.7101 | 14.7101 | 14.7101 | 1780699.4355 | 526737.0845 | 3618038.6383 | 10200461.5063 | 0 | 16125936.6645 | 1094505.1487 | 151.0773 | 44.6867 | 159.7161 | 107.7976 | 1058755.7952
650 | ROX | 1 | 2039 | 2037 | 0.15068 | 0.044567 | 0.23961 | 0.56514 | 140.795 | 140.795 | 110.1957 | 92.1865 | 120670.5974 | 35690.8961 | 245170.8524 | 691227.4465 | 1586.8057 | 112753512.7375 | 71056.912 | 83.15 | 43026.109 | 0.00117 | -3.9653 | -3.9653 | -7.2047 | -4.2403 | 14.6125 | 14.6125 | 14.6125 | 14.6125 | 1766098.5289 | 522388.9135 | 3588307.9272 | 10116706.5985 | 130.1478 | 130.1478 | 102.7879 | 81.8142 | 126.1825 | 126.1825 | 95.5832 | 77.5739 | 16989819.0515 | 5025100.3974 | 27016776.5779 | 63721816.7107 | 0.96946 | 0.96946 | 0.92983 | 0.9481 | 1.4389 | 1.4389 | 1.4339 | 1.0228 | 0.96946 | 0.96946 | 0.92976 | 0.94804 | 0.19243 | 0.19243 | 0.23253 | 0.31864 | 0.28502 | 0.28502 | 0.28502 | 0.51555 | 0.19243 | 0.19243 | 0.23245 | 0.31845 | 0 | 0 | 9.31e-05 | 0.00065461 | 14.6125 | 14.6125 | 14.6125 | 14.6125 | 1766098.5289 | 522388.9135 | 3588307.9272 | 10116706.5985 | 0 | 15993501.9682 | 1092759.7923 | 150.8382 | 44.6136 | 159.4607 | 107.6259 | 1057068.8962
672 | ROX | 1 | 2040 | 2038 | 0.15072 | 0.044576 | 0.23962 | 0.56508 | 140.6926 | 140.6926 | 110.0956 | 92.0879 | 120478.942 | 35632.4152 | 244777.5032 | 690122.5037 | 1586.8304 | 112464560.4795 | 70873.7122 | 83.15 | 43368.1876 | 0.001173 | -3.9753 | -3.9753 | -7.2124 | -4.2464 | 14.5201 | 14.5201 | 14.5201 | 14.5201 | 1752151.379 | 518236.0427 | 3559909.8411 | 10036704.468 | 130.1478 | 130.1478 | 102.7879 | 81.8142 | 126.1725 | 126.1725 | 95.5755 | 77.5677 | 16950497.214 | 5013217.622 | 26948937.2446 | 63551908.399 | 0.96938 | 0.96938 | 0.92976 | 0.94802 | 1.4386 | 1.4386 | 1.4336 | 1.0226 | 0.96938 | 0.96938 | 0.92969 | 0.94796 | 0.19243 | 0.19243 | 0.23253 | 0.31864 | 0.28502 | 0.28502 | 0.28502 | 0.51555 | 0.19243 | 0.19243 | 0.23245 | 0.31845 | 0 | 0 | 9.31e-05 | 0.00065461 | 14.5201 | 14.5201 | 14.5201 | 14.5201 | 1752151.379 | 518236.0427 | 3559909.8411 | 10036704.468 | 0 | 15867001.7308 | 1091011.3642 | 150.5987 | 44.5405 | 159.2049 | 107.4539 | 1055378.9489
694 | ROX | 1 | 2041 | 2039 | 0.15075 | 0.044584 | 0.23963 | 0.56503 | 140.5951 | 140.5951 | 110.0005 | 91.9941 | 120286.9037 | 35573.9172 | 244383.5933 | 689015.7622 | 1586.9207 | 112180984.4867 | 70690.9847 | 83.15 | 43712.9859 | 0.0011761 | -3.9853 | -3.9853 | -7.22 | -4.2526 | 14.4326 | 14.4326 | 14.4326 | 14.4326 | 1738823.8658 | 514268.2445 | 3532774.7509 | 9960259.1099 | 130.1478 | 130.1478 | 102.7879 | 81.8142 | 126.1625 | 126.1625 | 95.5679 | 77.5615 | 16911745.7613 | 5001517.4132 | 26882306.6549 | 63385414.6573 | 0.9693 | 0.9693 | 0.92968 | 0.94794 | 1.4383 | 1.4383 | 1.4333 | 1.0224 | 0.9693 | 0.9693 | 0.92961 | 0.94789 | 0.19243 | 0.19243 | 0.23253 | 0.31864 | 0.28502 | 0.28502 | 0.28502 | 0.51555 | 0.19243 | 0.19243 | 0.23245 | 0.31845 | 0 | 0 | 9.31e-05 | 0.00065461 | 14.4326 | 14.4326 | 14.4326 | 14.4326 | 1738823.8658 | 514268.2445 | 3532774.7509 | 9960259.1099 | 0 | 15746125.9712 | 1089260.1765 | 150.3586 | 44.4674 | 158.9487 | 107.2816 | 1053686.2593
716 | ROX | 1 | 2042 | 2040 | 0.15079 | 0.044592 | 0.23964 | 0.56498 | 140.5021 | 140.5021 | 109.9099 | 91.905 | 120094.5193 | 35515.4081 | 243989.1865 | 687907.4126 | 1587.0733 | 111902518.3657 | 70508.7284 | 83.15 | 44060.5255 | 0.0011791 | -3.9953 | -3.9953 | -7.2277 | -4.2589 | 14.3497 | 14.3497 | 14.3497 | 14.3497 | 1726083.5963 | 510475.8128 | 3506836.5598 | 9887184.455 | 130.1478 | 130.1478 | 102.7879 | 81.8142 | 126.1524 | 126.1524 | 95.5602 | 77.5553 | 16873537.2089 | 4989990.907 | 26816825.167 | 63222165.0828 | 0.96922 | 0.96922 | 0.92961 | 0.94787 | 1.438 | 1.438 | 1.433 | 1.0222 | 0.96922 | 0.96922 | 0.92954 | 0.94781 | 0.19243 | 0.19243 | 0.23253 | 0.31864 | 0.28502 | 0.28502 | 0.28502 | 0.51555 | 0.19243 | 0.19243 | 0.23245 | 0.31845 | 0 | 0 | 9.31e-05 | 0.00065461 | 14.3497 | 14.3497 | 14.3497 | 14.3497 | 1726083.5963 | 510475.8128 | 3506836.5598 | 9887184.455 | 0 | 15630580.424 | 1087506.5265 | 150.1181 | 44.3943 | 158.6922 | 107.109 | 1051991.1184
738 | ROX | 1 | 2043 | 2041 | 0.15082 | 0.0446 | 0.23966 | 0.56493 | 140.4136 | 140.4136 | 109.8237 | 91.8203 | 119901.8238 | 35456.8935 | 243594.3434 | 686797.6363 | 1587.2851 | 111628909.2991 | 70326.9419 | 83.15 | 44410.8282 | 0.0011821 | -4.0054 | -4.0054 | -7.2354 | -4.2651 | 14.2713 | 14.2713 | 14.2713 | 14.2713 | 1713899.8179 | 506849.5361 | 3482032.5252 | 9817303.8695 | 130.1478 | 130.1478 | 102.7879 | 81.8142 | 126.1423 | 126.1423 | 95.5525 | 77.5491 | 16835845.4752 | 4978629.6918 | 26752436.1804 | 63061997.9517 | 0.96915 | 0.96915 | 0.92953 | 0.94779 | 1.4377 | 1.4377 | 1.4327 | 1.022 | 0.96915 | 0.96915 | 0.92946 | 0.94773 | 0.19243 | 0.19243 | 0.23253 | 0.31864 | 0.28502 | 0.28502 | 0.28502 | 0.51555 | 0.19243 | 0.19243 | 0.23245 | 0.31845 | 0 | 0 | 9.31e-05 | 0.00065461 | 14.2713 | 14.2713 | 14.2713 | 14.2713 | 1713899.8179 | 506849.5361 | 3482032.5252 | 9817303.8695 | 0 | 15520085.7487 | 1085750.6969 | 149.8773 | 44.3211 | 158.4353 | 106.9362 | 1050293.8034
760 | ROX | 1 | 2044 | 2042 | 0.15085 | 0.044607 | 0.23967 | 0.56488 | 140.3292 | 140.3292 | 109.7417 | 91.7398 | 119708.8505 | 35398.379 | 243199.1216 | 685686.6058 | 1587.5533 | 111359917.3641 | 70145.6242 | 83.15 | 44763.916 | 0.0011852 | -4.0155 | -4.0155 | -7.2432 | -4.2714 | 14.197 | 14.197 | 14.197 | 14.197 | 1702243.3372 | 503380.6727 | 3458303.0924 | 9750449.6883 | 130.1478 | 130.1478 | 102.7879 | 81.8142 | 126.1322 | 126.1322 | 95.5447 | 77.5428 | 16798645.8109 | 4967425.7862 | 26689085.9825 | 62904759.7844 | 0.96907 | 0.96907 | 0.92946 | 0.94772 | 1.4374 | 1.4374 | 1.4324 | 1.0218 | 0.96907 | 0.96907 | 0.92939 | 0.94766 | 0.19243 | 0.19243 | 0.23253 | 0.31864 | 0.28502 | 0.28502 | 0.28502 | 0.51555 | 0.19243 | 0.19243 | 0.23245 | 0.31845 | 0 | 0 | 9.31e-05 | 0.00065461 | 14.197 | 14.197 | 14.197 | 14.197 | 1702243.3372 | 503380.6727 | 3458303.0924 | 9750449.6883 | 0 | 15414376.7905 | 1083992.9568 | 149.6361 | 44.248 | 158.1783 | 106.7632 | 1048594.5778
782 | ROX | 1 | 2045 | 2043 | 0.15088 | 0.044614 | 0.23967 | 0.56483 | 140.2487 | 140.2487 | 109.6636 | 91.6632 | 119515.6311 | 35339.8696 | 242803.5759 | 684574.4853 | 1587.875 | 111095314.8753 | 69964.7739 | 83.15 | 45119.811 | 0.0011882 | -4.0257 | -4.0257 | -7.2509 | -4.2776 | 14.1267 | 14.1267 | 14.1267 | 14.1267 | 1691086.442 | 500060.9271 | 3435591.7341 | 9686462.7633 | 130.1478 | 130.1478 | 102.7879 | 81.8142 | 126.1221 | 126.1221 | 95.537 | 77.5366 | 16761914.7309 | 4956371.6167 | 26626723.6016 | 62750304.926 | 0.96899 | 0.96899 | 0.92938 | 0.94764 | 1.4371 | 1.4371 | 1.4321 | 1.0215 | 0.96899 | 0.96899 | 0.92931 | 0.94758 | 0.19243 | 0.19243 | 0.23253 | 0.31864 | 0.28502 | 0.28502 | 0.28502 | 0.51555 | 0.19243 | 0.19243 | 0.23245 | 0.31845 | 0 | 0 | 9.31e-05 | 0.00065461 | 14.1267 | 14.1267 | 14.1267 | 14.1267 | 1691086.442 | 500060.9271 | 3435591.7341 | 9686462.7633 | 0 | 15313201.8665 | 1082233.5619 | 149.3945 | 44.1748 | 157.921 | 106.59 | 1046893.6923
804 | ROX | 1 | 2046 | 2044 | 0.15091 | 0.04462 | 0.23968 | 0.56479 | 140.172 | 140.172 | 109.5893 | 91.5904 | 119322.1957 | 35281.3704 | 242407.7586 | 683461.4308 | 1588.2475 | 110834885.7576 | 69784.3899 | 83.15 | 45478.5356 | 0.0011913 | -4.0359 | -4.0359 | -7.2587 | -4.2839 | 14.0601 | 14.0601 | 14.0601 | 14.0601 | 1680402.8265 | 496882.4271 | 3413844.7967 | 9625192.0326 | 130.1478 | 130.1478 | 102.7879 | 81.8142 | 126.1119 | 126.1119 | 95.5292 | 77.5303 | 16725629.9489 | 4945459.9966 | 26565300.666 | 62598495.1461 | 0.96891 | 0.96891 | 0.92931 | 0.94756 | 1.4368 | 1.4368 | 1.4318 | 1.0213 | 0.96891 | 0.96891 | 0.92924 | 0.9475 | 0.19243 | 0.19243 | 0.23253 | 0.31864 | 0.28502 | 0.28502 | 0.28502 | 0.51555 | 0.19243 | 0.19243 | 0.23245 | 0.31845 | 0 | 0 | 9.31e-05 | 0.00065461 | 14.0601 | 14.0601 | 14.0601 | 14.0601 | 1680402.8265 | 496882.4271 | 3413844.7967 | 9625192.0326 | 0 | 15216322.0828 | 1080472.7555 | 149.1527 | 44.1017 | 157.6636 | 106.4167 | 1045191.3851
826 | ROX | 1 | 2047 | 2045 | 0.15093 | 0.044626 | 0.23969 | 0.56475 | 140.0988 | 140.0988 | 109.5185 | 91.5211 | 119128.5731 | 35222.8859 | 242011.7192 | 682347.5905 | 1588.6684 | 110578424.9607 | 69604.4709 | 83.15 | 45840.1122 | 0.0011944 | -4.0461 | -4.0461 | -7.2665 | -4.2902 | 13.9971 | 13.9971 | 13.9971 | 13.9971 | 1670167.521 | 493837.7023 | 3393011.3571 | 9566494.1167 | 130.1478 | 130.1478 | 102.7879 | 81.8142 | 126.1017 | 126.1017 | 95.5214 | 77.524 | 16689770.3168 | 4934684.1065 | 26504771.2732 | 62449199.2643 | 0.96883 | 0.96883 | 0.92923 | 0.94748 | 1.4365 | 1.4365 | 1.4315 | 1.0211 | 0.96883 | 0.96883 | 0.92916 | 0.94743 | 0.19243 | 0.19243 | 0.23253 | 0.31864 | 0.28502 | 0.28502 | 0.28502 | 0.51555 | 0.19243 | 0.19243 | 0.23245 | 0.31845 | 0 | 0 | 9.31e-05 | 0.00065461 | 13.9971 | 13.9971 | 13.9971 | 13.9971 | 1670167.521 | 493837.7023 | 3393011.3571 | 9566494.1167 | 0 | 15123510.697 | 1078710.7688 | 148.9107 | 44.0286 | 157.406 | 106.2433 | 1043487.8828
848 | ROX | 1 | 2048 | 2046 | 0.15096 | 0.044632 | 0.2397 | 0.56471 | 140.029 | 140.029 | 109.4511 | 91.4552 | 118934.7904 | 35164.4206 | 241615.5047 | 681233.1056 | 1589.1352 | 110325737.8967 | 69425.0158 | 83.15 | 46204.5634 | 0.0011975 | -4.0563 | -4.0563 | -7.2743 | -4.2965 | 13.9375 | 13.9375 | 13.9375 | 13.9375 | 1660356.8252 | 490919.664 | 3373043.0845 | 9510232.9317 | 130.1478 | 130.1478 | 102.7879 | 81.8142 | 126.0914 | 126.0914 | 95.5136 | 77.5177 | 16654315.7663 | 4924037.4754 | 26445091.8632 | 62302292.7918 | 0.96875 | 0.96875 | 0.92915 | 0.94741 | 1.4362 | 1.4362 | 1.4312 | 1.0209 | 0.96875 | 0.96875 | 0.92908 | 0.94735 | 0.19243 | 0.19243 | 0.23253 | 0.31864 | 0.28502 | 0.28502 | 0.28502 | 0.51555 | 0.19243 | 0.19243 | 0.23245 | 0.31845 | 0 | 0 | 9.31e-05 | 0.00065461 | 13.9375 | 13.9375 | 13.9375 | 13.9375 | 1660356.8252 | 490919.664 | 3373043.0845 | 9510232.9317 | 0 | 15034552.5055 | 1076947.8213 | 148.6685 | 43.9555 | 157.1483 | 106.0698 | 1041783.4007
870 | ROX | 1 | 2049 | 2047 | 0.15098 | 0.044637 | 0.23971 | 0.56468 | 139.9623 | 139.9623 | 109.3869 | 91.3924 | 118740.8736 | 35105.9787 | 241219.1598 | 680118.1098 | 1589.6456 | 110076639.9056 | 69246.0234 | 83.15 | 46571.9123 | 0.0012006 | -4.0666 | -4.0666 | -7.2821 | -4.3029 | 13.8811 | 13.8811 | 13.8811 | 13.8811 | 1650948.2437 | 488121.5858 | 3353894.1098 | 9456279.32 | 130.1478 | 130.1478 | 102.7879 | 81.8142 | 126.0812 | 126.0812 | 95.5058 | 77.5113 | 16619247.254 | 4913513.963 | 26386221.0992 | 62157657.5894 | 0.96868 | 0.96868 | 0.92908 | 0.94733 | 1.4359 | 1.4359 | 1.4309 | 1.0207 | 0.96868 | 0.96868 | 0.92901 | 0.94727 | 0.19243 | 0.19243 | 0.23253 | 0.31864 | 0.28502 | 0.28502 | 0.28502 | 0.51555 | 0.19243 | 0.19243 | 0.23245 | 0.31845 | 0 | 0 | 9.31e-05 | 0.00065461 | 13.8811 | 13.8811 | 13.8811 | 13.8811 | 1650948.2437 | 488121.5858 | 3353894.1098 | 9456279.32 | 0 | 14949243.2592 | 1075184.1219 | 148.4261 | 43.8825 | 156.8905 | 105.8962 | 1040078.1432
892 | ROX | 1 | 2050 | 2048 | 0.151 | 0.044642 | 0.23971 | 0.56464 | 139.8987 | 139.8987 | 109.3257 | 91.3327 | 118546.8471 | 35047.5641 | 240822.7272 | 679002.7305 | 1590.1975 | 109830955.7494 | 69067.4925 | 83.15 | 46942.1818 | 0.0012036 | -4.0768 | -4.0768 | -7.2899 | -4.3092 | 13.8278 | 13.8278 | 13.8278 | 13.8278 | 1641920.4254 | 485437.0847 | 3335520.9002 | 9404510.7009 | 130.1478 | 130.1478 | 102.7879 | 81.8142 | 126.0709 | 126.0709 | 95.498 | 77.505 | 16584546.708 | 4903107.7425 | 26328119.7541 | 62015181.5448 | 0.9686 | 0.9686 | 0.929 | 0.94725 | 1.4356 | 1.4356 | 1.4306 | 1.0205 | 0.9686 | 0.9686 | 0.92893 | 0.94719 | 0.19243 | 0.19243 | 0.23253 | 0.31864 | 0.28502 | 0.28502 | 0.28502 | 0.51555 | 0.19243 | 0.19243 | 0.23245 | 0.31845 | 0 | 0 | 9.31e-05 | 0.00065461 | 13.8278 | 13.8278 | 13.8278 | 13.8278 | 1641920.4254 | 485437.0847 | 3335520.9002 | 9404510.7009 | 0 | 14867389.1111 | 1073419.869 | 148.1836 | 43.8095 | 156.6327 | 105.7225 | 1038372.3048
914 | ROX | 1 | 2051 | 2049 | 0.15102 | 0.044647 | 0.23972 | 0.56461 | 139.8379 | 139.8379 | 109.2674 | 91.2759 | 118352.7345 | 34989.1806 | 240426.247 | 677887.0886 | 1590.7888 | 109588519.1365 | 68889.4219 | 83.15 | 47315.3951 | 0.0012067 | -4.0871 | -4.0871 | -7.2978 | -4.3156 | 13.7773 | 13.7773 | 13.7773 | 13.7773 | 1633253.1066 | 482860.1043 | 3317882.1435 | 9354810.7418 | 130.1478 | 130.1478 | 102.7879 | 81.8142 | 126.0606 | 126.0606 | 95.4901 | 77.4986 | 16550196.9798 | 4892813.285 | 26270750.6037 | 61874758.2681 | 0.96852 | 0.96852 | 0.92893 | 0.94717 | 1.4353 | 1.4353 | 1.4303 | 1.0202 | 0.96852 | 0.96852 | 0.92886 | 0.94712 | 0.19243 | 0.19243 | 0.23253 | 0.31864 | 0.28502 | 0.28502 | 0.28502 | 0.51555 | 0.19243 | 0.19243 | 0.23245 | 0.31845 | 0 | 0 | 9.31e-05 | 0.00065461 | 13.7773 | 13.7773 | 13.7773 | 13.7773 | 1633253.1066 | 482860.1043 | 3317882.1435 | 9354810.7418 | 0 | 14788806.0961 | 1071655.2507 | 147.9409 | 43.7365 | 156.3748 | 105.5488 | 1036666.0701
100 | SFD | 1 | 2010 | 2008 | 0.23053 | 0.010922 | 0.2172 | 0.54134 | 326.7236 | 228.7568 | 161.4781 | 128.3733 | 126529.228 | 8561.381 | 241202.7625 | 756194.3855 | 2324.7907 | 179322728.9 | 77135 | 42.212 | 39674.7577 | 0.00054725 | -9.6697 | -9.6697 | -4.46 | -3.7764 | 97.9669 | 0 | 0 | 0 | 12395670.49 | 0 | 0 | 0 | 238.4265 | 238.4265 | 165.9382 | 132.1498 | 228.7568 | 228.7568 | 161.4781 | 128.3733 | 41340087.93 | 1958473.86 | 38948967.82 | 97075199.27 | 1.0385 | 1.0385 | 1.0503 | 1.0464 | 1.0881 | 1.0881 | 1.1027 | 1.088 | 1.026 | 1.026 | 1.0292 | 1.0215 | 0.13184 | 0.13184 | 0.15243 | 0.19071 | 0.14118 | 0.14118 | 0.16158 | 0.1882 | 0.12632 | 0.12632 | 0.1433 | 0.18783 | 0.19522 | 0.19522 | 0.27828 | 0.3706 | 102.041 | 0 | 0 | 0 | 12911165.07 | 0 | 0 | 0 | 3874860.883 | 12911165.07 | 1132487.757 | 158.1615 | 10.7017 | 156.8798 | 117.7414 | 1123926.376
101 | SFD | 1 | 2011 | 2009 | 0.36157 | 0.019787 | 0.21302 | 0.40563 | 218.7117 | 122.016 | 67.8785 | 41.1616 | 123700.488 | 12134.686 | 234826.004 | 737376.226 | 963.1802 | 74826576.75 | 77687 | 20.806 | 38760.7389 | 0.00026782 | 26.3837 | 26.3837 | 8.4363 | 3.4295 | 96.6958 | 0 | 0 | 0 | 11961314.4 | 0 | 0 | 0 | 95.6322 | 95.6322 | 59.4423 | 37.732 | 122.016 | 122.016 | 67.8785 | 41.1616 | 27054747.02 | 1480625.246 | 15939641.01 | 30351563.48 | 1.0385 | 1.0385 | 1.0503 | 1.0464 | 1.0881 | 1.0881 | 1.1027 | 1.088 | 1.026 | 1.026 | 1.0292 | 1.0215 | 0.13184 | 0.13184 | 0.15243 | 0.19071 | 0.14118 | 0.14118 | 0.16158 | 0.1882 | 0.12632 | 0.12632 | 0.1433 | 0.18783 | 0.19522 | 0.19522 | 0.27828 | 0.3706 | 103.0186 | 0 | 0 | 0 | 12743446.61 | 0 | 0 | 0 | 1214119.7441 | 12743446.61 | 1108037.404 | 154.6256 | 15.1684 | 152.7324 | 114.8114 | 1095902.718
102 | SFD | 1 | 2012 | 2010 | 0.25381 | 0.014395 | 0.20146 | 0.53034 | 195.3776 | 101.1083 | 80.1531 | 67.146 | 126889.926 | 13907.131 | 245505.843 | 771495.534 | 1248.1594 | 97678454.72 | 78258 | 20.92 | 38550.4155 | 0.00026732 | 12.5776 | 12.5776 | 6.6546 | 2.1813 | 94.2693 | 0 | 0 | 0 | 11961822.03 | 0 | 0 | 0 | 88.5306 | 88.5306 | 73.4985 | 64.9647 | 101.1083 | 101.1083 | 80.1531 | 67.146 | 24791443.87 | 1406126.06 | 19678047.53 | 51802837.26 | 1.0385 | 1.0385 | 1.0503 | 1.0464 | 1.0881 | 1.0881 | 1.1027 | 1.088 | 1.026 | 1.026 | 1.0292 | 1.0215 | 0.13184 | 0.13184 | 0.15243 | 0.19071 | 0.14118 | 0.14118 | 0.16158 | 0.1882 | 0.12632 | 0.12632 | 0.1433 | 0.18783 | 0.19522 | 0.19522 | 0.27828 | 0.3706 | 103.8912 | 0 | 0 | 0 | 13182748.06 | 0 | 0 | 0 | 1818747.5712 | 13182748.06 | 1157798.434 | 158.6124 | 17.3839 | 159.6786 | 120.1239 | 1143891.303
103 | SFD | 1 | 2013 | 2011 | 0.27157 | 0.013556 | 0.1897 | 0.52517 | 179.5149 | 90.7552 | 65.7734 | 57.6405 | 129302.52 | 12766.584 | 246505.158 | 778740.57 | 1087.0562 | 85470879.59 | 78626 | 21.338 | 36280.1331 | 0.00027139 | 2.7608 | 2.7608 | 5.7399 | 5.2623 | 88.7598 | 0 | 0 | 0 | 11476863.87 | 0 | 0 | 0 | 87.9943 | 87.9943 | 60.0335 | 52.3782 | 90.7552 | 90.7552 | 65.7734 | 57.6405 | 23211734.46 | 1158633.344 | 16213492.45 | 44887019.34 | 1.0385 | 1.0385 | 1.0503 | 1.0464 | 1.0881 | 1.0881 | 1.1027 | 1.088 | 1.026 | 1.026 | 1.0292 | 1.0215 | 0.13184 | 0.13184 | 0.15243 | 0.19071 | 0.14118 | 0.14118 | 0.16158 | 0.1882 | 0.12632 | 0.12632 | 0.1433 | 0.18783 | 0.19522 | 0.19522 | 0.27828 | 0.3706 | 103.6997 | 0 | 0 | 0 | 13408637.85 | 0 | 0 | 0 | 1525566.9714 | 13408637.85 | 1167314.832 | 161.6282 | 15.9582 | 160.3286 | 121.2519 | 1154548.248
104 | SFD | 1 | 2014 | 2012 | 0.22414 | 0.01195 | 0.20319 | 0.56072 | 221.0643 | 121.7615 | 104.7659 | 91.4385 | 128091.04 | 12398.542 | 245023.516 | 774715.659 | 1600.697 | 126335013 | 78925 | 21.242 | 36413.7243 | 0.00026914 | -4.86 | -4.86 | -6.1164 | -4.5601 | 99.3028 | 0 | 0 | 0 | 12719800.82 | 0 | 0 | 0 | 126.6215 | 126.6215 | 110.8824 | 95.9986 | 121.7615 | 121.7615 | 104.7659 | 91.4385 | 28316361.25 | 1509665.387 | 25670114.15 | 70838872.21 | 1.0385 | 1.0385 | 1.0503 | 1.0464 | 1.0881 | 1.0881 | 1.1027 | 1.088 | 1.026 | 1.026 | 1.0292 | 1.0215 | 0.13184 | 0.13184 | 0.15243 | 0.19071 | 0.14118 | 0.14118 | 0.16158 | 0.1882 | 0.12632 | 0.12632 | 0.1433 | 0.18783 | 0.19522 | 0.19522 | 0.27828 | 0.3706 | 108.015 | 0 | 0 | 0 | 13835748.88 | 0 | 0 | 0 | 2699980.371 | 13835748.88 | 1160228.757 | 160.1138 | 15.4982 | 159.3649 | 120.6252 | 1147830.215
105 | SFD | 1 | 2015 | 2013 | 0.24489 | 0.008213 | 0.18489 | 0.56201 | 205.5189 | 85.4501 | 82.6963 | 78.889 | 132007.595 | 10648.043 | 247684.719 | 789243.719 | 1399.4395 | 110785232.4 | 79164 | 19.836 | 37619.9858 | 0.00025057 | 5.2944 | 5.2944 | 7.9357 | 4.3685 | 120.0688 | 0 | 0 | 0 | 15849996.41 | 0 | 0 | 0 | 80.1558 | 80.1558 | 74.7606 | 74.5206 | 85.4501 | 85.4501 | 82.6963 | 78.889 | 27130061.13 | 909876.5425 | 20482612.46 | 62262682.29 | 1.0385 | 1.0385 | 1.0503 | 1.0464 | 1.0881 | 1.0881 | 1.1027 | 1.088 | 1.026 | 1.026 | 1.0292 | 1.0215 | 0.13184 | 0.13184 | 0.15243 | 0.19071 | 0.14118 | 0.14118 | 0.16158 | 0.1882 | 0.12632 | 0.12632 | 0.1433 | 0.18783 | 0.19522 | 0.19522 | 0.27828 | 0.3706 | 124.8712 | 0 | 0 | 0 | 16483940.53 | 0 | 0 | 0 | 2018689.6627 | 16483940.53 | 1179584.076 | 165.0095 | 13.3101 | 161.0958 | 122.8873 | 1168936.033
106 | SFD | 1 | 2016 | 2014 | 0.26493 | 0.0088725 | 0.18362 | 0.54258 | 210.6355 | 96.7015 | 77.7473 | 71.5472 | 136658.979 | 9969.184 | 256615.727 | 823976.71 | 1363.3346 | 108653681.4 | 79697 | 17.762 | 37162.6458 | 0.00022287 | 5.519 | 5.519 | 5.2288 | 3.9141 | 113.934 | 0 | 0 | 0 | 15570103.55 | 0 | 0 | 0 | 91.1825 | 91.1825 | 72.5184 | 67.6331 | 96.7015 | 96.7015 | 77.7473 | 71.5472 | 28785233.97 | 964035.2045 | 19951170.16 | 58953242.11 | 1.0385 | 1.0385 | 1.0503 | 1.0464 | 1.0881 | 1.0881 | 1.1027 | 1.088 | 1.026 | 1.026 | 1.0292 | 1.0215 | 0.13184 | 0.13184 | 0.15243 | 0.19071 | 0.14118 | 0.14118 | 0.16158 | 0.1882 | 0.12632 | 0.12632 | 0.1433 | 0.18783 | 0.19522 | 0.19522 | 0.27828 | 0.3706 | 138.7734 | 0 | 0 | 0 | 18964637.66 | 0 | 0 | 0 | 1985572.6353 | 18964637.66 | 1227220.6 | 170.8237 | 12.4615 | 166.9045 | 128.2953 | 1217251.416
107 | SFD | 1 | 2017 | 2015 | 0.26388 | 0.006901 | 0.17119 | 0.55802 | 213.4226 | 76.566 | 73.3328 | 74.8403 | 138854.418 | 10122.116 | 262171.098 | 837355.898 | 1399.5063 | 112303383.6 | 80245 | 17.272 | 37243.0852 | 0.00021524 | 3.4493 | 3.4493 | 1.8024 | 0.98075 | 136.8566 | 0 | 0 | 0 | 19003141.2 | 0 | 0 | 0 | 73.1167 | 73.1167 | 71.5305 | 73.8595 | 76.566 | 76.566 | 73.3328 | 74.8403 | 29634667.01 | 775009.8198 | 19225749.5 | 62667957.27 | 1.0385 | 1.0385 | 1.0503 | 1.0464 | 1.0881 | 1.0881 | 1.1027 | 1.088 | 1.026 | 1.026 | 1.0292 | 1.0215 | 0.13184 | 0.13184 | 0.15243 | 0.19071 | 0.14118 | 0.14118 | 0.16158 | 0.1882 | 0.12632 | 0.12632 | 0.1433 | 0.18783 | 0.19522 | 0.19522 | 0.27828 | 0.3706 | 147.0038 | 0 | 0 | 0 | 20412131.84 | 0 | 0 | 0 | 2086347.4623 | 20412131.84 | 1248503.53 | 173.568 | 12.6526 | 170.5178 | 130.3785 | 1238381.414
108 | SFD | 1 | 2018 | 2016 | 0.30146 | 0.0089181 | 0.16463 | 0.525 | 222.6689 | 83.6407 | 64.8379 | 63.614 | 135370.806 | 10661.287 | 253876.605 | 825201.139 | 1239.2295 | 99989711.15 | 80687 | 21.284 | 36783.9863 | 0.00026378 | 8.2541 | 8.2541 | 2.5214 | 2.5636 | 139.0281 | 0 | 0 | 0 | 18820352.23 | 0 | 0 | 0 | 75.3866 | 75.3866 | 62.3165 | 61.0504 | 83.6407 | 83.6407 | 64.8379 | 63.614 | 30142863.36 | 891717.6774 | 16460813.4 | 52494316.71 | 1.0385 | 1.0385 | 1.0503 | 1.0464 | 1.0881 | 1.0881 | 1.1027 | 1.088 | 1.026 | 1.026 | 1.0292 | 1.0215 | 0.13184 | 0.13184 | 0.15243 | 0.19071 | 0.14118 | 0.14118 | 0.16158 | 0.1882 | 0.12632 | 0.12632 | 0.1433 | 0.18783 | 0.19522 | 0.19522 | 0.27828 | 0.3706 | 155.4178 | 0 | 0 | 0 | 21039031.66 | 0 | 0 | 0 | 1749890.8501 | 21039031.66 | 1225109.837 | 169.2135 | 13.3266 | 165.123 | 128.486 | 1214448.55
109 | SFD | 1 | 2019 | 2017 | 0.33561 | 0.016017 | 0.19331 | 0.45507 | 252.3579 | 122.5106 | 76.0547 | 54.6707 | 132713.388 | 13047.298 | 253647.467 | 830656.635 | 1226.3238 | 99793328.99 | 81376 | 22.894 | 35490.5389 | 0.00028134 | -4.5771 | -4.5771 | -0.66653 | 1.6883 | 129.8473 | 0 | 0 | 0 | 17232469.91 | 0 | 0 | 0 | 127.0877 | 127.0877 | 76.7212 | 52.9823 | 122.5106 | 122.5106 | 76.0547 | 54.6707 | 33491268.7 | 1598432.503 | 19291085.46 | 45412542.33 | 1.0385 | 1.0385 | 1.0503 | 1.0464 | 1.0881 | 1.0881 | 1.1027 | 1.088 | 1.026 | 1.026 | 1.0292 | 1.0215 | 0.13184 | 0.13184 | 0.15243 | 0.19071 | 0.14118 | 0.14118 | 0.16158 | 0.1882 | 0.12632 | 0.12632 | 0.1433 | 0.18783 | 0.19522 | 0.19522 | 0.27828 | 0.3706 | 150.6425 | 0 | 0 | 0 | 19992279.85 | 0 | 0 | 0 | 1820256.6738 | 19992279.85 | 1230064.788 | 165.8917 | 16.3091 | 164.974 | 129.3354 | 1217017.49
226 | SFD | 1 | 2020 | 2018 | 0.25546 | 0.013206 | 0.20345 | 0.52788 | 283.9805 | 135.1623 | 107.955 | 85.6133 | 129295.2286 | 12639.5145 | 243806.3022 | 797655.764 | 1586.1644 | 129367020.5233 | 81559.6531 | 22.894 | 35808.4207 | 0.0002807 | 5.0146 | 5.0146 | 5.1671 | 3.7991 | 148.8182 | 0 | 0 | 0 | 15572713.4008 | 0 | 0 | 0 | 130.1478 | 130.1478 | 102.7879 | 81.8142 | 135.1623 | 135.1623 | 107.955 | 85.6133 | 33048558.7913 | 1708386.3356 | 26320114.2993 | 68289961.0971 | 1.0351 | 1.0351 | 1.045 | 1.041 | 1.0845 | 1.0845 | 1.0972 | 1.0824 | 1.0225 | 1.0225 | 1.024 | 1.0162 | 0.13184 | 0.13184 | 0.15243 | 0.19071 | 0.14118 | 0.14118 | 0.16158 | 0.1882 | 0.12632 | 0.12632 | 0.1433 | 0.18783 | 0.19522 | 0.19522 | 0.27828 | 0.3706 | 158.4848 | 0 | 0 | 0 | 21033056.8885 | 0 | 0 | 0 | 2177058.0353 | 21033056.8885 | 1183396.8094 | 161.619 | 15.7994 | 158.5732 | 124.1971 | 1170757.2949
248 | SFD | 1 | 2021 | 2019 | 0.2732 | 0.012887 | 0.19861 | 0.51531 | 276.094 | 134.7098 | 107.4105 | 85.1712 | 129872.2455 | 12665.4585 | 244800.0558 | 800996.5599 | 1619.5836 | 132390790.9661 | 81743.7207 | 22.894 | 36129.1498 | 0.00028007 | 4.562 | 4.562 | 4.6226 | 3.357 | 141.3843 | 0 | 0 | 0 | 18673666.8741 | 0 | 0 | 0 | 130.1478 | 130.1478 | 102.7879 | 81.8142 | 134.7098 | 134.7098 | 107.4105 | 85.1712 | 36168728.1765 | 1706161.0986 | 26294100.038 | 68221801.653 | 1.0357 | 1.0357 | 1.0455 | 1.0416 | 1.0851 | 1.0851 | 1.0978 | 1.083 | 1.0231 | 1.0231 | 1.0246 | 1.0168 | 0.13184 | 0.13184 | 0.15243 | 0.19071 | 0.14118 | 0.14118 | 0.16158 | 0.1882 | 0.12632 | 0.12632 | 0.1433 | 0.18783 | 0.19522 | 0.19522 | 0.27828 | 0.3706 | 148.8182 | 0 | 0 | 0 | 19241480.9216 | 0 | 0 | 0 | 2216796.474 | 19241480.9216 | 1188334.3197 | 162.3403 | 15.8318 | 159.2195 | 124.7173 | 1175668.8612
270 | SFD | 1 | 2022 | 2020 | 0.26875 | 0.012946 | 0.19982 | 0.51849 | 271.3127 | 134.7879 | 107.4674 | 85.2175 | 130376.0974 | 12689.3632 | 245651.8477 | 803849.2961 | 1612.6201 | 132119064.7999 | 81928.2037 | 22.894 | 36452.7516 | 0.00027944 | 4.6402 | 4.6402 | 4.6795 | 3.4033 | 136.5247 | 0 | 0 | 0 | 17933944.8963 | 0 | 0 | 0 | 130.1478 | 130.1478 | 102.7879 | 81.8142 | 134.7879 | 134.7879 | 107.4674 | 85.2175 | 35507069.3192 | 1710373.0182 | 26399572.627 | 68502049.8354 | 1.0362 | 1.0362 | 1.046 | 1.0421 | 1.0857 | 1.0857 | 1.0983 | 1.0835 | 1.0236 | 1.0236 | 1.025 | 1.0172 | 0.13184 | 0.13184 | 0.15243 | 0.19071 | 0.14118 | 0.14118 | 0.16158 | 0.1882 | 0.12632 | 0.12632 | 0.1433 | 0.18783 | 0.19522 | 0.19522 | 0.27828 | 0.3706 | 141.3843 | 0 | 0 | 0 | 18361891.6695 | 0 | 0 | 0 | 2250990.6966 | 18361891.6695 | 1192566.6044 | 162.9701 | 15.8617 | 159.7736 | 125.1614 | 1179877.2412
292 | SFD | 1 | 2023 | 2021 | 0.26734 | 0.012966 | 0.2002 | 0.5195 | 269.5308 | 134.8559 | 107.516 | 85.257 | 130814.4 | 12726.145 | 246454.1906 | 806490.5796 | 1611.8827 | 132356694.1725 | 82113.103 | 22.894 | 36779.2518 | 0.0002788 | 4.7082 | 4.7082 | 4.7282 | 3.4428 | 134.6749 | 0 | 0 | 0 | 17742670.5906 | 0 | 0 | 0 | 130.1478 | 130.1478 | 102.7879 | 81.8142 | 134.8559 | 134.8559 | 107.516 | 85.257 | 35383765.674 | 1716195.8839 | 26497778.9539 | 68758953.6607 | 1.0366 | 1.0366 | 1.0464 | 1.0425 | 1.0861 | 1.0861 | 1.0987 | 1.084 | 1.0241 | 1.0241 | 1.0255 | 1.0177 | 0.13184 | 0.13184 | 0.15243 | 0.19071 | 0.14118 | 0.14118 | 0.16158 | 0.1882 | 0.12632 | 0.12632 | 0.1433 | 0.18783 | 0.19522 | 0.19522 | 0.27828 | 0.3706 | 136.5247 | 0 | 0 | 0 | 17799563.8151 | 0 | 0 | 0 | 2282555.7915 | 17799563.8151 | 1196485.3153 | 163.518 | 15.9077 | 160.2954 | 125.5727 | 1183759.1702
314 | SFD | 1 | 2024 | 2022 | 0.14976 | 0.013588 | 0.22714 | 0.60952 | 149.7499 | 149.7499 | 122.3967 | 100.1284 | 132613.9764 | 12032.6693 | 246088.3275 | 807243.0121 | 1611.3216 | 132609218.4344 | 82298.4196 | 22.894 | 37108.6764 | 0.00027818 | 4.7671 | 4.7671 | 4.7738 | 3.4792 | 14.835 | 14.835 | 14.835 | 14.835 | 1940637.7207 | 188792.9549 | 3656159.4038 | 11964325.3364 | 130.1478 | 130.1478 | 102.7879 | 81.8142 | 134.9148 | 134.9148 | 107.5617 | 85.2934 | 19858929.0133 | 1801890.9643 | 30120408.9489 | 80827989.5078 | 1.0385 | 1.0385 | 1.0462 | 1.0427 | 1.0881 | 1.0881 | 1.0985 | 1.0841 | 1.0259 | 1.0259 | 1.0253 | 1.0178 | 0.13184 | 0.13184 | 0.15243 | 0.19071 | 0.14118 | 0.14118 | 0.16158 | 0.1882 | 0.12632 | 0.12632 | 0.1433 | 0.18783 | 0.19522 | 0.19522 | 0.27828 | 0.3706 | 14.835 | 14.835 | 14.835 | 14.835 | 1940637.7207 | 188792.9549 | 3656159.4038 | 11964325.3364 | 2304847.2837 | 17749915.4158 | 1197977.9853 | 165.7675 | 15.0408 | 160.0574 | 125.6898 | 1185945.316
336 | SFD | 1 | 2025 | 2023 | 0.15001 | 0.013611 | 0.22706 | 0.60932 | 149.8455 | 149.8455 | 122.2303 | 99.9931 | 133066.4708 | 12073.8011 | 246909.9583 | 809947.2422 | 1611.4326 | 132917651.6413 | 82484.1545 | 22.894 | 37441.0515 | 0.00027755 | 5.0084 | 5.0084 | 4.753 | 3.4896 | 14.6894 | 14.6894 | 14.6894 | 14.6894 | 1948016.6153 | 176752.4087 | 3614884.0704 | 11857896.4527 | 130.1478 | 130.1478 | 102.7879 | 81.8142 | 135.1561 | 135.1561 | 107.5409 | 85.3037 | 19939412.2013 | 1809204.7903 | 30179881.1302 | 80989153.5196 | 1.0389 | 1.0389 | 1.0467 | 1.0431 | 1.0886 | 1.0886 | 1.099 | 1.0846 | 1.0264 | 1.0264 | 1.0257 | 1.0182 | 0.13184 | 0.13184 | 0.15243 | 0.19071 | 0.14118 | 0.14118 | 0.16158 | 0.1882 | 0.12632 | 0.12632 | 0.1433 | 0.18783 | 0.19522 | 0.19522 | 0.27828 | 0.3706 | 14.6894 | 14.6894 | 14.6894 | 14.6894 | 1948016.6153 | 176752.4087 | 3614884.0704 | 11857896.4527 | 2337369.179 | 17597549.5471 | 1201997.4723 | 166.3331 | 15.0923 | 160.5918 | 126.1109 | 1189923.6713
358 | SFD | 1 | 2026 | 2024 | 0.15008 | 0.013616 | 0.22709 | 0.60921 | 149.7301 | 149.7301 | 122.1016 | 99.8549 | 133518.2553 | 12113.532 | 247741.4392 | 812683.7756 | 1611.2863 | 133205537.4362 | 82670.3085 | 22.894 | 37776.4038 | 0.00027692 | 5.0683 | 5.0683 | 4.7997 | 3.5267 | 14.514 | 14.514 | 14.514 | 14.514 | 1931326.3469 | 175239.1115 | 3583650.3745 | 11755571.7773 | 130.1478 | 130.1478 | 102.7879 | 81.8142 | 135.2161 | 135.2161 | 107.5876 | 85.3409 | 19991698.3956 | 1813760.053 | 30249628.3617 | 81150450.6258 | 1.0394 | 1.0394 | 1.0472 | 1.0436 | 1.089 | 1.089 | 1.0995 | 1.0851 | 1.0268 | 1.0268 | 1.0262 | 1.0187 | 0.13184 | 0.13184 | 0.15243 | 0.19071 | 0.14118 | 0.14118 | 0.16158 | 0.1882 | 0.12632 | 0.12632 | 0.1433 | 0.18783 | 0.19522 | 0.19522 | 0.27828 | 0.3706 | 14.514 | 14.514 | 14.514 | 14.514 | 1931326.3469 | 175239.1115 | 3583650.3745 | 11755571.7773 | 2370306.073 | 17445787.6102 | 1206057.0022 | 166.8978 | 15.1419 | 161.1326 | 126.537 | 1193943.4702
380 | SFD | 1 | 2027 | 2025 | 0.15009 | 0.013617 | 0.22709 | 0.6092 | 149.77 | 149.77 | 122.1289 | 99.8726 | 133948.6775 | 12152.7447 | 248539.3868 | 815301.9436 | 1613.1646 | 133661793.1331 | 82856.8827 | 22.894 | 38114.7596 | 0.0002763 | 5.128 | 5.128 | 4.8468 | 3.5642 | 14.4942 | 14.4942 | 14.4942 | 14.4942 | 1935244.3271 | 175576.3209 | 3590821.4476 | 11779225.7137 | 130.1478 | 130.1478 | 102.7879 | 81.8142 | 135.2758 | 135.2758 | 107.6347 | 85.3784 | 20061491.9659 | 1820116.4448 | 30353852.3893 | 81426332.333 | 1.0398 | 1.0398 | 1.0476 | 1.044 | 1.0895 | 1.0895 | 1.0999 | 1.0855 | 1.0273 | 1.0273 | 1.0266 | 1.0191 | 0.13184 | 0.13184 | 0.15243 | 0.19071 | 0.14118 | 0.14118 | 0.16158 | 0.1882 | 0.12632 | 0.12632 | 0.1433 | 0.18783 | 0.19522 | 0.19522 | 0.27828 | 0.3706 | 14.4942 | 14.4942 | 14.4942 | 14.4942 | 1935244.3271 | 175576.3209 | 3590821.4476 | 11779225.7137 | 2401907.9662 | 17480867.8093 | 1209942.7525 | 167.4358 | 15.1909 | 161.6516 | 126.9446 | 1197790.0078
402 | SFD | 1 | 2028 | 2026 | 0.15005 | 0.013615 | 0.22708 | 0.60925 | 149.9339 | 149.9339 | 122.2812 | 100.0156 | 134362.0319 | 12191.562 | 249310.6707 | 817825.7889 | 1616.6715 | 134254671.6158 | 83043.8779 | 22.894 | 38456.1461 | 0.00027567 | 5.1847 | 5.1847 | 4.8919 | 3.5999 | 14.6014 | 14.6014 | 14.6014 | 14.6014 | 1955842.5153 | 177447.4766 | 3629030.9737 | 11904575.9486 | 130.1478 | 130.1478 | 102.7879 | 81.8142 | 135.3325 | 135.3325 | 107.6798 | 85.4141 | 20145421.0881 | 1827928.2285 | 30486011.0725 | 81795311.2268 | 1.0403 | 1.0403 | 1.048 | 1.0444 | 1.0899 | 1.0899 | 1.1004 | 1.0859 | 1.0277 | 1.0277 | 1.027 | 1.0195 | 0.13184 | 0.13184 | 0.15243 | 0.19071 | 0.14118 | 0.14118 | 0.16158 | 0.1882 | 0.12632 | 0.12632 | 0.1433 | 0.18783 | 0.19522 | 0.19522 | 0.27828 | 0.3706 | 14.6014 | 14.6014 | 14.6014 | 14.6014 | 1955842.5153 | 177447.4766 | 3629030.9737 | 11904575.9486 | 2432454.2065 | 17666896.9142 | 1213690.0536 | 167.9525 | 15.2395 | 162.1533 | 127.3376 | 1201498.4915
424 | SFD | 1 | 2029 | 2027 | 0.15006 | 0.013616 | 0.22708 | 0.60924 | 149.9697 | 149.9697 | 122.3062 | 100.0315 | 134795.4441 | 12231.0307 | 250114.2412 | 820462.372 | 1618.5274 | 134712127.6989 | 83231.2951 | 22.894 | 38800.5903 | 0.00027505 | 5.239 | 5.239 | 4.9353 | 3.6343 | 14.583 | 14.583 | 14.583 | 14.583 | 1959400.1983 | 177789.4301 | 3635695.0763 | 11926345.4912 | 130.1478 | 130.1478 | 102.7879 | 81.8142 | 135.3867 | 135.3867 | 107.7232 | 85.4485 | 20215236.6012 | 1834284.3954 | 30590525.2067 | 82072081.4956 | 1.0407 | 1.0407 | 1.0485 | 1.0449 | 1.0904 | 1.0904 | 1.1008 | 1.0864 | 1.0281 | 1.0281 | 1.0274 | 1.0199 | 0.13184 | 0.13184 | 0.15243 | 0.19071 | 0.14118 | 0.14118 | 0.16158 | 0.1882 | 0.12632 | 0.12632 | 0.1433 | 0.18783 | 0.19522 | 0.19522 | 0.27828 | 0.3706 | 14.583 | 14.583 | 14.583 | 14.583 | 1959400.1983 | 177789.4301 | 3635695.0763 | 11926345.4912 | 2464449.9381 | 17699230.1959 | 1217603.088 | 168.4943 | 15.2888 | 162.6759 | 127.7481 | 1205372.0573
446 | SFD | 1 | 2030 | 2028 | 0.15007 | 0.013617 | 0.22709 | 0.60922 | 150.005 | 150.005 | 122.3299 | 100.0458 | 135230.4932 | 12270.6358 | 250920.7178 | 823108.6323 | 1620.3665 | 135169574.672 | 83419.1354 | 22.894 | 39148.1197 | 0.00027443 | 5.2958 | 5.2958 | 4.9805 | 3.6701 | 14.5615 | 14.5615 | 14.5615 | 14.5615 | 1962822.8148 | 178102.0589 | 3642036.5844 | 11947156.4699 | 130.1478 | 130.1478 | 102.7879 | 81.8142 | 135.4435 | 135.4435 | 107.7684 | 85.4843 | 20285251.097 | 1840656.806 | 30695093.9013 | 82348572.8678 | 1.0411 | 1.0411 | 1.0489 | 1.0453 | 1.0909 | 1.0909 | 1.1013 | 1.0869 | 1.0285 | 1.0285 | 1.0279 | 1.0204 | 0.13184 | 0.13184 | 0.15243 | 0.19071 | 0.14118 | 0.14118 | 0.16158 | 0.1882 | 0.12632 | 0.12632 | 0.1433 | 0.18783 | 0.19522 | 0.19522 | 0.27828 | 0.3706 | 14.5615 | 14.5615 | 14.5615 | 14.5615 | 1962822.8148 | 178102.0589 | 3642036.5844 | 11947156.4699 | 2496651.324 | 17730117.928 | 1221530.4791 | 169.0381 | 15.3383 | 163.2005 | 128.1602 | 1209259.8433
468 | SFD | 1 | 2031 | 2029 | 0.15008 | 0.013618 | 0.22709 | 0.60921 | 150.0392 | 150.0392 | 122.3524 | 100.059 | 135667.1093 | 12310.3737 | 251730.0525 | 825764.3337 | 1622.1935 | 135627381.7752 | 83607.3995 | 22.894 | 39498.7618 | 0.00027381 | 5.3526 | 5.3526 | 5.0256 | 3.706 | 14.5389 | 14.5389 | 14.5389 | 14.5389 | 1966098.3589 | 178401.1599 | 3648103.3207 | 11967068.1695 | 130.1478 | 130.1478 | 102.7879 | 81.8142 | 135.5003 | 135.5003 | 107.8135 | 85.5202 | 20355386.1265 | 1847038.7642 | 30799776.2586 | 82625180.6259 | 1.0416 | 1.0416 | 1.0493 | 1.0457 | 1.0913 | 1.0913 | 1.1018 | 1.0873 | 1.029 | 1.029 | 1.0283 | 1.0208 | 0.13184 | 0.13184 | 0.15243 | 0.19071 | 0.14118 | 0.14118 | 0.16158 | 0.1882 | 0.12632 | 0.12632 | 0.1433 | 0.18783 | 0.19522 | 0.19522 | 0.27828 | 0.3706 | 14.5389 | 14.5389 | 14.5389 | 14.5389 | 1966098.3589 | 178401.1599 | 3648103.3207 | 11967068.1695 | 2529056.0685 | 17759671.0091 | 1225471.8693 | 169.5839 | 15.388 | 163.7269 | 128.5737 | 1213161.4956
490 | SFD | 1 | 2032 | 2030 | 0.15003 | 0.013615 | 0.22706 | 0.6093 | 150.2565 | 150.2565 | 122.558 | 100.2553 | 136077.8674 | 12349.4718 | 252498.69 | 828276.4984 | 1626.4123 | 136286985.7284 | 83796.0885 | 22.894 | 39852.5445 | 0.00027319 | 5.4095 | 5.4095 | 5.0709 | 3.7418 | 14.6992 | 14.6992 | 14.6992 | 14.6992 | 1994203.6895 | 180953.1637 | 3700240.9944 | 12138109.8883 | 130.1478 | 130.1478 | 102.7879 | 81.8142 | 135.5572 | 135.5572 | 107.8587 | 85.556 | 20446578.4542 | 1855587.9029 | 30945729.8103 | 83039089.561 | 1.042 | 1.042 | 1.0497 | 1.0461 | 1.0917 | 1.0917 | 1.1022 | 1.0877 | 1.0294 | 1.0294 | 1.0287 | 1.0212 | 0.13184 | 0.13184 | 0.15243 | 0.19071 | 0.14118 | 0.14118 | 0.16158 | 0.1882 | 0.12632 | 0.12632 | 0.1433 | 0.18783 | 0.19522 | 0.19522 | 0.27828 | 0.3706 | 14.6992 | 14.6992 | 14.6992 | 14.6992 | 1994203.6895 | 180953.1637 | 3700240.9944 | 12138109.8883 | 2559791.9272 | 18013507.736 | 1229202.5277 | 170.0973 | 15.4368 | 164.2268 | 128.9648 | 1216853.0559
512 | SFD | 1 | 2033 | 2031 | 0.14994 | 0.01361 | 0.22702 | 0.60944 | 150.5609 | 150.5609 | 122.8519 | 100.5402 | 136476.6977 | 12388.3204 | 253248.8451 | 830723.0636 | 1631.7922 | 137046397.5114 | 83985.2034 | 22.894 | 40209.496 | 0.00027258 | 5.4628 | 5.4628 | 5.1137 | 3.7757 | 14.9503 | 14.9503 | 14.9503 | 14.9503 | 2034407.3283 | 184628.5253 | 3774935.5946 | 12382996.6648 | 130.1478 | 130.1478 | 102.7879 | 81.8142 | 135.6106 | 135.6106 | 107.9016 | 85.5899 | 20548052.9809 | 1865196.5297 | 31112094.4429 | 83521053.5578 | 1.0424 | 1.0424 | 1.0502 | 1.0466 | 1.0922 | 1.0922 | 1.1026 | 1.0882 | 1.0298 | 1.0298 | 1.0291 | 1.0216 | 0.13184 | 0.13184 | 0.15243 | 0.19071 | 0.14118 | 0.14118 | 0.16158 | 0.1882 | 0.12632 | 0.12632 | 0.1433 | 0.18783 | 0.19522 | 0.19522 | 0.27828 | 0.3706 | 14.9503 | 14.9503 | 14.9503 | 14.9503 | 2034407.3283 | 184628.5253 | 3774935.5946 | 12382996.6648 | 2589801.4644 | 18376968.113 | 1232836.9268 | 170.5959 | 15.4854 | 164.7147 | 129.3457 | 1220448.6064
534 | SFD | 1 | 2034 | 2032 | 0.14993 | 0.01361 | 0.22702 | 0.60944 | 150.6325 | 150.6325 | 122.9135 | 100.593 | 136911.4453 | 12428.2693 | 254056.4664 | 833370.7999 | 1634.1437 | 137553628.0248 | 84174.7451 | 22.894 | 40569.6446 | 0.00027196 | 5.5145 | 5.5145 | 5.1553 | 3.8085 | 14.9702 | 14.9702 | 14.9702 | 14.9702 | 2043089.4927 | 185456.1809 | 3791197.0551 | 12436127.1269 | 130.1478 | 130.1478 | 102.7879 | 81.8142 | 135.6622 | 135.6622 | 107.9432 | 85.6227 | 20623311.3463 | 1872101.1072 | 31226962.2247 | 83831253.3466 | 1.0428 | 1.0428 | 1.0506 | 1.047 | 1.0926 | 1.0926 | 1.1031 | 1.0886 | 1.0302 | 1.0302 | 1.0295 | 1.022 | 0.13184 | 0.13184 | 0.15243 | 0.19071 | 0.14118 | 0.14118 | 0.16158 | 0.1882 | 0.12632 | 0.12632 | 0.1433 | 0.18783 | 0.19522 | 0.19522 | 0.27828 | 0.3706 | 14.9702 | 14.9702 | 14.9702 | 14.9702 | 2043089.4927 | 185456.1809 | 3791197.0551 | 12436127.1269 | 2622360.8376 | 18455869.8556 | 1236766.9809 | 171.1393 | 15.5353 | 165.24 | 129.758 | 1224338.7116
556 | SFD | 1 | 2035 | 2033 | 0.14993 | 0.01361 | 0.22702 | 0.60945 | 150.7026 | 150.7026 | 122.9722 | 100.6424 | 137348.0869 | 12468.3651 | 254867.3552 | 836029.5282 | 1636.4581 | 138059323.3806 | 84364.7145 | 22.894 | 40933.019 | 0.00027135 | 5.5707 | 5.5707 | 5.2001 | 3.844 | 14.9842 | 14.9842 | 14.9842 | 14.9842 | 2051504.8685 | 186227.3459 | 3806826.206 | 12487372.7686 | 130.1478 | 130.1478 | 102.7879 | 81.8142 | 135.7184 | 135.7184 | 107.988 | 85.6582 | 20698713.1386 | 1879014.9717 | 31341587.0049 | 84140008.2654 | 1.0432 | 1.0432 | 1.051 | 1.0474 | 1.0931 | 1.0931 | 1.1035 | 1.0891 | 1.0306 | 1.0306 | 1.03 | 1.0224 | 0.13184 | 0.13184 | 0.15243 | 0.19071 | 0.14118 | 0.14118 | 0.16158 | 0.1882 | 0.12632 | 0.12632 | 0.1433 | 0.18783 | 0.19522 | 0.19522 | 0.27828 | 0.3706 | 14.9842 | 14.9842 | 14.9842 | 14.9842 | 2051504.8685 | 186227.3459 | 3806826.206 | 12487372.7686 | 2655143.3253 | 18531931.189 | 1240713.3353 | 171.6851 | 15.5855 | 165.7674 | 130.172 | 1228244.9702
578 | SFD | 1 | 2036 | 2034 | 0.14992 | 0.01361 | 0.22701 | 0.60945 | 150.7703 | 150.7703 | 123.0284 | 100.6894 | 137786.4879 | 12508.6006 | 255681.413 | 838698.7804 | 1638.7439 | 138564174.2109 | 84555.1127 | 22.894 | 41299.6481 | 0.00027073 | 5.6269 | 5.6269 | 5.2449 | 3.8796 | 14.9956 | 14.9956 | 14.9956 | 14.9956 | 2059621.5527 | 186971.0309 | 3821897.4124 | 12536792.2799 | 130.1478 | 130.1478 | 102.7879 | 81.8142 | 135.7747 | 135.7747 | 108.0328 | 85.6937 | 20774113.387 | 1885925.7543 | 31456079.9078 | 84448055.1618 | 1.0437 | 1.0437 | 1.0515 | 1.0479 | 1.0935 | 1.0935 | 1.104 | 1.0895 | 1.031 | 1.031 | 1.0304 | 1.0229 | 0.13184 | 0.13184 | 0.15243 | 0.19071 | 0.14118 | 0.14118 | 0.16158 | 0.1882 | 0.12632 | 0.12632 | 0.1433 | 0.18783 | 0.19522 | 0.19522 | 0.27828 | 0.3706 | 14.9956 | 14.9956 | 14.9956 | 14.9956 | 2059621.5527 | 186971.0309 | 3821897.4124 | 12536792.2799 | 2688143.7293 | 18605282.2759 | 1244675.2818 | 172.2331 | 15.6358 | 166.2969 | 130.5876 | 1232166.6813
600 | SFD | 1 | 2037 | 2035 | 0.14992 | 0.013611 | 0.22701 | 0.60945 | 150.8358 | 150.8358 | 123.0824 | 100.7341 | 138226.6372 | 12548.9758 | 256498.6239 | 841378.4978 | 1641.0025 | 139068297.4053 | 84745.9405 | 22.894 | 41669.561 | 0.00027012 | 5.6833 | 5.6833 | 5.2898 | 3.9151 | 15.0048 | 15.0048 | 15.0048 | 15.0048 | 2067452.3331 | 187688.4721 | 3836436.6627 | 12584468.7422 | 130.1478 | 130.1478 | 102.7879 | 81.8142 | 135.831 | 135.831 | 108.0776 | 85.7293 | 20849523.1116 | 1892834.5889 | 31570465.4814 | 84755474.2234 | 1.0441 | 1.0441 | 1.0519 | 1.0483 | 1.094 | 1.094 | 1.1045 | 1.09 | 1.0315 | 1.0315 | 1.0308 | 1.0233 | 0.13184 | 0.13184 | 0.15243 | 0.19071 | 0.14118 | 0.14118 | 0.16158 | 0.1882 | 0.12632 | 0.12632 | 0.1433 | 0.18783 | 0.19522 | 0.19522 | 0.27828 | 0.3706 | 15.0048 | 15.0048 | 15.0048 | 15.0048 | 2067452.3331 | 187688.4721 | 3836436.6627 | 12584468.7422 | 2721362.1183 | 18676046.2102 | 1248652.7346 | 172.7833 | 15.6862 | 166.8284 | 131.0048 | 1236103.7588
622 | SFD | 1 | 2038 | 2036 | 0.14992 | 0.013611 | 0.22701 | 0.60945 | 150.8991 | 150.8991 | 123.1342 | 100.7766 | 138668.5243 | 12589.4907 | 257318.9729 | 844068.6256 | 1643.2353 | 139571804.9424 | 84937.1991 | 22.894 | 42042.7871 | 0.00026951 | 5.7397 | 5.7397 | 5.3347 | 3.9507 | 15.0117 | 15.0117 | 15.0117 | 15.0117 | 2075010.3311 | 188380.8712 | 3850468.372 | 12630482.1641 | 130.1478 | 130.1478 | 102.7879 | 81.8142 | 135.8874 | 135.8874 | 108.1226 | 85.7649 | 20924954.1506 | 1899742.6846 | 31684766.7428 | 85062341.3644 | 1.0445 | 1.0445 | 1.0523 | 1.0487 | 1.0944 | 1.0944 | 1.1049 | 1.0904 | 1.0319 | 1.0319 | 1.0312 | 1.0237 | 0.13184 | 0.13184 | 0.15243 | 0.19071 | 0.14118 | 0.14118 | 0.16158 | 0.1882 | 0.12632 | 0.12632 | 0.1433 | 0.18783 | 0.19522 | 0.19522 | 0.27828 | 0.3706 | 15.0117 | 15.0117 | 15.0117 | 15.0117 | 2075010.3311 | 188380.8712 | 3850468.372 | 12630482.1641 | 2754798.6034 | 18744341.7384 | 1252645.6134 | 173.3357 | 15.7369 | 167.3619 | 131.4237 | 1240056.1228
644 | SFD | 1 | 2039 | 2037 | 0.14992 | 0.013612 | 0.22701 | 0.60945 | 150.9604 | 150.9604 | 123.1839 | 100.817 | 139112.14 | 12630.1453 | 258142.446 | 846769.1135 | 1645.4438 | 140074803.3896 | 85128.8893 | 22.894 | 42419.3562 | 0.00026891 | 5.7962 | 5.7962 | 5.3796 | 3.9864 | 15.0164 | 15.0164 | 15.0164 | 15.0164 | 2082307.9983 | 189049.3694 | 3864015.7008 | 12674908.4442 | 130.1478 | 130.1478 | 102.7879 | 81.8142 | 135.9439 | 135.9439 | 108.1675 | 85.8006 | 21000417.7906 | 1906651.1938 | 31799005.6032 | 85368728.802 | 1.045 | 1.045 | 1.0528 | 1.0492 | 1.0949 | 1.0949 | 1.1054 | 1.0909 | 1.0323 | 1.0323 | 1.0317 | 1.0241 | 0.13184 | 0.13184 | 0.15243 | 0.19071 | 0.14118 | 0.14118 | 0.16158 | 0.1882 | 0.12632 | 0.12632 | 0.1433 | 0.18783 | 0.19522 | 0.19522 | 0.27828 | 0.3706 | 15.0164 | 15.0164 | 15.0164 | 15.0164 | 2082307.9983 | 189049.3694 | 3864015.7008 | 12674908.4442 | 2788453.3433 | 18810281.5127 | 1256653.8448 | 173.8902 | 15.7877 | 167.8975 | 131.8442 | 1244023.6995
666 | SFD | 1 | 2040 | 2038 | 0.14992 | 0.013612 | 0.22702 | 0.60945 | 151.0197 | 151.0197 | 123.2317 | 100.8555 | 139557.4754 | 12670.9397 | 258969.0309 | 849479.9153 | 1647.6292 | 140577394.1257 | 85321.0121 | 22.894 | 42799.2981 | 0.0002683 | 5.8527 | 5.8527 | 5.4246 | 4.0221 | 15.0192 | 15.0192 | 15.0192 | 15.0192 | 2089357.1401 | 189695.0492 | 3877100.6096 | 12717819.5465 | 130.1478 | 130.1478 | 102.7879 | 81.8142 | 136.0004 | 136.0004 | 108.2125 | 85.8363 | 21075924.7855 | 1913561.2138 | 31913202.915 | 85674705.2115 | 1.0454 | 1.0454 | 1.0532 | 1.0496 | 1.0953 | 1.0953 | 1.1058 | 1.0913 | 1.0328 | 1.0328 | 1.0321 | 1.0246 | 0.13184 | 0.13184 | 0.15243 | 0.19071 | 0.14118 | 0.14118 | 0.16158 | 0.1882 | 0.12632 | 0.12632 | 0.1433 | 0.18783 | 0.19522 | 0.19522 | 0.27828 | 0.3706 | 15.0192 | 15.0192 | 15.0192 | 15.0192 | 2089357.1401 | 189695.0492 | 3877100.6096 | 12717819.5465 | 2822326.5431 | 18873972.3454 | 1260677.3613 | 174.4468 | 15.8387 | 168.4351 | 132.2662 | 1248006.4216
688 | SFD | 1 | 2041 | 2039 | 0.14993 | 0.013613 | 0.22702 | 0.60945 | 151.0772 | 151.0772 | 123.2777 | 100.8921 | 140004.5226 | 12711.874 | 259798.7161 | 852200.9889 | 1649.7928 | 141079673.6345 | 85513.5684 | 22.894 | 43182.6431 | 0.00026769 | 5.9093 | 5.9093 | 5.4697 | 4.0578 | 15.0201 | 15.0201 | 15.0201 | 15.0201 | 2096168.9531 | 190318.9372 | 3889743.9265 | 12759283.7233 | 130.1478 | 130.1478 | 102.7879 | 81.8142 | 136.057 | 136.057 | 108.2576 | 85.872 | 21151485.3863 | 1920473.7906 | 32027378.5319 | 85980335.9257 | 1.0458 | 1.0458 | 1.0537 | 1.05 | 1.0958 | 1.0958 | 1.1063 | 1.0918 | 1.0332 | 1.0332 | 1.0325 | 1.025 | 0.13184 | 0.13184 | 0.15243 | 0.19071 | 0.14118 | 0.14118 | 0.16158 | 0.1882 | 0.12632 | 0.12632 | 0.1433 | 0.18783 | 0.19522 | 0.19522 | 0.27828 | 0.3706 | 15.0201 | 15.0201 | 15.0201 | 15.0201 | 2096168.9531 | 190318.9372 | 3889743.9265 | 12759283.7233 | 2856418.4514 | 18935515.5402 | 1264716.1016 | 175.0057 | 15.8898 | 168.9748 | 132.6899 | 1252004.2276
710 | SFD | 1 | 2042 | 2040 | 0.14993 | 0.013613 | 0.22702 | 0.60944 | 151.1329 | 151.1329 | 123.3218 | 100.9269 | 140453.2743 | 12752.9482 | 260631.4912 | 854932.296 | 1651.9358 | 141581733.7692 | 85706.5594 | 22.894 | 43569.4216 | 0.00026709 | 5.9659 | 5.9659 | 5.5148 | 4.0935 | 15.0192 | 15.0192 | 15.0192 | 15.0192 | 2102754.0573 | 190922.0077 | 3901965.4086 | 12799365.7163 | 130.1478 | 130.1478 | 102.7879 | 81.8142 | 136.1137 | 136.1137 | 108.3026 | 85.9077 | 21227109.3687 | 1927389.921 | 32141551.363 | 86285683.1166 | 1.0463 | 1.0463 | 1.0541 | 1.0505 | 1.0962 | 1.0962 | 1.1068 | 1.0922 | 1.0336 | 1.0336 | 1.033 | 1.0254 | 0.13184 | 0.13184 | 0.15243 | 0.19071 | 0.14118 | 0.14118 | 0.16158 | 0.1882 | 0.12632 | 0.12632 | 0.1433 | 0.18783 | 0.19522 | 0.19522 | 0.27828 | 0.3706 | 15.0192 | 15.0192 | 15.0192 | 15.0192 | 2102754.0573 | 190922.0077 | 3901965.4086 | 12799365.7163 | 2890729.3588 | 18995007.1899 | 1268770.0096 | 175.5666 | 15.9412 | 169.5164 | 133.1152 | 1256017.0615
732 | SFD | 1 | 2043 | 2041 | 0.14993 | 0.013614 | 0.22702 | 0.60944 | 151.187 | 151.187 | 123.3643 | 100.9601 | 140903.7238 | 12794.1624 | 261467.3469 | 857673.8018 | 1654.0592 | 142083661.9835 | 85899.9859 | 22.894 | 43959.6645 | 0.00026649 | 6.0227 | 6.0227 | 5.5599 | 4.1293 | 15.0165 | 15.0165 | 15.0165 | 15.0165 | 2109122.5257 | 191505.1846 | 3913783.7951 | 12838126.9309 | 130.1478 | 130.1478 | 102.7879 | 81.8142 | 136.1704 | 136.1704 | 108.3478 | 85.9435 | 21302806.0564 | 1934310.5552 | 32255739.4197 | 86590805.9522 | 1.0467 | 1.0467 | 1.0545 | 1.0509 | 1.0967 | 1.0967 | 1.1072 | 1.0927 | 1.0341 | 1.0341 | 1.0334 | 1.0258 | 0.13184 | 0.13184 | 0.15243 | 0.19071 | 0.14118 | 0.14118 | 0.16158 | 0.1882 | 0.12632 | 0.12632 | 0.1433 | 0.18783 | 0.19522 | 0.19522 | 0.27828 | 0.3706 | 15.0165 | 15.0165 | 15.0165 | 15.0165 | 2109122.5257 | 191505.1846 | 3913783.7951 | 12838126.9309 | 2925259.5956 | 19052538.4364 | 1272839.0349 | 176.1297 | 15.9927 | 170.0601 | 133.542 | 1260044.8725
754 | SFD | 1 | 2044 | 2042 | 0.14994 | 0.013615 | 0.22702 | 0.60943 | 151.2395 | 151.2395 | 123.4052 | 100.9916 | 141355.865 | 12835.5168 | 262306.2749 | 860425.475 | 1656.1641 | 142585541.5726 | 86093.8489 | 22.894 | 44353.4026 | 0.00026589 | 6.0794 | 6.0794 | 5.6051 | 4.1652 | 15.0123 | 15.0123 | 15.0123 | 15.0123 | 2115283.9135 | 192069.3448 | 3925216.8636 | 12875625.6199 | 130.1478 | 130.1478 | 102.7879 | 81.8142 | 136.2272 | 136.2272 | 108.3929 | 85.9794 | 21378584.3463 | 1941236.5998 | 32369959.8651 | 86895760.7615 | 1.0471 | 1.0471 | 1.055 | 1.0513 | 1.0972 | 1.0972 | 1.1077 | 1.0932 | 1.0345 | 1.0345 | 1.0338 | 1.0263 | 0.13184 | 0.13184 | 0.15243 | 0.19071 | 0.14118 | 0.14118 | 0.16158 | 0.1882 | 0.12632 | 0.12632 | 0.1433 | 0.18783 | 0.19522 | 0.19522 | 0.27828 | 0.3706 | 15.0123 | 15.0123 | 15.0123 | 15.0123 | 2115283.9135 | 192069.3448 | 3925216.8636 | 12875625.6199 | 2960009.5298 | 19108195.7419 | 1276923.1317 | 176.6948 | 16.0444 | 170.6057 | 133.9705 | 1264087.6149
776 | SFD | 1 | 2045 | 2043 | 0.14994 | 0.013615 | 0.22702 | 0.60942 | 151.2905 | 151.2905 | 123.4446 | 101.0216 | 141809.6925 | 12877.0115 | 263148.2677 | 863187.2875 | 1658.2515 | 143087451.8863 | 86288.1495 | 22.894 | 44750.6674 | 0.00026529 | 6.1363 | 6.1363 | 5.6503 | 4.201 | 15.0064 | 15.0064 | 15.0064 | 15.0064 | 2121247.2853 | 192615.3201 | 3936281.4788 | 12911917.0444 | 130.1478 | 130.1478 | 102.7879 | 81.8142 | 136.284 | 136.284 | 108.4382 | 86.0152 | 21454452.73 | 1948168.9192 | 32484229.0572 | 87200601.1798 | 1.0476 | 1.0476 | 1.0554 | 1.0518 | 1.0976 | 1.0976 | 1.1081 | 1.0936 | 1.0349 | 1.0349 | 1.0343 | 1.0267 | 0.13184 | 0.13184 | 0.15243 | 0.19071 | 0.14118 | 0.14118 | 0.16158 | 0.1882 | 0.12632 | 0.12632 | 0.1433 | 0.18783 | 0.19522 | 0.19522 | 0.27828 | 0.3706 | 15.0064 | 15.0064 | 15.0064 | 15.0064 | 2121247.2853 | 192615.3201 | 3936281.4788 | 12911917.0444 | 2994979.566 | 19162061.1286 | 1281022.2592 | 177.2621 | 16.0963 | 171.1533 | 134.4005 | 1268145.2477
798 | SFD | 1 | 2046 | 2044 | 0.14994 | 0.013616 | 0.22703 | 0.60941 | 151.34 | 151.34 | 123.4825 | 101.0502 | 142265.2014 | 12918.6468 | 263993.3187 | 865959.2141 | 1660.3223 | 143589468.5221 | 86482.8886 | 22.894 | 45151.4904 | 0.00026469 | 6.1931 | 6.1931 | 5.6955 | 4.2369 | 14.9991 | 14.9991 | 14.9991 | 14.9991 | 2127021.2385 | 193143.8998 | 3946993.6372 | 12947053.6202 | 130.1478 | 130.1478 | 102.7879 | 81.8142 | 136.3409 | 136.3409 | 108.4834 | 86.0511 | 21530419.314 | 1955108.3386 | 32598562.5886 | 87505378.2809 | 1.048 | 1.048 | 1.0559 | 1.0522 | 1.0981 | 1.0981 | 1.1086 | 1.0941 | 1.0354 | 1.0354 | 1.0347 | 1.0271 | 0.13184 | 0.13184 | 0.15243 | 0.19071 | 0.14118 | 0.14118 | 0.16158 | 0.1882 | 0.12632 | 0.12632 | 0.1433 | 0.18783 | 0.19522 | 0.19522 | 0.27828 | 0.3706 | 14.9991 | 14.9991 | 14.9991 | 14.9991 | 2127021.2385 | 193143.8998 | 3946993.6372 | 12947053.6202 | 3030170.1432 | 19214212.3957 | 1285136.381 | 177.8315 | 16.1483 | 171.703 | 134.8321 | 1272217.7342
820 | SFD | 1 | 2047 | 2045 | 0.14995 | 0.013617 | 0.22703 | 0.6094 | 151.3882 | 151.3882 | 123.5191 | 101.0774 | 142722.3872 | 12960.4226 | 264841.4223 | 868741.2327 | 1662.3774 | 144091663.529 | 86678.0671 | 22.894 | 45555.9035 | 0.00026409 | 6.2501 | 6.2501 | 5.7408 | 4.2728 | 14.9904 | 14.9904 | 14.9904 | 14.9904 | 2132613.9293 | 193655.8325 | 3957368.5144 | 12981085.0722 | 130.1478 | 130.1478 | 102.7879 | 81.8142 | 136.3978 | 136.3978 | 108.5287 | 86.087 | 21606491.8402 | 1962055.6453 | 32712975.3279 | 87810140.7155 | 1.0485 | 1.0485 | 1.0563 | 1.0527 | 1.0985 | 1.0985 | 1.1091 | 1.0945 | 1.0358 | 1.0358 | 1.0351 | 1.0276 | 0.13184 | 0.13184 | 0.15243 | 0.19071 | 0.14118 | 0.14118 | 0.16158 | 0.1882 | 0.12632 | 0.12632 | 0.1433 | 0.18783 | 0.19522 | 0.19522 | 0.27828 | 0.3706 | 14.9904 | 14.9904 | 14.9904 | 14.9904 | 2132613.9293 | 193655.8325 | 3957368.5144 | 12981085.0722 | 3065581.7335 | 19264723.3484 | 1289265.4648 | 178.403 | 16.2005 | 172.2546 | 135.2653 | 1276305.0422
842 | SFD | 1 | 2048 | 2046 | 0.14996 | 0.013618 | 0.22703 | 0.6094 | 151.4352 | 151.4352 | 123.5544 | 101.1033 | 143181.246 | 13002.3393 | 265692.5734 | 871533.3239 | 1664.4178 | 144594105.5873 | 86873.6862 | 22.894 | 45963.9389 | 0.00026349 | 6.3071 | 6.3071 | 5.7861 | 4.3088 | 14.9804 | 14.9804 | 14.9804 | 14.9804 | 2138033.0943 | 194151.8287 | 3967420.5064 | 13014058.57 | 130.1478 | 130.1478 | 102.7879 | 81.8142 | 136.4548 | 136.4548 | 108.574 | 86.123 | 21682677.7051 | 1969011.5912 | 32827481.4565 | 88114934.8345 | 1.0489 | 1.0489 | 1.0567 | 1.0531 | 1.099 | 1.099 | 1.1095 | 1.095 | 1.0362 | 1.0362 | 1.0355 | 1.028 | 0.13184 | 0.13184 | 0.15243 | 0.19071 | 0.14118 | 0.14118 | 0.16158 | 0.1882 | 0.12632 | 0.12632 | 0.1433 | 0.18783 | 0.19522 | 0.19522 | 0.27828 | 0.3706 | 14.9804 | 14.9804 | 14.9804 | 14.9804 | 2138033.0943 | 194151.8287 | 3967420.5064 | 13014058.57 | 3101214.841 | 19313663.9994 | 1293409.4826 | 178.9766 | 16.2529 | 172.8082 | 135.7 | 1280407.1433
864 | SFD | 1 | 2049 | 2047 | 0.14996 | 0.013618 | 0.22704 | 0.60938 | 151.4809 | 151.4809 | 123.5884 | 101.128 | 143641.7743 | 13044.3971 | 266546.7679 | 874335.4708 | 1666.444 | 145096860.1781 | 87069.7467 | 22.894 | 46375.629 | 0.0002629 | 6.3641 | 6.3641 | 5.8315 | 4.3448 | 14.969 | 14.969 | 14.969 | 14.969 | 2143286.0723 | 194632.5623 | 3977163.2686 | 13046018.8564 | 130.1478 | 130.1478 | 102.7879 | 81.8142 | 136.5118 | 136.5118 | 108.6194 | 86.159 | 21758983.9763 | 1975976.8943 | 32942094.5031 | 88419804.8045 | 1.0493 | 1.0493 | 1.0572 | 1.0535 | 1.0995 | 1.0995 | 1.11 | 1.0954 | 1.0367 | 1.0367 | 1.036 | 1.0284 | 0.13184 | 0.13184 | 0.15243 | 0.19071 | 0.14118 | 0.14118 | 0.16158 | 0.1882 | 0.12632 | 0.12632 | 0.1433 | 0.18783 | 0.19522 | 0.19522 | 0.27828 | 0.3706 | 14.969 | 14.969 | 14.969 | 14.969 | 2143286.0723 | 194632.5623 | 3977163.2686 | 13046018.8564 | 3137069.9998 | 19361100.7596 | 1297568.4101 | 179.5522 | 16.3055 | 173.3638 | 136.1363 | 1284524.013
886 | SFD | 1 | 2050 | 2048 | 0.14997 | 0.013619 | 0.22704 | 0.60937 | 151.5254 | 151.5254 | 123.6213 | 101.1515 | 144103.9691 | 13086.5961 | 267404.0023 | 877147.659 | 1668.4571 | 145599989.7454 | 87266.2497 | 22.894 | 46791.0064 | 0.00026231 | 6.4212 | 6.4212 | 5.8769 | 4.3808 | 14.9565 | 14.9565 | 14.9565 | 14.9565 | 2148379.8237 | 195098.6726 | 3986609.7532 | 13077008.37 | 130.1478 | 130.1478 | 102.7879 | 81.8142 | 136.5689 | 136.5689 | 108.6648 | 86.195 | 21835417.4101 | 1982952.2403 | 33056827.3767 | 88724792.7182 | 1.0498 | 1.0498 | 1.0576 | 1.054 | 1.0999 | 1.0999 | 1.1105 | 1.0959 | 1.0371 | 1.0371 | 1.0364 | 1.0289 | 0.13184 | 0.13184 | 0.15243 | 0.19071 | 0.14118 | 0.14118 | 0.16158 | 0.1882 | 0.12632 | 0.12632 | 0.1433 | 0.18783 | 0.19522 | 0.19522 | 0.27828 | 0.3706 | 14.9565 | 14.9565 | 14.9565 | 14.9565 | 2148379.8237 | 195098.6726 | 3986609.7532 | 13077008.37 | 3173147.7734 | 19407096.6195 | 1301742.2266 | 180.13 | 16.3582 | 173.9213 | 136.5742 | 1288655.6305
908 | SFD | 1 | 2051 | 2049 | 0.14998 | 0.01362 | 0.22704 | 0.60936 | 151.5689 | 151.5689 | 123.653 | 101.1738 | 144567.8279 | 13128.9366 | 268264.2736 | 879969.8767 | 1670.4575 | 146103553.8591 | 87463.1962 | 22.894 | 47210.1044 | 0.00026171 | 6.4783 | 6.4783 | 5.9223 | 4.4168 | 14.9428 | 14.9428 | 14.9428 | 14.9428 | 2153320.9511 | 195550.7662 | 3995772.247 | 13107067.3682 | 130.1478 | 130.1478 | 102.7879 | 81.8142 | 136.6261 | 136.6261 | 108.7102 | 86.231 | 21911984.4677 | 1989938.2849 | 33171692.4004 | 89029938.7061 | 1.0502 | 1.0502 | 1.0581 | 1.0544 | 1.1004 | 1.1004 | 1.1109 | 1.0964 | 1.0375 | 1.0375 | 1.0368 | 1.0293 | 0.13184 | 0.13184 | 0.15243 | 0.19071 | 0.14118 | 0.14118 | 0.16158 | 0.1882 | 0.12632 | 0.12632 | 0.1433 | 0.18783 | 0.19522 | 0.19522 | 0.27828 | 0.3706 | 14.9428 | 14.9428 | 14.9428 | 14.9428 | 2153320.9511 | 195550.7662 | 3995772.247 | 13107067.3682 | 3209448.753 | 19451711.3324 | 1305930.9149 | 180.7098 | 16.4112 | 174.4808 | 137.0136 | 1292801.9782
110 | SFD | 2 | 2010 | 2008 | 0.25538 | 1.1e-05 | 0.20257 | 0.54203 | 340.3493 | 223.2535 | 175.7916 | 126.1065 | 1744.867 | 0.115 | 2679.653 | 9994.9175 | 2325374.374 | 2325374.374 | 1 | 0.002 | 39674.7577 | 0.002 | -11.2554 | -11.2554 | -10.1421 | -10.5593 | 117.0958 | 0 | 0 | 0 | 204316.5702 | 0 | 0 | 0 | 234.5089 | 234.5089 | 185.9337 | 136.6658 | 223.2535 | 223.2535 | 175.7916 | 126.1065 | 593864.2136 | 25.6742 | 471060.5231 | 1260423.963 | 1.0385 | 1.0385 | 1.0503 | 1.0464 | 1.0881 | 1.0881 | 1.1027 | 1.088 | 1.026 | 1.026 | 1.0292 | 1.0215 | 0.13184 | 0.13184 | 0.15243 | 0.19071 | 0.14118 | 0.14118 | 0.16158 | 0.1882 | 0.12632 | 0.12632 | 0.1433 | 0.18783 | 0.19522 | 0.19522 | 0.27828 | 0.3706 | 102.041 | 0 | 0 | 0 | 178047.92 | 0 | 0 | 0 | 51691.4541 | 178047.92 | 14419.5525 | 2.1811 | 0.00014375 | 1.7429 | 1.5562 | 14419.4375
111 | SFD | 2 | 2011 | 2009 | 0.29076 | 2.99e-07 | 0.19352 | 0.51571 | 212.3422 | 120.2487 | 69.7476 | 39.8031 | 3305.886 | 0.006 | 6698.599 | 31280.582 | 2414253.874 | 2414253.874 | 1 | 0.002 | 38760.7389 | 0.002 | 26.9647 | 26.9647 | 9.9599 | 3.6319 | 92.0935 | 0 | 0 | 0 | 304450.6632 | 0 | 0 | 0 | 93.284 | 93.284 | 59.7877 | 36.1711 | 120.2487 | 120.2487 | 69.7476 | 39.8031 | 701979.0335 | 0.72149 | 467211.5293 | 1245062.59 | 1.0385 | 1.0385 | 1.0503 | 1.0464 | 1.0881 | 1.0881 | 1.1027 | 1.088 | 1.026 | 1.026 | 1.0292 | 1.0215 | 0.13184 | 0.13184 | 0.15243 | 0.19071 | 0.14118 | 0.14118 | 0.16158 | 0.1882 | 0.12632 | 0.12632 | 0.1433 | 0.18783 | 0.19522 | 0.19522 | 0.27828 | 0.3706 | 103.0186 | 0 | 0 | 0 | 340567.6277 | 0 | 0 | 0 | 41931.7266 | 340567.6277 | 41285.073 | 4.1324 | 7.5e-06 | 4.3568 | 4.8705 | 41285.067
112 | SFD | 2 | 2012 | 2010 | 0.17409 | 2.04e-07 | 0.17941 | 0.6465 | 147.505 | 97.6601 | 80.394 | 65.3865 | 3955.581 | 0.007 | 7479.533 | 33138.465 | 3351588.255 | 3351588.255 | 1 | 0.004 | 38550.4155 | 0.004 | 11.1983 | 11.1983 | 6.0772 | 1.2184 | 49.8449 | 0 | 0 | 0 | 197165.4902 | 0 | 0 | 0 | 86.4618 | 86.4618 | 74.3168 | 64.1681 | 97.6601 | 97.6601 | 80.394 | 65.3865 | 583467.9593 | 0.68362 | 601309.872 | 2166809.74 | 1.0385 | 1.0385 | 1.0503 | 1.0464 | 1.0881 | 1.0881 | 1.1027 | 1.088 | 1.026 | 1.026 | 1.0292 | 1.0215 | 0.13184 | 0.13184 | 0.15243 | 0.19071 | 0.14118 | 0.14118 | 0.16158 | 0.1882 | 0.12632 | 0.12632 | 0.1433 | 0.18783 | 0.19522 | 0.19522 | 0.27828 | 0.3706 | 103.8912 | 0 | 0 | 0 | 410950.0997 | 0 | 0 | 0 | 69390.0926 | 410950.0997 | 44573.586 | 4.9445 | 8.75e-06 | 4.8647 | 5.1597 | 44573.579
113 | SFD | 2 | 2013 | 2011 | 0.20312 | 2.85e-07 | 0.16575 | 0.63114 | 164.4734 | 87.5591 | 66.9708 | 56.4812 | 3797.995 | 0.01 | 7611.25 | 34365.205 | 3075389.896 | 3075389.896 | 1 | 0.002 | 36280.1331 | 0.002 | 3.5686 | 3.5686 | 6.9287 | 5.1892 | 76.9143 | 0 | 0 | 0 | 292119.971 | 0 | 0 | 0 | 83.9905 | 83.9905 | 60.0421 | 51.292 | 87.5591 | 87.5591 | 66.9708 | 56.4812 | 624668.9934 | 0.87559 | 509731.1736 | 1940988.853 | 1.0385 | 1.0385 | 1.0503 | 1.0464 | 1.0881 | 1.0881 | 1.1027 | 1.088 | 1.026 | 1.026 | 1.0292 | 1.0215 | 0.13184 | 0.13184 | 0.15243 | 0.19071 | 0.14118 | 0.14118 | 0.16158 | 0.1882 | 0.12632 | 0.12632 | 0.1433 | 0.18783 | 0.19522 | 0.19522 | 0.27828 | 0.3706 | 103.6997 | 0 | 0 | 0 | 393851.0983 | 0 | 0 | 0 | 58102.1684 | 393851.0983 | 45774.46 | 4.7475 | 1.25e-05 | 4.9504 | 5.3508 | 45774.45
114 | SFD | 2 | 2014 | 2012 | 0.18673 | 2.52e-07 | 0.17536 | 0.63792 | 197.7206 | 118.5898 | 102.1189 | 89.5592 | 4890.533 | 0.011 | 8892.376 | 36885.752 | 5178496.895 | 5178496.895 | 1 | 0.002 | 36413.7243 | 0.002 | -5.6448 | -5.6448 | -6.7873 | -5.2498 | 79.1308 | 0 | 0 | 0 | 386991.637 | 0 | 0 | 0 | 124.2346 | 124.2346 | 108.9062 | 94.809 | 118.5898 | 118.5898 | 102.1189 | 89.5592 | 966959.0646 | 1.3045 | 908079.7135 | 3303456.813 | 1.0385 | 1.0385 | 1.0503 | 1.0464 | 1.0881 | 1.0881 | 1.1027 | 1.088 | 1.026 | 1.026 | 1.0292 | 1.0215 | 0.13184 | 0.13184 | 0.15243 | 0.19071 | 0.14118 | 0.14118 | 0.16158 | 0.1882 | 0.12632 | 0.12632 | 0.1433 | 0.18783 | 0.19522 | 0.19522 | 0.27828 | 0.3706 | 108.015 | 0 | 0 | 0 | 528250.7386 | 0 | 0 | 0 | 116325.9008 | 528250.7386 | 50668.672 | 6.1132 | 1.375e-05 | 5.7837 | 5.7432 | 50668.661
115 | SFD | 2 | 2015 | 2013 | 0.16278 | 1.63e-07 | 0.17112 | 0.6661 | 159.7369 | 85.6849 | 83.3832 | 77.4928 | 5347.142 | 0.01 | 10768.543 | 45103.53 | 5247249.516 | 5247249.516 | 1 | 0.002 | 37619.9858 | 0.002 | 5.6923 | 5.6923 | 7.9883 | 3.6151 | 74.052 | 0 | 0 | 0 | 395966.3878 | 0 | 0 | 0 | 79.9926 | 79.9926 | 75.3949 | 73.8776 | 85.6849 | 85.6849 | 83.3832 | 77.4928 | 854135.7269 | 0.85685 | 897915.9275 | 3495197.005 | 1.0385 | 1.0385 | 1.0503 | 1.0464 | 1.0881 | 1.0881 | 1.1027 | 1.088 | 1.026 | 1.026 | 1.0292 | 1.0215 | 0.13184 | 0.13184 | 0.15243 | 0.19071 | 0.14118 | 0.14118 | 0.16158 | 0.1882 | 0.12632 | 0.12632 | 0.1433 | 0.18783 | 0.19522 | 0.19522 | 0.27828 | 0.3706 | 124.8712 | 0 | 0 | 0 | 667703.7842 | 0 | 0 | 0 | 105204.4711 | 667703.7842 | 61219.225 | 6.6839 | 1.25e-05 | 7.0039 | 7.0227 | 61219.215
116 | SFD | 2 | 2016 | 2014 | 0.22192 | 2.23e-07 | 0.15994 | 0.61814 | 203.1658 | 94.8683 | 78.0717 | 69.9798 | 5585.276 | 0.012 | 10475.139 | 45165.542 | 5113224.614 | 5113224.614 | 1 | 0.004 | 37162.6458 | 0.004 | 5.5712 | 5.5712 | 4.9745 | 3.5989 | 108.2975 | 0 | 0 | 0 | 604871.4746 | 0 | 0 | 0 | 89.2971 | 89.2971 | 73.0972 | 66.3809 | 94.8683 | 94.8683 | 78.0717 | 69.9798 | 1134737.139 | 1.1384 | 817811.8435 | 3160674.493 | 1.0385 | 1.0385 | 1.0503 | 1.0464 | 1.0881 | 1.0881 | 1.1027 | 1.088 | 1.026 | 1.026 | 1.0292 | 1.0215 | 0.13184 | 0.13184 | 0.15243 | 0.19071 | 0.14118 | 0.14118 | 0.16158 | 0.1882 | 0.12632 | 0.12632 | 0.1433 | 0.18783 | 0.19522 | 0.19522 | 0.27828 | 0.3706 | 138.7734 | 0 | 0 | 0 | 775088.0062 | 0 | 0 | 0 | 97703.1011 | 775088.0062 | 61225.969 | 6.9816 | 1.5e-05 | 6.8131 | 7.0324 | 61225.957
117 | SFD | 2 | 2017 | 2015 | 0.21757 | 2.34e-07 | 0.15259 | 0.62983 | 209.3391 | 76.4812 | 73.8954 | 73.801 | 5429.307 | 0.016 | 10787.173 | 44580.838 | 5223800.64 | 5223800.64 | 1 | 0.002 | 37243.0852 | 0.002 | 3.79 | 3.79 | 2.0933 | 0.8433 | 132.8579 | 0 | 0 | 0 | 721326.0805 | 0 | 0 | 0 | 72.6912 | 72.6912 | 71.8021 | 72.9577 | 76.4812 | 76.4812 | 73.8954 | 73.801 | 1136566.178 | 1.2237 | 797122.7854 | 3290110.452 | 1.0385 | 1.0385 | 1.0503 | 1.0464 | 1.0881 | 1.0881 | 1.1027 | 1.088 | 1.026 | 1.026 | 1.0292 | 1.0215 | 0.13184 | 0.13184 | 0.15243 | 0.19071 | 0.14118 | 0.14118 | 0.16158 | 0.1882 | 0.12632 | 0.12632 | 0.1433 | 0.18783 | 0.19522 | 0.19522 | 0.27828 | 0.3706 | 147.0038 | 0 | 0 | 0 | 798128.946 | 0 | 0 | 0 | 101809.2626 | 798128.946 | 60797.334 | 6.7866 | 2e-05 | 7.016 | 6.9414 | 60797.318
118 | SFD | 2 | 2018 | 2016 | 0.26422 | 3.37e-07 | 0.14914 | 0.58664 | 224.171 | 85.422 | 65.7269 | 63.4139 | 5378.53 | 0.018 | 10354.336 | 42214.553 | 4563259.027 | 4563259.027 | 1 | 0.004 | 36783.9863 | 0.004 | 9.2877 | 9.2877 | 3.1814 | 2.6939 | 138.749 | 0 | 0 | 0 | 746265.8764 | 0 | 0 | 0 | 76.1343 | 76.1343 | 62.5455 | 60.72 | 85.422 | 85.422 | 65.7269 | 63.4139 | 1205710.713 | 1.5376 | 680558.4627 | 2676988.314 | 1.0385 | 1.0385 | 1.0503 | 1.0464 | 1.0881 | 1.0881 | 1.1027 | 1.088 | 1.026 | 1.026 | 1.0292 | 1.0215 | 0.13184 | 0.13184 | 0.15243 | 0.19071 | 0.14118 | 0.14118 | 0.16158 | 0.1882 | 0.12632 | 0.12632 | 0.1433 | 0.18783 | 0.19522 | 0.19522 | 0.27828 | 0.3706 | 155.4178 | 0 | 0 | 0 | 835919.2526 | 0 | 0 | 0 | 83035.0055 | 835919.2526 | 57947.437 | 6.7232 | 2.25e-05 | 6.7345 | 6.5729 | 57947.419
119 | SFD | 2 | 2019 | 2017 | 0.28687 | 6.28e-07 | 0.17582 | 0.53731 | 244.454 | 115.8993 | 74.3036 | 53.2602 | 4768.172 | 0.022 | 9614.397 | 40990.384 | 4063140.982 | 4063140.982 | 1 | 0.002 | 35490.5389 | 0.002 | -5.5297 | -5.5297 | -0.25229 | 1.9069 | 128.5547 | 0 | 0 | 0 | 612970.9201 | 0 | 0 | 0 | 121.429 | 121.429 | 74.5559 | 51.3533 | 115.8993 | 115.8993 | 74.3036 | 53.2602 | 1165598.776 | 2.5498 | 714384.0289 | 2183155.628 | 1.0385 | 1.0385 | 1.0503 | 1.0464 | 1.0881 | 1.0881 | 1.1027 | 1.088 | 1.026 | 1.026 | 1.0292 | 1.0215 | 0.13184 | 0.13184 | 0.15243 | 0.19071 | 0.14118 | 0.14118 | 0.16158 | 0.1882 | 0.12632 | 0.12632 | 0.1433 | 0.18783 | 0.19522 | 0.19522 | 0.27828 | 0.3706 | 150.6425 | 0 | 0 | 0 | 718289.4691 | 0 | 0 | 0 | 77408.8308 | 718289.4691 | 55372.975 | 5.9602 | 2.75e-05 | 6.2533 | 6.3823 | 55372.953
238 | SFD | 2 | 2020 | 2018 | 0.21061 | 0.00023657 | 0.18016 | 0.60899 | 283.9805 | 135.1623 | 107.955 | 85.6133 | 4734.5078 | 10.0099 | 9544.0543 | 40680.7965 | 5718989.0767 | 5718989.0767 | 1 | 0.002 | 35808.4207 | 0.002 | 5.0146 | 5.0146 | 5.1671 | 3.7991 | 148.8182 | 0 | 0 | 0 | 564562.1991 | 0 | 0 | 0 | 130.1478 | 130.1478 | 102.7879 | 81.8142 | 135.1623 | 135.1623 | 107.955 | 85.6133 | 1204489.3446 | 1352.9551 | 1030328.576 | 3482818.2011 | 1.0376 | 1.0376 | 1.0493 | 1.0454 | 1.0871 | 1.0871 | 1.1017 | 1.087 | 1.025 | 1.025 | 1.0282 | 1.0205 | 0.13184 | 0.13184 | 0.15243 | 0.19071 | 0.14118 | 0.14118 | 0.16158 | 0.1882 | 0.12632 | 0.12632 | 0.1433 | 0.18783 | 0.19522 | 0.19522 | 0.27828 | 0.3706 | 158.4848 | 0 | 0 | 0 | 755682.8625 | 0 | 0 | 0 | 110414.0374 | 755682.8625 | 54969.3685 | 5.9181 | 0.012512 | 6.2075 | 6.3341 | 54959.3587
260 | SFD | 2 | 2021 | 2019 | 0.22641 | 0.00023303 | 0.17656 | 0.5968 | 276.4225 | 135.0383 | 107.8523 | 85.5293 | 4739.3355 | 10.072 | 9554.5805 | 40725.0385 | 5836463.1353 | 5836463.1353 | 1 | 0.002 | 36129.1498 | 0.002 | 4.8905 | 4.8905 | 5.0645 | 3.7151 | 141.3843 | 0 | 0 | 0 | 681444.8482 | 0 | 0 | 0 | 130.1478 | 130.1478 | 102.7879 | 81.8142 | 135.0383 | 135.0383 | 107.8523 | 85.5293 | 1321436.5777 | 1360.099 | 1030483.8763 | 3483182.5823 | 1.0377 | 1.0377 | 1.0494 | 1.0456 | 1.0873 | 1.0873 | 1.1019 | 1.0871 | 1.0252 | 1.0252 | 1.0284 | 1.0206 | 0.13184 | 0.13184 | 0.15243 | 0.19071 | 0.14118 | 0.14118 | 0.16158 | 0.1882 | 0.12632 | 0.12632 | 0.1433 | 0.18783 | 0.19522 | 0.19522 | 0.27828 | 0.3706 | 148.8182 | 0 | 0 | 0 | 704580.8478 | 0 | 0 | 0 | 110896.1 | 704580.8478 | 55029.0265 | 5.9242 | 0.01259 | 6.2144 | 6.341 | 55018.9546
282 | SFD | 2 | 2022 | 2020 | 0.22246 | 0.0002352 | 0.17746 | 0.59984 | 271.5809 | 135.0562 | 107.8678 | 85.5414 | 4744.1382 | 10.1247 | 9564.744 | 40767.8295 | 5813738.1224 | 5813738.1224 | 1 | 0.002 | 36452.7516 | 0.002 | 4.9084 | 4.9084 | 5.0799 | 3.7272 | 136.5247 | 0 | 0 | 0 | 652582.1408 | 0 | 0 | 0 | 130.1478 | 130.1478 | 102.7879 | 81.8142 | 135.0562 | 135.0562 | 107.8678 | 85.5414 | 1293307.3365 | 1367.4077 | 1031727.9413 | 3487335.4369 | 1.0379 | 1.0379 | 1.0496 | 1.0457 | 1.0874 | 1.0874 | 1.102 | 1.0873 | 1.0253 | 1.0253 | 1.0285 | 1.0208 | 0.13184 | 0.13184 | 0.15243 | 0.19071 | 0.14118 | 0.14118 | 0.16158 | 0.1882 | 0.12632 | 0.12632 | 0.1433 | 0.18783 | 0.19522 | 0.19522 | 0.27828 | 0.3706 | 141.3843 | 0 | 0 | 0 | 670067.4574 | 0 | 0 | 0 | 111364.0973 | 670067.4574 | 55086.8365 | 5.9302 | 0.012656 | 6.221 | 6.3477 | 55076.7118
304 | SFD | 2 | 2023 | 2021 | 0.22122 | 0.00023581 | 0.17775 | 0.6008 | 269.7489 | 135.074 | 107.8827 | 85.553 | 4748.8298 | 10.145 | 9574.3282 | 40808.5515 | 5811109.0645 | 5811109.0645 | 1 | 0.002 | 36779.2518 | 0.002 | 4.9262 | 4.9262 | 5.0948 | 3.7389 | 134.6749 | 0 | 0 | 0 | 644095.1685 | 0 | 0 | 0 | 130.1478 | 130.1478 | 102.7879 | 81.8142 | 135.074 | 135.074 | 107.8827 | 85.553 | 1285538.4883 | 1370.3196 | 1032904.5793 | 3491295.6773 | 1.038 | 1.038 | 1.0497 | 1.0458 | 1.0876 | 1.0876 | 1.1022 | 1.0874 | 1.0254 | 1.0254 | 1.0287 | 1.0209 | 0.13184 | 0.13184 | 0.15243 | 0.19071 | 0.14118 | 0.14118 | 0.16158 | 0.1882 | 0.12632 | 0.12632 | 0.1433 | 0.18783 | 0.19522 | 0.19522 | 0.27828 | 0.3706 | 136.5247 | 0 | 0 | 0 | 647692.2689 | 0 | 0 | 0 | 111810.3667 | 647692.2689 | 55141.8545 | 5.936 | 0.012681 | 6.2272 | 6.354 | 55131.7095
326 | SFD | 2 | 2024 | 2022 | 0.11956 | 0.00029705 | 0.197 | 0.68315 | 147.2969 | 147.2969 | 120.1023 | 97.7697 | 4745.8821 | 11.7915 | 9590.4186 | 40854.4007 | 5846944.534 | 5846944.534 | 1 | 0.002 | 37108.6764 | 0.002 | 4.9436 | 4.9436 | 5.1089 | 3.75 | 12.2055 | 12.2055 | 12.2055 | 12.2055 | 57962.0734 | 123.8248 | 116859.9289 | 498090.7614 | 130.1478 | 130.1478 | 102.7879 | 81.8142 | 135.0913 | 135.0913 | 107.8968 | 85.5642 | 699053.668 | 1736.8521 | 1151831.5501 | 3994322.4638 | 1.0379 | 1.0379 | 1.0499 | 1.046 | 1.0875 | 1.0875 | 1.1024 | 1.0876 | 1.0254 | 1.0254 | 1.0289 | 1.021 | 0.13184 | 0.13184 | 0.15243 | 0.19071 | 0.14118 | 0.14118 | 0.16158 | 0.1882 | 0.12632 | 0.12632 | 0.1433 | 0.18783 | 0.19522 | 0.19522 | 0.27828 | 0.3706 | 12.2055 | 12.2055 | 12.2055 | 12.2055 | 57962.0734 | 123.8248 | 116859.9289 | 498090.7614 | 112271.5332 | 673036.5884 | 55202.4929 | 5.9324 | 0.014739 | 6.2377 | 6.3611 | 55190.7014
348 | SFD | 2 | 2025 | 2023 | 0.11957 | 0.00029705 | 0.19703 | 0.6831 | 147.1908 | 147.1908 | 120.0307 | 97.687 | 4750.635 | 11.8024 | 9600.0142 | 40895.2933 | 5848220.8964 | 5848220.8964 | 1 | 0.002 | 37441.0515 | 0.002 | 4.9327 | 4.9327 | 5.1325 | 3.7625 | 12.1103 | 12.1103 | 12.1103 | 12.1103 | 57474.2205 | 142.7991 | 116143.1787 | 494760.4661 | 130.1478 | 130.1478 | 102.7879 | 81.8142 | 135.0804 | 135.0804 | 107.9203 | 85.5766 | 699249.6498 | 1737.204 | 1152296.2447 | 3994937.7979 | 1.038 | 1.038 | 1.0501 | 1.0461 | 1.0876 | 1.0876 | 1.1025 | 1.0877 | 1.0255 | 1.0255 | 1.029 | 1.0212 | 0.13184 | 0.13184 | 0.15243 | 0.19071 | 0.14118 | 0.14118 | 0.16158 | 0.1882 | 0.12632 | 0.12632 | 0.1433 | 0.18783 | 0.19522 | 0.19522 | 0.27828 | 0.3706 | 12.1103 | 12.1103 | 12.1103 | 12.1103 | 57474.2205 | 142.7991 | 116143.1787 | 494760.4661 | 112720.6337 | 668520.6644 | 55257.745 | 5.9383 | 0.014753 | 6.2439 | 6.3675 | 55245.9426
370 | SFD | 2 | 2026 | 2024 | 0.1196 | 0.00029713 | 0.19706 | 0.68305 | 147.1103 | 147.1103 | 119.9466 | 97.6 | 4755.4126 | 11.8143 | 9609.6176 | 40936.2333 | 5849327.021 | 5849327.021 | 1 | 0.002 | 37776.4038 | 0.002 | 4.9503 | 4.9503 | 5.1465 | 3.7736 | 12.0122 | 12.0122 | 12.0122 | 12.0122 | 57065.8117 | 141.7733 | 115317.7618 | 491244.4519 | 130.1478 | 130.1478 | 102.7879 | 81.8142 | 135.098 | 135.098 | 107.9344 | 85.5878 | 699570.0542 | 1738.0012 | 1152641.2756 | 3995377.69 | 1.0382 | 1.0382 | 1.0502 | 1.0463 | 1.0878 | 1.0878 | 1.1027 | 1.0879 | 1.0256 | 1.0256 | 1.0292 | 1.0213 | 0.13184 | 0.13184 | 0.15243 | 0.19071 | 0.14118 | 0.14118 | 0.16158 | 0.1882 | 0.12632 | 0.12632 | 0.1433 | 0.18783 | 0.19522 | 0.19522 | 0.27828 | 0.3706 | 12.0122 | 12.0122 | 12.0122 | 12.0122 | 57065.8117 | 141.7733 | 115317.7618 | 491244.4519 | 113170.8186 | 663769.7987 | 55313.0778 | 5.9443 | 0.014768 | 6.2502 | 6.3739 | 55301.2635
392 | SFD | 2 | 2027 | 2025 | 0.11959 | 0.0002971 | 0.19705 | 0.68307 | 147.1626 | 147.1626 | 119.9953 | 97.6458 | 4760.0495 | 11.8258 | 9619.0041 | 40976.2072 | 5857631.9798 | 5857631.9798 | 1 | 0.002 | 38114.7596 | 0.002 | 4.9679 | 4.9679 | 5.1605 | 3.7847 | 12.0469 | 12.0469 | 12.0469 | 12.0469 | 57287.9422 | 142.3253 | 115766.0258 | 493154.3851 | 130.1478 | 130.1478 | 102.7879 | 81.8142 | 135.1157 | 135.1157 | 107.9484 | 85.5989 | 700501.1688 | 1740.3156 | 1154235.4051 | 4001155.0902 | 1.0383 | 1.0383 | 1.0503 | 1.0464 | 1.0879 | 1.0879 | 1.1028 | 1.088 | 1.0257 | 1.0257 | 1.0293 | 1.0214 | 0.13184 | 0.13184 | 0.15243 | 0.19071 | 0.14118 | 0.14118 | 0.16158 | 0.1882 | 0.12632 | 0.12632 | 0.1433 | 0.18783 | 0.19522 | 0.19522 | 0.27828 | 0.3706 | 12.0469 | 12.0469 | 12.0469 | 12.0469 | 57287.9422 | 142.3253 | 115766.0258 | 493154.3851 | 113610.5235 | 666350.6784 | 55367.0866 | 5.9501 | 0.014782 | 6.2563 | 6.3801 | 55355.2608
414 | SFD | 2 | 2028 | 2026 | 0.11954 | 0.00029699 | 0.19702 | 0.68314 | 147.3203 | 147.3203 | 120.1496 | 97.7973 | 4764.5749 | 11.837 | 9628.2194 | 41015.4177 | 5871687.1838 | 5871687.1838 | 1 | 0.002 | 38456.1461 | 0.002 | 4.9851 | 4.9851 | 5.1742 | 3.7956 | 12.1875 | 12.1875 | 12.1875 | 12.1875 | 58013.1961 | 144.1272 | 117231.7996 | 499398.322 | 130.1478 | 130.1478 | 102.7879 | 81.8142 | 135.1328 | 135.1328 | 107.9621 | 85.6098 | 701918.7744 | 1743.8381 | 1156827.1674 | 4011197.4038 | 1.0384 | 1.0384 | 1.0505 | 1.0465 | 1.088 | 1.088 | 1.103 | 1.0881 | 1.0259 | 1.0259 | 1.0294 | 1.0216 | 0.13184 | 0.13184 | 0.15243 | 0.19071 | 0.14118 | 0.14118 | 0.16158 | 0.1882 | 0.12632 | 0.12632 | 0.1433 | 0.18783 | 0.19522 | 0.19522 | 0.27828 | 0.3706 | 12.1875 | 12.1875 | 12.1875 | 12.1875 | 58013.1961 | 144.1272 | 117231.7996 | 499398.322 | 114041.9995 | 674787.4449 | 55420.049 | 5.9557 | 0.014796 | 6.2623 | 6.3862 | 55408.212
436 | SFD | 2 | 2029 | 2027 | 0.11954 | 0.00029697 | 0.19701 | 0.68316 | 147.3623 | 147.3623 | 120.1883 | 97.8332 | 4769.2316 | 11.8486 | 9637.6413 | 41055.5453 | 5879478.1422 | 5879478.1422 | 1 | 0.002 | 38800.5903 | 0.002 | 5.0018 | 5.0018 | 5.1877 | 3.8062 | 12.2128 | 12.2128 | 12.2128 | 12.2128 | 58188.6062 | 144.563 | 117587.1249 | 500911.4192 | 130.1478 | 130.1478 | 102.7879 | 81.8142 | 135.1495 | 135.1495 | 107.9756 | 85.6204 | 702804.8183 | 1746.0398 | 1158332.0493 | 4016595.2347 | 1.0386 | 1.0386 | 1.0506 | 1.0467 | 1.0882 | 1.0882 | 1.1031 | 1.0883 | 1.026 | 1.026 | 1.0295 | 1.0217 | 0.13184 | 0.13184 | 0.15243 | 0.19071 | 0.14118 | 0.14118 | 0.16158 | 0.1882 | 0.12632 | 0.12632 | 0.1433 | 0.18783 | 0.19522 | 0.19522 | 0.27828 | 0.3706 | 12.2128 | 12.2128 | 12.2128 | 12.2128 | 58188.6062 | 144.563 | 117587.1249 | 500911.4192 | 114484.132 | 676831.7135 | 55474.2668 | 5.9615 | 0.014811 | 6.2684 | 6.3925 | 55462.4181
458 | SFD | 2 | 2030 | 2028 | 0.11953 | 0.00029696 | 0.19701 | 0.68317 | 147.3998 | 147.3998 | 120.2225 | 97.8645 | 4773.8979 | 11.8602 | 9647.0803 | 41095.7469 | 5887029.3997 | 5887029.3997 | 1 | 0.002 | 39148.1197 | 0.002 | 5.0189 | 5.0189 | 5.2014 | 3.8171 | 12.2331 | 12.2331 | 12.2331 | 12.2331 | 58342.7176 | 144.9459 | 117898.697 | 502238.5792 | 130.1478 | 130.1478 | 102.7879 | 81.8142 | 135.1667 | 135.1667 | 107.9893 | 85.6313 | 703671.7718 | 1748.1944 | 1159795.7114 | 4021813.7221 | 1.0387 | 1.0387 | 1.0507 | 1.0468 | 1.0883 | 1.0883 | 1.1032 | 1.0884 | 1.0261 | 1.0261 | 1.0297 | 1.0218 | 0.13184 | 0.13184 | 0.15243 | 0.19071 | 0.14118 | 0.14118 | 0.16158 | 0.1882 | 0.12632 | 0.12632 | 0.1433 | 0.18783 | 0.19522 | 0.19522 | 0.27828 | 0.3706 | 12.2331 | 12.2331 | 12.2331 | 12.2331 | 58342.7176 | 144.9459 | 117898.697 | 502238.5792 | 114927.4554 | 678624.9397 | 55528.5853 | 5.9674 | 0.014825 | 6.2745 | 6.3987 | 55516.7251
480 | SFD | 2 | 2031 | 2029 | 0.11952 | 0.00029695 | 0.19701 | 0.68317 | 147.4331 | 147.4331 | 120.2523 | 97.8915 | 4778.5735 | 11.8718 | 9656.5358 | 41136.0204 | 5894357.195 | 5894357.195 | 1 | 0.002 | 39498.7618 | 0.002 | 5.0361 | 5.0361 | 5.2152 | 3.828 | 12.2493 | 12.2493 | 12.2493 | 12.2493 | 58476.6926 | 145.2789 | 118169.5461 | 503392.2816 | 130.1478 | 130.1478 | 102.7879 | 81.8142 | 135.1839 | 135.1839 | 108.0031 | 85.6422 | 704520.0785 | 1750.3028 | 1161220.7794 | 4026866.0343 | 1.0388 | 1.0388 | 1.0509 | 1.0469 | 1.0884 | 1.0884 | 1.1034 | 1.0886 | 1.0263 | 1.0263 | 1.0298 | 1.022 | 0.13184 | 0.13184 | 0.15243 | 0.19071 | 0.14118 | 0.14118 | 0.16158 | 0.1882 | 0.12632 | 0.12632 | 0.1433 | 0.18783 | 0.19522 | 0.19522 | 0.27828 | 0.3706 | 12.2493 | 12.2493 | 12.2493 | 12.2493 | 58476.6926 | 145.2789 | 118169.5461 | 503392.2816 | 115371.9461 | 680183.7991 | 55583.0016 | 5.9732 | 0.01484 | 6.2807 | 6.405 | 55571.1297
502 | SFD | 2 | 2032 | 2030 | 0.11947 | 0.00029681 | 0.19697 | 0.68326 | 147.6222 | 147.6222 | 120.438 | 98.0743 | 4783.0826 | 11.883 | 9665.7341 | 41175.1484 | 5910187.4167 | 5910187.4167 | 1 | 0.002 | 39852.5445 | 0.002 | 5.0533 | 5.0533 | 5.2289 | 3.8389 | 12.4211 | 12.4211 | 12.4211 | 12.4211 | 59355.2963 | 147.4617 | 119945.1137 | 510955.9735 | 130.1478 | 130.1478 | 102.7879 | 81.8142 | 135.2011 | 135.2011 | 108.0168 | 85.6531 | 706089.2969 | 1754.2019 | 1164121.2379 | 4038222.6801 | 1.039 | 1.039 | 1.051 | 1.0471 | 1.0886 | 1.0886 | 1.1035 | 1.0887 | 1.0264 | 1.0264 | 1.0299 | 1.0221 | 0.13184 | 0.13184 | 0.15243 | 0.19071 | 0.14118 | 0.14118 | 0.16158 | 0.1882 | 0.12632 | 0.12632 | 0.1433 | 0.18783 | 0.19522 | 0.19522 | 0.27828 | 0.3706 | 12.4211 | 12.4211 | 12.4211 | 12.4211 | 59355.2963 | 147.4617 | 119945.1137 | 510955.9735 | 115803.8749 | 690403.8453 | 55635.8482 | 5.9789 | 0.014854 | 6.2867 | 6.4111 | 55623.9651
524 | SFD | 2 | 2033 | 2031 | 0.11939 | 0.00029662 | 0.19692 | 0.6834 | 147.8843 | 147.8843 | 120.6968 | 98.3303 | 4787.5157 | 11.8941 | 9674.8166 | 41213.7596 | 5930038.8416 | 5930038.8416 | 1 | 0.002 | 40209.496 | 0.002 | 5.0699 | 5.0699 | 5.2423 | 3.8495 | 12.6666 | 12.6666 | 12.6666 | 12.6666 | 60585.3629 | 150.5177 | 122431.9251 | 521548.8692 | 130.1478 | 130.1478 | 102.7879 | 81.8142 | 135.2177 | 135.2177 | 108.0302 | 85.6637 | 707998.2769 | 1758.9444 | 1167719.31 | 4052562.3103 | 1.0391 | 1.0391 | 1.0511 | 1.0472 | 1.0887 | 1.0887 | 1.1037 | 1.0888 | 1.0265 | 1.0265 | 1.0301 | 1.0222 | 0.13184 | 0.13184 | 0.15243 | 0.19071 | 0.14118 | 0.14118 | 0.16158 | 0.1882 | 0.12632 | 0.12632 | 0.1433 | 0.18783 | 0.19522 | 0.19522 | 0.27828 | 0.3706 | 12.6666 | 12.6666 | 12.6666 | 12.6666 | 60585.3629 | 150.5177 | 122431.9251 | 521548.8692 | 116230.3051 | 704716.675 | 55687.986 | 5.9844 | 0.014868 | 6.2926 | 6.4171 | 55676.0919
546 | SFD | 2 | 2034 | 2032 | 0.11938 | 0.00029658 | 0.19691 | 0.68342 | 147.9428 | 147.9428 | 120.7522 | 98.383 | 4792.1765 | 11.9056 | 9684.2559 | 41253.9555 | 5938813.0861 | 5938813.0861 | 1 | 0.002 | 40569.6446 | 0.002 | 5.0862 | 5.0862 | 5.2555 | 3.86 | 12.7088 | 12.7088 | 12.7088 | 12.7088 | 60843.7477 | 151.1596 | 122955.6479 | 523778.8716 | 130.1478 | 130.1478 | 102.7879 | 81.8142 | 135.234 | 135.234 | 108.0434 | 85.6742 | 708968.0387 | 1761.3537 | 1169395.4748 | 4058688.2188 | 1.0392 | 1.0392 | 1.0513 | 1.0473 | 1.0888 | 1.0888 | 1.1038 | 1.089 | 1.0266 | 1.0266 | 1.0302 | 1.0223 | 0.13184 | 0.13184 | 0.15243 | 0.19071 | 0.14118 | 0.14118 | 0.16158 | 0.1882 | 0.12632 | 0.12632 | 0.1433 | 0.18783 | 0.19522 | 0.19522 | 0.27828 | 0.3706 | 12.7088 | 12.7088 | 12.7088 | 12.7088 | 60843.7477 | 151.1596 | 122955.6479 | 523778.8716 | 116674.9628 | 707729.4269 | 55742.2935 | 5.9902 | 0.014882 | 6.2987 | 6.4233 | 55730.3878
568 | SFD | 2 | 2035 | 2033 | 0.11937 | 0.00029656 | 0.1969 | 0.68344 | 147.9968 | 147.9968 | 120.8028 | 98.4308 | 4796.8474 | 11.9172 | 9693.7126 | 41294.2274 | 5947333.1601 | 5947333.1601 | 1 | 0.002 | 40933.019 | 0.002 | 5.1033 | 5.1033 | 5.2692 | 3.8708 | 12.7457 | 12.7457 | 12.7457 | 12.7457 | 61079.8752 | 151.7463 | 123433.0862 | 525812.5267 | 130.1478 | 130.1478 | 102.7879 | 81.8142 | 135.2511 | 135.2511 | 108.0571 | 85.685 | 709918.2274 | 1763.715 | 1171028.061 | 4064623.1567 | 1.0393 | 1.0393 | 1.0514 | 1.0474 | 1.089 | 1.089 | 1.1039 | 1.0891 | 1.0268 | 1.0268 | 1.0303 | 1.0225 | 0.13184 | 0.13184 | 0.15243 | 0.19071 | 0.14118 | 0.14118 | 0.16158 | 0.1882 | 0.12632 | 0.12632 | 0.1433 | 0.18783 | 0.19522 | 0.19522 | 0.27828 | 0.3706 | 12.7457 | 12.7457 | 12.7457 | 12.7457 | 61079.8752 | 151.7463 | 123433.0862 | 525812.5267 | 117120.8387 | 710477.2343 | 55796.7047 | 5.9961 | 0.014897 | 6.3049 | 6.4296 | 55784.7874
590 | SFD | 2 | 2036 | 2034 | 0.11936 | 0.00029653 | 0.19689 | 0.68345 | 148.0463 | 148.0463 | 120.8489 | 98.474 | 4801.5279 | 11.9289 | 9703.1864 | 41334.5737 | 5955613.6399 | 5955613.6399 | 1 | 0.002 | 41299.6481 | 0.002 | 5.1205 | 5.1205 | 5.2829 | 3.8817 | 12.7781 | 12.7781 | 12.7781 | 12.7781 | 61294.4527 | 152.2794 | 123866.9394 | 527660.5347 | 130.1478 | 130.1478 | 102.7879 | 81.8142 | 135.2682 | 135.2682 | 108.0708 | 85.6959 | 710848.4066 | 1766.0267 | 1172619.2547 | 4070379.952 | 1.0395 | 1.0395 | 1.0515 | 1.0476 | 1.0891 | 1.0891 | 1.1041 | 1.0892 | 1.0269 | 1.0269 | 1.0304 | 1.0226 | 0.13184 | 0.13184 | 0.15243 | 0.19071 | 0.14118 | 0.14118 | 0.16158 | 0.1882 | 0.12632 | 0.12632 | 0.1433 | 0.18783 | 0.19522 | 0.19522 | 0.27828 | 0.3706 | 12.7781 | 12.7781 | 12.7781 | 12.7781 | 61294.4527 | 152.2794 | 123866.9394 | 527660.5347 | 117567.9114 | 712974.2063 | 55851.2169 | 6.0019 | 0.014911 | 6.311 | 6.4359 | 55839.288
612 | SFD | 2 | 2037 | 2035 | 0.11935 | 0.00029651 | 0.19689 | 0.68347 | 148.0914 | 148.0914 | 120.8906 | 98.5128 | 4806.2177 | 11.9405 | 9712.6769 | 41374.9924 | 5963667.2126 | 5963667.2126 | 1 | 0.002 | 41669.561 | 0.002 | 5.1376 | 5.1376 | 5.2967 | 3.8926 | 12.806 | 12.806 | 12.806 | 12.806 | 61488.5891 | 152.7618 | 124259.4553 | 529332.4677 | 130.1478 | 130.1478 | 102.7879 | 81.8142 | 135.2854 | 135.2854 | 108.0845 | 85.7068 | 711759.6461 | 1768.2913 | 1174171.258 | 4075968.0172 | 1.0396 | 1.0396 | 1.0517 | 1.0477 | 1.0893 | 1.0893 | 1.1042 | 1.0894 | 1.027 | 1.027 | 1.0306 | 1.0227 | 0.13184 | 0.13184 | 0.15243 | 0.19071 | 0.14118 | 0.14118 | 0.16158 | 0.1882 | 0.12632 | 0.12632 | 0.1433 | 0.18783 | 0.19522 | 0.19522 | 0.27828 | 0.3706 | 12.806 | 12.806 | 12.806 | 12.806 | 61488.5891 | 152.7618 | 124259.4553 | 529332.4677 | 118016.1628 | 715233.2738 | 55905.8276 | 6.0078 | 0.014926 | 6.3172 | 6.4422 | 55893.8871
634 | SFD | 2 | 2038 | 2036 | 0.11934 | 0.00029649 | 0.19688 | 0.68348 | 148.1325 | 148.1325 | 120.9282 | 98.5476 | 4810.9167 | 11.9522 | 9722.1837 | 41415.4818 | 5971507.0374 | 5971507.0374 | 1 | 0.002 | 42042.7871 | 0.002 | 5.1548 | 5.1548 | 5.3104 | 3.9035 | 12.8299 | 12.8299 | 12.8299 | 12.8299 | 61663.4366 | 153.1963 | 124612.9639 | 530838.251 | 130.1478 | 130.1478 | 102.7879 | 81.8142 | 135.3026 | 135.3026 | 108.0983 | 85.7177 | 712653.0595 | 1770.5117 | 1175686.3538 | 4081397.1125 | 1.0397 | 1.0397 | 1.0518 | 1.0478 | 1.0894 | 1.0894 | 1.1044 | 1.0895 | 1.0272 | 1.0272 | 1.0307 | 1.0229 | 0.13184 | 0.13184 | 0.15243 | 0.19071 | 0.14118 | 0.14118 | 0.16158 | 0.1882 | 0.12632 | 0.12632 | 0.1433 | 0.18783 | 0.19522 | 0.19522 | 0.27828 | 0.3706 | 12.8299 | 12.8299 | 12.8299 | 12.8299 | 61663.4366 | 153.1963 | 124612.9639 | 530838.251 | 118465.574 | 717267.8478 | 55960.5344 | 6.0136 | 0.01494 | 6.3234 | 6.4485 | 55948.5822
656 | SFD | 2 | 2039 | 2037 | 0.11934 | 0.00029648 | 0.19688 | 0.68349 | 148.1697 | 148.1697 | 120.962 | 98.5786 | 4815.6244 | 11.9639 | 9731.7065 | 41456.0402 | 5979145.5752 | 5979145.5752 | 1 | 0.002 | 42419.3562 | 0.002 | 5.172 | 5.172 | 5.3242 | 3.9144 | 12.85 | 12.85 | 12.85 | 12.85 | 61820.0864 | 153.5855 | 124929.6717 | 532187.2825 | 130.1478 | 130.1478 | 102.7879 | 81.8142 | 135.3198 | 135.3198 | 108.112 | 85.7286 | 713529.7008 | 1772.6904 | 1177166.704 | 4086676.48 | 1.0399 | 1.0399 | 1.0519 | 1.048 | 1.0895 | 1.0895 | 1.1045 | 1.0896 | 1.0273 | 1.0273 | 1.0308 | 1.023 | 0.13184 | 0.13184 | 0.15243 | 0.19071 | 0.14118 | 0.14118 | 0.16158 | 0.1882 | 0.12632 | 0.12632 | 0.1433 | 0.18783 | 0.19522 | 0.19522 | 0.27828 | 0.3706 | 12.85 | 12.85 | 12.85 | 12.85 | 61820.0864 | 153.5855 | 124929.6717 | 532187.2825 | 118916.1269 | 719090.6261 | 56015.335 | 6.0195 | 0.014955 | 6.3296 | 6.4548 | 56003.371
678 | SFD | 2 | 2040 | 2038 | 0.11933 | 0.00029647 | 0.19688 | 0.6835 | 148.2033 | 148.2033 | 120.9922 | 98.6059 | 4820.3408 | 11.9756 | 9741.2447 | 41496.6659 | 5986594.6178 | 5986594.6178 | 1 | 0.002 | 42799.2981 | 0.002 | 5.1892 | 5.1892 | 5.3379 | 3.9253 | 12.8664 | 12.8664 | 12.8664 | 12.8664 | 61959.571 | 153.9321 | 125211.6662 | 533388.4543 | 130.1478 | 130.1478 | 102.7879 | 81.8142 | 135.337 | 135.337 | 108.1258 | 85.7395 | 714390.568 | 1774.8299 | 1178614.3542 | 4091814.8656 | 1.04 | 1.04 | 1.0521 | 1.0481 | 1.0897 | 1.0897 | 1.1046 | 1.0898 | 1.0274 | 1.0274 | 1.031 | 1.0231 | 0.13184 | 0.13184 | 0.15243 | 0.19071 | 0.14118 | 0.14118 | 0.16158 | 0.1882 | 0.12632 | 0.12632 | 0.1433 | 0.18783 | 0.19522 | 0.19522 | 0.27828 | 0.3706 | 12.8664 | 12.8664 | 12.8664 | 12.8664 | 61959.571 | 153.9321 | 125211.6662 | 533388.4543 | 119367.8049 | 720713.6236 | 56070.227 | 6.0254 | 0.01497 | 6.3358 | 6.4611 | 56058.2513
700 | SFD | 2 | 2041 | 2039 | 0.11933 | 0.00029646 | 0.19687 | 0.6835 | 148.2336 | 148.2336 | 121.0189 | 98.6298 | 4825.0655 | 11.9874 | 9750.7981 | 41537.3574 | 5993865.3235 | 5993865.3235 | 1 | 0.002 | 43182.6431 | 0.002 | 5.2064 | 5.2064 | 5.3517 | 3.9362 | 12.8794 | 12.8794 | 12.8794 | 12.8794 | 62082.8672 | 154.2385 | 125460.9227 | 534450.1806 | 130.1478 | 130.1478 | 102.7879 | 81.8142 | 135.3542 | 135.3542 | 108.1396 | 85.7504 | 715236.6051 | 1776.9327 | 1180031.2403 | 4096820.5454 | 1.0401 | 1.0401 | 1.0522 | 1.0482 | 1.0898 | 1.0898 | 1.1048 | 1.0899 | 1.0276 | 1.0276 | 1.0311 | 1.0232 | 0.13184 | 0.13184 | 0.15243 | 0.19071 | 0.14118 | 0.14118 | 0.16158 | 0.1882 | 0.12632 | 0.12632 | 0.1433 | 0.18783 | 0.19522 | 0.19522 | 0.27828 | 0.3706 | 12.8794 | 12.8794 | 12.8794 | 12.8794 | 62082.8672 | 154.2385 | 125460.9227 | 534450.1806 | 119820.592 | 722148.209 | 56125.2084 | 6.0313 | 0.014984 | 6.342 | 6.4675 | 56113.221
722 | SFD | 2 | 2042 | 2040 | 0.11933 | 0.00029645 | 0.19687 | 0.68351 | 148.2606 | 148.2606 | 121.0425 | 98.6505 | 4829.7984 | 11.9991 | 9760.3665 | 41578.1133 | 6000968.2511 | 6000968.2511 | 1 | 0.002 | 43569.4216 | 0.002 | 5.2237 | 5.2237 | 5.3655 | 3.9472 | 12.8891 | 12.8891 | 12.8891 | 12.8891 | 62190.8992 | 154.507 | 125679.3104 | 535380.4227 | 130.1478 | 130.1478 | 102.7879 | 81.8142 | 135.3714 | 135.3714 | 108.1534 | 85.7614 | 716068.7057 | 1779.0008 | 1181419.1941 | 4101701.3506 | 1.0403 | 1.0403 | 1.0523 | 1.0484 | 1.09 | 1.09 | 1.1049 | 1.0901 | 1.0277 | 1.0277 | 1.0312 | 1.0234 | 0.13184 | 0.13184 | 0.15243 | 0.19071 | 0.14118 | 0.14118 | 0.16158 | 0.1882 | 0.12632 | 0.12632 | 0.1433 | 0.18783 | 0.19522 | 0.19522 | 0.27828 | 0.3706 | 12.8891 | 12.8891 | 12.8891 | 12.8891 | 62190.8992 | 154.507 | 125679.3104 | 535380.4227 | 120274.4734 | 723405.1393 | 56180.2773 | 6.0372 | 0.014999 | 6.3482 | 6.4738 | 56168.2781
744 | SFD | 2 | 2043 | 2041 | 0.11932 | 0.00029645 | 0.19687 | 0.68351 | 148.2846 | 148.2846 | 121.0631 | 98.6682 | 4834.5393 | 12.0109 | 9769.9493 | 41618.9322 | 6007913.3906 | 6007913.3906 | 1 | 0.002 | 43959.6645 | 0.002 | 5.241 | 5.241 | 5.3793 | 3.9581 | 12.8959 | 12.8959 | 12.8959 | 12.8959 | 62284.5415 | 154.7397 | 125868.5975 | 536186.7123 | 130.1478 | 130.1478 | 102.7879 | 81.8142 | 135.3887 | 135.3887 | 108.1672 | 85.7723 | 716887.7149 | 1781.0365 | 1182779.9487 | 4106464.6905 | 1.0404 | 1.0404 | 1.0525 | 1.0485 | 1.0901 | 1.0901 | 1.1051 | 1.0902 | 1.0278 | 1.0278 | 1.0314 | 1.0235 | 0.13184 | 0.13184 | 0.15243 | 0.19071 | 0.14118 | 0.14118 | 0.16158 | 0.1882 | 0.12632 | 0.12632 | 0.1433 | 0.18783 | 0.19522 | 0.19522 | 0.27828 | 0.3706 | 12.8959 | 12.8959 | 12.8959 | 12.8959 | 62284.5415 | 154.7397 | 125868.5975 | 536186.7123 | 120729.4351 | 724494.591 | 56235.4317 | 6.0432 | 0.015014 | 6.3544 | 6.4802 | 56223.4208
766 | SFD | 2 | 2044 | 2042 | 0.11932 | 0.00029645 | 0.19687 | 0.68351 | 148.3058 | 148.3058 | 121.0808 | 98.6831 | 4839.2879 | 12.0227 | 9779.5465 | 41659.8128 | 6014710.1933 | 6014710.1933 | 1 | 0.002 | 44353.4026 | 0.002 | 5.2582 | 5.2582 | 5.3931 | 3.9691 | 12.8998 | 12.8998 | 12.8998 | 12.8998 | 62364.6213 | 154.9387 | 126030.4568 | 536876.1747 | 130.1478 | 130.1478 | 102.7879 | 81.8142 | 135.406 | 135.406 | 108.181 | 85.7832 | 717694.4327 | 1783.0416 | 1184115.144 | 4111117.575 | 1.0405 | 1.0405 | 1.0526 | 1.0486 | 1.0902 | 1.0902 | 1.1052 | 1.0903 | 1.028 | 1.028 | 1.0315 | 1.0236 | 0.13184 | 0.13184 | 0.15243 | 0.19071 | 0.14118 | 0.14118 | 0.16158 | 0.1882 | 0.12632 | 0.12632 | 0.1433 | 0.18783 | 0.19522 | 0.19522 | 0.27828 | 0.3706 | 12.8998 | 12.8998 | 12.8998 | 12.8998 | 62364.6213 | 154.9387 | 126030.4568 | 536876.1747 | 121185.4639 | 725426.1915 | 56290.6699 | 6.0491 | 0.015028 | 6.3607 | 6.4865 | 56278.6472
788 | SFD | 2 | 2045 | 2043 | 0.11932 | 0.00029645 | 0.19687 | 0.68351 | 148.3243 | 148.3243 | 121.0958 | 98.6953 | 4844.0442 | 12.0346 | 9789.1577 | 41700.7539 | 6021367.6003 | 6021367.6003 | 1 | 0.002 | 44750.6674 | 0.002 | 5.2755 | 5.2755 | 5.4069 | 3.98 | 12.9011 | 12.9011 | 12.9011 | 12.9011 | 62431.9211 | 155.106 | 126166.4706 | 537455.5499 | 130.1478 | 130.1478 | 102.7879 | 81.8142 | 135.4233 | 135.4233 | 108.1948 | 85.7942 | 718489.6157 | 1785.0181 | 1185426.3311 | 4115666.6355 | 1.0407 | 1.0407 | 1.0527 | 1.0488 | 1.0904 | 1.0904 | 1.1053 | 1.0905 | 1.0281 | 1.0281 | 1.0316 | 1.0238 | 0.13184 | 0.13184 | 0.15243 | 0.19071 | 0.14118 | 0.14118 | 0.16158 | 0.1882 | 0.12632 | 0.12632 | 0.1433 | 0.18783 | 0.19522 | 0.19522 | 0.27828 | 0.3706 | 12.9011 | 12.9011 | 12.9011 | 12.9011 | 62431.9211 | 155.106 | 126166.4706 | 537455.5499 | 121642.5473 | 726209.0475 | 56345.9903 | 6.0551 | 0.015043 | 6.3669 | 6.4929 | 56333.9557
810 | SFD | 2 | 2046 | 2044 | 0.11932 | 0.00029645 | 0.19687 | 0.68351 | 148.3404 | 148.3404 | 121.1084 | 98.705 | 4848.8079 | 12.0464 | 9798.7826 | 41741.7544 | 6027894.0688 | 6027894.0688 | 1 | 0.002 | 45151.4904 | 0.002 | 5.2928 | 5.2928 | 5.4207 | 3.991 | 12.8998 | 12.8998 | 12.8998 | 12.8998 | 62487.1808 | 155.2434 | 126278.1355 | 537931.2125 | 130.1478 | 130.1478 | 102.7879 | 81.8142 | 135.4406 | 135.4406 | 108.2086 | 85.8052 | 719273.9797 | 1786.9677 | 1186714.9773 | 4120118.1442 | 1.0408 | 1.0408 | 1.0529 | 1.0489 | 1.0905 | 1.0905 | 1.1055 | 1.0906 | 1.0282 | 1.0282 | 1.0318 | 1.0239 | 0.13184 | 0.13184 | 0.15243 | 0.19071 | 0.14118 | 0.14118 | 0.16158 | 0.1882 | 0.12632 | 0.12632 | 0.1433 | 0.18783 | 0.19522 | 0.19522 | 0.27828 | 0.3706 | 12.8998 | 12.8998 | 12.8998 | 12.8998 | 62487.1808 | 155.2434 | 126278.1355 | 537931.2125 | 122100.6738 | 726851.7721 | 56401.3913 | 6.061 | 0.015058 | 6.3732 | 6.4993 | 56389.3449
832 | SFD | 2 | 2047 | 2045 | 0.11933 | 0.00029645 | 0.19687 | 0.68351 | 148.3541 | 148.3541 | 121.1186 | 98.7123 | 4853.5788 | 12.0583 | 9808.421 | 41782.8133 | 6034297.5974 | 6034297.5974 | 1 | 0.002 | 45555.9035 | 0.002 | 5.3101 | 5.3101 | 5.4346 | 4.0019 | 12.8962 | 12.8962 | 12.8962 | 12.8962 | 62531.1004 | 155.3526 | 126366.8669 | 538309.1912 | 130.1478 | 130.1478 | 102.7879 | 81.8142 | 135.4579 | 135.4579 | 108.2224 | 85.8161 | 720048.2014 | 1788.8921 | 1187982.4704 | 4124478.0335 | 1.0409 | 1.0409 | 1.053 | 1.049 | 1.0907 | 1.0907 | 1.1056 | 1.0908 | 1.0283 | 1.0283 | 1.0319 | 1.024 | 0.13184 | 0.13184 | 0.15243 | 0.19071 | 0.14118 | 0.14118 | 0.16158 | 0.1882 | 0.12632 | 0.12632 | 0.1433 | 0.18783 | 0.19522 | 0.19522 | 0.27828 | 0.3706 | 12.8962 | 12.8962 | 12.8962 | 12.8962 | 62531.1004 | 155.3526 | 126366.8669 | 538309.1912 | 122559.8325 | 727362.511 | 56456.8714 | 6.067 | 0.015073 | 6.3795 | 6.5057 | 56444.8131
854 | SFD | 2 | 2048 | 2046 | 0.11933 | 0.00029646 | 0.19687 | 0.6835 | 148.3656 | 148.3656 | 121.1266 | 98.7175 | 4858.357 | 12.0701 | 9818.0727 | 41823.9294 | 6040585.7507 | 6040585.7507 | 1 | 0.002 | 45963.9389 | 0.002 | 5.3275 | 5.3275 | 5.4484 | 4.0129 | 12.8904 | 12.8904 | 12.8904 | 12.8904 | 62564.3417 | 155.4352 | 126434.0033 | 538595.1869 | 130.1478 | 130.1478 | 102.7879 | 81.8142 | 135.4752 | 135.4752 | 108.2363 | 85.8271 | 720812.9213 | 1790.793 | 1189230.1229 | 4128751.9136 | 1.0411 | 1.0411 | 1.0531 | 1.0492 | 1.0908 | 1.0908 | 1.1058 | 1.0909 | 1.0285 | 1.0285 | 1.032 | 1.0242 | 0.13184 | 0.13184 | 0.15243 | 0.19071 | 0.14118 | 0.14118 | 0.16158 | 0.1882 | 0.12632 | 0.12632 | 0.1433 | 0.18783 | 0.19522 | 0.19522 | 0.27828 | 0.3706 | 12.8904 | 12.8904 | 12.8904 | 12.8904 | 62564.3417 | 155.4352 | 126434.0033 | 538595.1869 | 123020.0129 | 727748.9671 | 56512.4292 | 6.0729 | 0.015088 | 6.3857 | 6.5121 | 56500.3591
876 | SFD | 2 | 2049 | 2047 | 0.11933 | 0.00029647 | 0.19688 | 0.6835 | 148.375 | 148.375 | 121.1326 | 98.7205 | 4863.1421 | 12.082 | 9827.7375 | 41865.1019 | 6046765.6813 | 6046765.6813 | 1 | 0.002 | 46375.629 | 0.002 | 5.3448 | 5.3448 | 5.4622 | 4.0239 | 12.8824 | 12.8824 | 12.8824 | 12.8824 | 62587.5303 | 155.4929 | 126480.81 | 538794.5899 | 130.1478 | 130.1478 | 102.7879 | 81.8142 | 135.4926 | 135.4926 | 108.2501 | 85.8381 | 721568.7446 | 1792.6717 | 1190459.1757 | 4132945.0892 | 1.0412 | 1.0412 | 1.0533 | 1.0493 | 1.0909 | 1.0909 | 1.1059 | 1.091 | 1.0286 | 1.0286 | 1.0322 | 1.0243 | 0.13184 | 0.13184 | 0.15243 | 0.19071 | 0.14118 | 0.14118 | 0.16158 | 0.1882 | 0.12632 | 0.12632 | 0.1433 | 0.18783 | 0.19522 | 0.19522 | 0.27828 | 0.3706 | 12.8824 | 12.8824 | 12.8824 | 12.8824 | 62587.5303 | 155.4929 | 126480.81 | 538794.5899 | 123481.2056 | 728018.4231 | 56568.0635 | 6.0789 | 0.015103 | 6.392 | 6.5185 | 56555.9815
898 | SFD | 2 | 2050 | 2048 | 0.11934 | 0.00029648 | 0.19688 | 0.68349 | 148.3825 | 148.3825 | 121.1366 | 98.7217 | 4867.9341 | 12.0939 | 9837.4152 | 41906.3298 | 6052844.1517 | 6052844.1517 | 1 | 0.002 | 46791.0064 | 0.002 | 5.3622 | 5.3622 | 5.4761 | 4.0349 | 12.8726 | 12.8726 | 12.8726 | 12.8726 | 62601.2579 | 155.5271 | 126508.4835 | 538912.4958 | 130.1478 | 130.1478 | 102.7879 | 81.8142 | 135.5099 | 135.5099 | 108.264 | 85.8491 | 722316.2438 | 1794.5298 | 1191670.8022 | 4137062.5759 | 1.0413 | 1.0413 | 1.0534 | 1.0495 | 1.0911 | 1.0911 | 1.106 | 1.0912 | 1.0287 | 1.0287 | 1.0323 | 1.0244 | 0.13184 | 0.13184 | 0.15243 | 0.19071 | 0.14118 | 0.14118 | 0.16158 | 0.1882 | 0.12632 | 0.12632 | 0.1433 | 0.18783 | 0.19522 | 0.19522 | 0.27828 | 0.3706 | 12.8726 | 12.8726 | 12.8726 | 12.8726 | 62601.2579 | 155.5271 | 126508.4835 | 538912.4958 | 123943.4015 | 728177.7643 | 56623.773 | 6.0849 | 0.015117 | 6.3983 | 6.5249 | 56611.679
920 | SFD | 2 | 2051 | 2049 | 0.11934 | 0.00029649 | 0.19688 | 0.68348 | 148.3882 | 148.3882 | 121.1388 | 98.721 | 4872.7328 | 12.1059 | 9847.1055 | 41947.6123 | 6058827.5551 | 6058827.5551 | 1 | 0.002 | 47210.1044 | 0.002 | 5.3795 | 5.3795 | 5.49 | 4.0459 | 12.8609 | 12.8609 | 12.8609 | 12.8609 | 62606.0836 | 155.5392 | 126518.1546 | 538953.7218 | 130.1478 | 130.1478 | 102.7879 | 81.8142 | 135.5273 | 135.5273 | 108.2778 | 85.8601 | 723055.9599 | 1796.3686 | 1192866.1117 | 4141109.1149 | 1.0415 | 1.0415 | 1.0535 | 1.0496 | 1.0912 | 1.0912 | 1.1062 | 1.0913 | 1.0289 | 1.0289 | 1.0324 | 1.0246 | 0.13184 | 0.13184 | 0.15243 | 0.19071 | 0.14118 | 0.14118 | 0.16158 | 0.1882 | 0.12632 | 0.12632 | 0.1433 | 0.18783 | 0.19522 | 0.19522 | 0.27828 | 0.3706 | 12.8609 | 12.8609 | 12.8609 | 12.8609 | 62606.0836 | 155.5392 | 126518.1546 | 538953.7218 | 124406.592 | 728233.4992 | 56679.5565 | 6.0909 | 0.015132 | 6.4046 | 6.5314 | 56667.4506
50 | TRK | 1 | 2010 | 2008 | 0.21413 | 0.024815 | 0.21897 | 0.54209 | 323.0544 | 224.6792 | 163.8882 | 130.9794 | 204811.075 | 34127.3915 | 412841.426 | 1278852.325 | 2434.3425 | 308995958 | 126932 | 134.2 | 37519.5044 | 0.0010573 | -14.9167 | -14.9167 | -5.0594 | -3.1449 | 98.3752 | 0 | 0 | 0 | 20148329.22 | 0 | 0 | 0 | 239.5959 | 239.5959 | 168.9476 | 134.1243 | 224.6792 | 224.6792 | 163.8882 | 130.9794 | 66165109.44 | 7667713.642 | 67659829.54 | 167503305.4 | 1.0291 | 1.0291 | 1.0463 | 1.0418 | 1.0292 | 1.0292 | 1.0463 | 1.0424 | 0.8819 | 0.8819 | 0.8819 | 0.94838 | 0.14846 | 0.14846 | 0.16933 | 0.2069 | 0.14846 | 0.14846 | 0.16933 | 0.20705 | 0.0080653 | 0.0080653 | 0.0080653 | 0.1568 | 0.99975 | 0.99975 | 1 | 0.99045 | 102.041 | 0 | 0 | 0 | 20899120.62 | 0 | 0 | 0 | 5891187.4926 | 20899120.62 | 1930632.2175 | 256.0138 | 42.6592 | 268.5147 | 199.1206 | 1896504.826
51 | TRK | 1 | 2011 | 2009 | 0.35561 | 0.030229 | 0.21059 | 0.40357 | 217.8954 | 121.5967 | 68.3086 | 42.7064 | 217597.688 | 33146.433 | 411044.967 | 1259950.511 | 1043.2781 | 133329900 | 127799 | 51.65 | 35557.7606 | 0.00040415 | 26.596 | 26.596 | 9.1359 | 4.9358 | 96.2988 | 0 | 0 | 0 | 20954385.69 | 0 | 0 | 0 | 95.0007 | 95.0007 | 59.1727 | 37.7706 | 121.5967 | 121.5967 | 68.3086 | 42.7064 | 47413540.53 | 4030495.964 | 28077913.08 | 53807950.46 | 1.0291 | 1.0291 | 1.0463 | 1.0418 | 1.0292 | 1.0292 | 1.0463 | 1.0424 | 0.8819 | 0.8819 | 0.8819 | 0.94838 | 0.14846 | 0.14846 | 0.16933 | 0.2069 | 0.14846 | 0.14846 | 0.16933 | 0.20705 | 0.0080653 | 0.0080653 | 0.0080653 | 0.1568 | 0.99975 | 0.99975 | 1 | 0.99045 | 103.0186 | 0 | 0 | 0 | 22416601.3 | 0 | 0 | 0 | 1852272.4769 | 22416601.3 | 1921739.599 | 271.9971 | 41.433 | 267.3463 | 196.1776 | 1888593.166
52 | TRK | 1 | 2012 | 2010 | 0.2504 | 0.019944 | 0.20095 | 0.52871 | 190.0359 | 101.2632 | 79.4419 | 67.3475 | 219021.51 | 32738.162 | 420461.791 | 1304916.745 | 1289.6844 | 166222260.6 | 128886 | 50.594 | 34815.7883 | 0.00039255 | 12.1394 | 12.1394 | 6.1759 | 2.686 | 88.7727 | 0 | 0 | 0 | 19443137.7 | 0 | 0 | 0 | 89.1238 | 89.1238 | 73.266 | 64.6615 | 101.2632 | 101.2632 | 79.4419 | 67.3475 | 41621954.35 | 3315170.699 | 33402273.6 | 87882861.97 | 1.0291 | 1.0291 | 1.0463 | 1.0418 | 1.0292 | 1.0292 | 1.0463 | 1.0424 | 0.8819 | 0.8819 | 0.8819 | 0.94838 | 0.14846 | 0.14846 | 0.16933 | 0.2069 | 0.14846 | 0.14846 | 0.16933 | 0.20705 | 0.0080653 | 0.0080653 | 0.0080653 | 0.1568 | 0.99975 | 0.99975 | 1 | 0.99045 | 103.8912 | 0 | 0 | 0 | 22754409.88 | 0 | 0 | 0 | 2749649.9092 | 22754409.88 | 1977138.208 | 273.7769 | 40.9227 | 273.4711 | 203.1789 | 1944400.046
53 | TRK | 1 | 2013 | 2011 | 0.27999 | 0.02147 | 0.18213 | 0.51641 | 180.4473 | 88.4549 | 60.6046 | 55.2671 | 218558.248 | 34189.604 | 423306.031 | 1316137.085 | 1082.5908 | 140855893.8 | 130110 | 53.734 | 33724.2626 | 0.00041299 | 1.4401 | 1.4401 | 1.0425 | 2.9729 | 91.9924 | 0 | 0 | 0 | 20105702.76 | 0 | 0 | 0 | 87.0147 | 87.0147 | 59.562 | 52.2942 | 88.4549 | 88.4549 | 60.6046 | 55.2671 | 39438246.48 | 3024237.338 | 25654278.35 | 72739131.58 | 1.0291 | 1.0291 | 1.0463 | 1.0418 | 1.0292 | 1.0292 | 1.0463 | 1.0424 | 0.8819 | 0.8819 | 0.8819 | 0.94838 | 0.14846 | 0.14846 | 0.16933 | 0.2069 | 0.14846 | 0.14846 | 0.16933 | 0.20705 | 0.0080653 | 0.0080653 | 0.0080653 | 0.1568 | 0.99975 | 0.99975 | 1 | 0.99045 | 103.6997 | 0 | 0 | 0 | 22664433.74 | 0 | 0 | 0 | 2289901.6547 | 22664433.74 | 1992190.968 | 273.1978 | 42.737 | 275.321 | 204.926 | 1958001.364
54 | TRK | 1 | 2014 | 2012 | 0.22805 | 0.019409 | 0.20292 | 0.54962 | 220.5501 | 118.1223 | 101.6573 | 88.8781 | 217907.125 | 34627.551 | 420659.56 | 1303190.326 | 1608.0113 | 210737924.6 | 131055 | 51.922 | 33131.3764 | 0.00039619 | -8.694 | -8.694 | -9.6957 | -7.4619 | 102.4277 | 0 | 0 | 0 | 22319735.57 | 0 | 0 | 0 | 126.8163 | 126.8163 | 111.353 | 96.3401 | 118.1223 | 118.1223 | 101.6573 | 88.8781 | 48059436.14 | 4090287.521 | 42763107.91 | 115825093 | 1.0291 | 1.0291 | 1.0463 | 1.0418 | 1.0292 | 1.0292 | 1.0463 | 1.0424 | 0.8819 | 0.8819 | 0.8819 | 0.94838 | 0.14846 | 0.14846 | 0.16933 | 0.2069 | 0.14846 | 0.14846 | 0.16933 | 0.20705 | 0.0080653 | 0.0080653 | 0.0080653 | 0.1568 | 0.99975 | 0.99975 | 1 | 0.99045 | 108.015 | 0 | 0 | 0 | 23537229.94 | 0 | 0 | 0 | 4094041.9428 | 23537229.94 | 1976384.562 | 272.3839 | 43.2844 | 273.5997 | 202.9101 | 1941757.011
55 | TRK | 1 | 2015 | 2013 | 0.24116 | 0.015822 | 0.18879 | 0.55424 | 208.8354 | 87.8121 | 84.3616 | 79.6367 | 214626.348 | 33489.279 | 415921.607 | 1293505.668 | 1407.1825 | 185860662.4 | 132080 | 50.264 | 33741.9768 | 0.00038056 | 7.55 | 7.55 | 9.4676 | 4.7048 | 121.0233 | 0 | 0 | 0 | 25974789.98 | 0 | 0 | 0 | 80.2622 | 80.2622 | 74.894 | 74.9319 | 87.8121 | 87.8121 | 84.3616 | 79.6367 | 44821589.28 | 2940765.316 | 35087802.29 | 103010505.6 | 1.0291 | 1.0291 | 1.0463 | 1.0418 | 1.0292 | 1.0292 | 1.0463 | 1.0424 | 0.8819 | 0.8819 | 0.8819 | 0.94838 | 0.14846 | 0.14846 | 0.16933 | 0.2069 | 0.14846 | 0.14846 | 0.16933 | 0.20705 | 0.0080653 | 0.0080653 | 0.0080653 | 0.1568 | 0.99975 | 0.99975 | 1 | 0.99045 | 124.8712 | 0 | 0 | 0 | 26800639.44 | 0 | 0 | 0 | 2984836.3584 | 26800639.44 | 1957542.902 | 268.2829 | 41.8616 | 270.5181 | 201.4022 | 1924053.623
56 | TRK | 1 | 2016 | 2014 | 0.27322 | 0.017653 | 0.18333 | 0.5258 | 223.1763 | 98.3496 | 78.6867 | 72.3444 | 217276.309 | 31856.39 | 413492.073 | 1289909.156 | 1330.2604 | 177478024.7 | 133416 | 51.674 | 33121.6122 | 0.00038732 | 6.7064 | 6.7064 | 6.1274 | 4.3486 | 124.8266 | 0 | 0 | 0 | 27121869.34 | 0 | 0 | 0 | 91.6432 | 91.6432 | 72.5593 | 67.9958 | 98.3496 | 98.3496 | 78.6867 | 72.3444 | 48490916.65 | 3133064.567 | 32536335.91 | 93317707.53 | 1.0291 | 1.0291 | 1.0463 | 1.0418 | 1.0292 | 1.0292 | 1.0463 | 1.0424 | 0.8819 | 0.8819 | 0.8819 | 0.94838 | 0.14846 | 0.14846 | 0.16933 | 0.2069 | 0.14846 | 0.14846 | 0.16933 | 0.20705 | 0.0080653 | 0.0080653 | 0.0080653 | 0.1568 | 0.99975 | 0.99975 | 1 | 0.99045 | 138.7734 | 0 | 0 | 0 | 30152182.48 | 0 | 0 | 0 | 2805951.7178 | 30152182.48 | 1952533.928 | 271.5954 | 39.8205 | 268.9379 | 200.8422 | 1920677.538
57 | TRK | 1 | 2017 | 2015 | 0.26727 | 0.013322 | 0.17325 | 0.54615 | 214.5583 | 76.7896 | 73.7388 | 75.3252 | 226834.863 | 31591.047 | 427844.216 | 1320305.688 | 1347.5925 | 182096128.2 | 135127 | 49.842 | 34464.3084 | 0.00036885 | 3.7091 | 3.7091 | 2.8203 | 1.6019 | 137.7687 | 0 | 0 | 0 | 31250736.18 | 0 | 0 | 0 | 73.0806 | 73.0806 | 70.9185 | 73.7233 | 76.7896 | 76.7896 | 73.7388 | 75.3252 | 48669300.27 | 2425864.655 | 31548698.31 | 99452264.99 | 1.0291 | 1.0291 | 1.0463 | 1.0418 | 1.0292 | 1.0292 | 1.0463 | 1.0424 | 0.8819 | 0.8819 | 0.8819 | 0.94838 | 0.14846 | 0.14846 | 0.16933 | 0.2069 | 0.14846 | 0.14846 | 0.16933 | 0.20705 | 0.0080653 | 0.0080653 | 0.0080653 | 0.1568 | 0.99975 | 0.99975 | 1 | 0.99045 | 147.0038 | 0 | 0 | 0 | 33345594.59 | 0 | 0 | 0 | 2965253.6265 | 33345594.59 | 2006575.814 | 283.5436 | 39.4888 | 278.2727 | 205.575 | 1974984.767
58 | TRK | 1 | 2018 | 2016 | 0.29831 | 0.014909 | 0.17314 | 0.51364 | 215.0129 | 87.2227 | 67.1056 | 64.5614 | 235371.396 | 28999.173 | 437727.603 | 1349718.449 | 1235.2177 | 169650973.5 | 137345 | 50.238 | 35994.7781 | 0.00036578 | 12.0427 | 12.0427 | 5.1785 | 3.6602 | 127.7902 | 0 | 0 | 0 | 30078153.35 | 0 | 0 | 0 | 75.18 | 75.18 | 61.9272 | 60.9012 | 87.2227 | 87.2227 | 67.1056 | 64.5614 | 50607886.14 | 2529386.676 | 29373988.32 | 87139712.31 | 1.0291 | 1.0291 | 1.0463 | 1.0418 | 1.0292 | 1.0292 | 1.0463 | 1.0424 | 0.8819 | 0.8819 | 0.8819 | 0.94838 | 0.14846 | 0.14846 | 0.16933 | 0.2069 | 0.14846 | 0.14846 | 0.16933 | 0.20705 | 0.0080653 | 0.0080653 | 0.0080653 | 0.1568 | 0.99975 | 0.99975 | 1 | 0.99045 | 155.4178 | 0 | 0 | 0 | 36580902.48 | 0 | 0 | 0 | 2592248.4986 | 36580902.48 | 2051816.621 | 294.2142 | 36.249 | 284.7009 | 210.1547 | 2022817.448
59 | TRK | 1 | 2019 | 2017 | 0.32186 | 0.021908 | 0.20465 | 0.45158 | 226.6273 | 124.4205 | 77.7346 | 55.2705 | 236553.157 | 29328.748 | 438504.052 | 1360872.273 | 1191.3672 | 166561480.1 | 139807 | 45.86 | 36064.7453 | 0.00032802 | -3.0921 | -3.0921 | -0.2239 | 1.2386 | 102.2067 | 0 | 0 | 0 | 24177320.11 | 0 | 0 | 0 | 127.5127 | 127.5127 | 77.9585 | 54.0319 | 124.4205 | 124.4205 | 77.7346 | 55.2705 | 53609393.72 | 3649098.921 | 34086918.76 | 75216068.72 | 1.0291 | 1.0291 | 1.0463 | 1.0418 | 1.0292 | 1.0292 | 1.0463 | 1.0424 | 0.8819 | 0.8819 | 0.8819 | 0.94838 | 0.14846 | 0.14846 | 0.16933 | 0.2069 | 0.14846 | 0.14846 | 0.16933 | 0.20705 | 0.0080653 | 0.0080653 | 0.0080653 | 0.1568 | 0.99975 | 0.99975 | 1 | 0.99045 | 150.6425 | 0 | 0 | 0 | 35634964.83 | 0 | 0 | 0 | 2757505.5848 | 35634964.83 | 2065258.23 | 295.6914 | 36.6609 | 285.2059 | 211.8914 | 2035929.482
223 | TRK | 1 | 2020 | 2018 | 0.2468 | 0.017994 | 0.21263 | 0.52258 | 282.7565 | 133.9383 | 107.5455 | 85.2348 | 231344.7626 | 28806.5881 | 423933.9046 | 1314639.573 | 1525.258 | 214422006.878 | 140580.8126 | 45.86 | 36424.9465 | 0.00032621 | 3.7906 | 3.7906 | 4.7576 | 3.4207 | 148.8182 | 0 | 0 | 0 | 21932497.2735 | 0 | 0 | 0 | 130.1478 | 130.1478 | 102.7879 | 81.8142 | 133.9383 | 133.9383 | 107.5455 | 85.2348 | 52918424.9051 | 3858305.8629 | 45592171.7813 | 112053104.3287 | 1.0262 | 1.0262 | 1.0418 | 1.0372 | 1.0262 | 1.0262 | 1.0418 | 1.0378 | 0.88093 | 0.88093 | 0.88044 | 0.94677 | 0.14846 | 0.14846 | 0.16933 | 0.2069 | 0.14846 | 0.14846 | 0.16933 | 0.20705 | 0.0080653 | 0.0080653 | 0.0080653 | 0.1568 | 0.99975 | 0.99975 | 1 | 0.99045 | 158.4848 | 0 | 0 | 0 | 37490083.5802 | 0 | 0 | 0 | 3291891.1003 | 37490083.5802 | 1998724.8284 | 289.181 | 36.0082 | 275.7294 | 204.6928 | 1969918.2403
245 | TRK | 1 | 2021 | 2019 | 0.28527 | 0.017072 | 0.20176 | 0.49589 | 274.9392 | 133.5549 | 107.0809 | 84.8584 | 233142.3777 | 28973.9245 | 427068.9015 | 1324528.585 | 1603.4193 | 226657604.5422 | 141358.9081 | 45.86 | 36788.7453 | 0.0003244 | 3.4072 | 3.4072 | 4.293 | 3.0442 | 141.3843 | 0 | 0 | 0 | 33522351.7438 | 0 | 0 | 0 | 130.1478 | 130.1478 | 102.7879 | 81.8142 | 133.5549 | 133.5549 | 107.0809 | 84.8584 | 64659668.0583 | 3869610.76 | 45730934.6816 | 112397391.0422 | 1.0272 | 1.0272 | 1.0428 | 1.0382 | 1.0272 | 1.0272 | 1.0428 | 1.0389 | 0.88127 | 0.88127 | 0.88076 | 0.94713 | 0.14846 | 0.14846 | 0.16933 | 0.2069 | 0.14846 | 0.14846 | 0.16933 | 0.20705 | 0.0080653 | 0.0080653 | 0.0080653 | 0.1568 | 0.99975 | 0.99975 | 1 | 0.99045 | 148.8182 | 0 | 0 | 0 | 34428307.0975 | 0 | 0 | 0 | 3408989.6879 | 34428307.0975 | 2013713.7888 | 291.428 | 36.2174 | 277.7684 | 206.2326 | 1984739.8643
267 | TRK | 1 | 2022 | 2020 | 0.28065 | 0.017161 | 0.20306 | 0.49913 | 270.2146 | 133.6898 | 107.1839 | 84.9414 | 234839.5899 | 29135.2274 | 429985.6439 | 1333709.5714 | 1596.7835 | 226968897.7404 | 142141.3103 | 45.86 | 37156.1775 | 0.00032261 | 3.5421 | 3.5421 | 4.396 | 3.1272 | 136.5247 | 0 | 0 | 0 | 32303469.3494 | 0 | 0 | 0 | 130.1478 | 130.1478 | 102.7879 | 81.8142 | 133.6898 | 133.6898 | 107.1839 | 84.9414 | 63699138.6681 | 3895084.1529 | 46087525.9303 | 113287148.9891 | 1.0282 | 1.0282 | 1.0437 | 1.0392 | 1.0282 | 1.0282 | 1.0437 | 1.0398 | 0.88159 | 0.88159 | 0.88106 | 0.94745 | 0.14846 | 0.14846 | 0.16933 | 0.2069 | 0.14846 | 0.14846 | 0.16933 | 0.20705 | 0.0080653 | 0.0080653 | 0.0080653 | 0.1568 | 0.99975 | 0.99975 | 1 | 0.99045 | 141.3843 | 0 | 0 | 0 | 32962663.1651 | 0 | 0 | 0 | 3518735.967 | 32962663.1651 | 2027670.0326 | 293.5495 | 36.419 | 279.6655 | 207.6621 | 1998534.8052
289 | TRK | 1 | 2023 | 2021 | 0.27915 | 0.017193 | 0.20348 | 0.50018 | 268.4912 | 133.8164 | 107.279 | 85.0179 | 236419.9767 | 29319.5986 | 432830.9523 | 1342568.1136 | 1596.6256 | 228202566.6028 | 142928.043 | 45.86 | 37527.2796 | 0.00032082 | 3.6686 | 3.6686 | 4.4911 | 3.2037 | 134.6749 | 0 | 0 | 0 | 32066208.0653 | 0 | 0 | 0 | 130.1478 | 130.1478 | 102.7879 | 81.8142 | 133.8164 | 133.8164 | 107.279 | 85.0179 | 63703070.7411 | 3923442.1979 | 46433687.0543 | 114142366.6095 | 1.0291 | 1.0291 | 1.0446 | 1.0401 | 1.0291 | 1.0291 | 1.0446 | 1.0407 | 0.88189 | 0.88189 | 0.88135 | 0.94777 | 0.14846 | 0.14846 | 0.16933 | 0.2069 | 0.14846 | 0.14846 | 0.16933 | 0.20705 | 0.0080653 | 0.0080653 | 0.0080653 | 0.1568 | 0.99975 | 0.99975 | 1 | 0.99045 | 136.5247 | 0 | 0 | 0 | 32061415.7933 | 0 | 0 | 0 | 3624932.872 | 32061415.7933 | 2041138.6412 | 295.525 | 36.6495 | 281.5161 | 209.0414 | 2011819.0427
311 | TRK | 1 | 2024 | 2022 | 0.15742 | 0.018399 | 0.23264 | 0.59155 | 148.3905 | 148.3905 | 121.8284 | 99.5484 | 240952.5828 | 28162.611 | 433726.6003 | 1349713.2908 | 1580.4167 | 227136107.8335 | 143719.1301 | 45.86 | 37902.088 | 0.00031905 | 3.7857 | 3.7857 | 4.5834 | 3.2772 | 14.457 | 14.457 | 14.457 | 14.457 | 3417932.8954 | 423874.5886 | 6257454.0893 | 19409559.9846 | 130.1478 | 130.1478 | 102.7879 | 81.8142 | 133.9334 | 133.9334 | 107.3713 | 85.0913 | 35755068.776 | 4179063.2825 | 52840200.4972 | 134361775.2779 | 1.0317 | 1.0317 | 1.0449 | 1.0408 | 1.0317 | 1.0317 | 1.0449 | 1.0414 | 0.88274 | 0.88274 | 0.88145 | 0.94802 | 0.14846 | 0.14846 | 0.16933 | 0.2069 | 0.14846 | 0.14846 | 0.16933 | 0.20705 | 0.0080653 | 0.0080653 | 0.0080653 | 0.1568 | 0.99975 | 0.99975 | 1 | 0.99045 | 14.457 | 14.457 | 14.457 | 14.457 | 3417932.8954 | 423874.5886 | 6257454.0893 | 19409559.9846 | 3733175.362 | 29508821.558 | 2052555.0849 | 301.1907 | 35.2033 | 282.0986 | 210.1539 | 2024392.4739
333 | TRK | 1 | 2025 | 2023 | 0.15772 | 0.018433 | 0.23254 | 0.59131 | 148.5488 | 148.5488 | 121.6818 | 99.4318 | 242585.5472 | 28352.5953 | 436636.9812 | 1358781.5412 | 1581.0472 | 228484398.5273 | 144514.5958 | 45.86 | 38280.6399 | 0.00031728 | 4.1195 | 4.1195 | 4.6123 | 3.336 | 14.2816 | 14.2816 | 14.2816 | 14.2816 | 3441183.6983 | 402206.5943 | 6194301.3396 | 19276038.9608 | 130.1478 | 130.1478 | 102.7879 | 81.8142 | 134.2672 | 134.2672 | 107.4002 | 85.1502 | 36035798.2573 | 4211744.754 | 53130767.2468 | 135106088.2691 | 1.0326 | 1.0326 | 1.0458 | 1.0417 | 1.0326 | 1.0326 | 1.0458 | 1.0423 | 0.88304 | 0.88304 | 0.88174 | 0.94834 | 0.14846 | 0.14846 | 0.16933 | 0.2069 | 0.14846 | 0.14846 | 0.16933 | 0.20705 | 0.0080653 | 0.0080653 | 0.0080653 | 0.1568 | 0.99975 | 0.99975 | 1 | 0.99045 | 14.2816 | 14.2816 | 14.2816 | 14.2816 | 3441183.6983 | 402206.5943 | 6194301.3396 | 19276038.9608 | 3843322.0295 | 29313730.5931 | 2066356.665 | 303.2319 | 35.4407 | 283.9915 | 211.5658 | 2038004.0697
355 | TRK | 1 | 2026 | 2024 | 0.15779 | 0.018441 | 0.23257 | 0.59119 | 148.4796 | 148.4796 | 121.5879 | 99.3186 | 244225.2424 | 28541.9826 | 439576.979 | 1367945.5999 | 1581.4677 | 229810129.7769 | 145314.4643 | 45.86 | 38662.9726 | 0.00031552 | 4.2378 | 4.2378 | 4.706 | 3.4104 | 14.0941 | 14.0941 | 14.0941 | 14.0941 | 3419014.1558 | 399603.0512 | 6153985.8287 | 19150742.3976 | 130.1478 | 130.1478 | 102.7879 | 81.8142 | 134.3855 | 134.3855 | 107.4939 | 85.2246 | 36262464.8151 | 4237901.9885 | 53447262.6674 | 135862500.3059 | 1.0335 | 1.0335 | 1.0467 | 1.0426 | 1.0335 | 1.0335 | 1.0467 | 1.0432 | 0.88333 | 0.88333 | 0.88204 | 0.94866 | 0.14846 | 0.14846 | 0.16933 | 0.2069 | 0.14846 | 0.14846 | 0.16933 | 0.20705 | 0.0080653 | 0.0080653 | 0.0080653 | 0.1568 | 0.99975 | 0.99975 | 1 | 0.99045 | 14.0941 | 14.0941 | 14.0941 | 14.0941 | 3419014.1558 | 399603.0512 | 6153985.8287 | 19150742.3976 | 3955157.7916 | 29123345.4332 | 2080289.8039 | 305.2816 | 35.6775 | 285.9037 | 212.9927 | 2051747.8213
377 | TRK | 1 | 2027 | 2025 | 0.15781 | 0.018443 | 0.23258 | 0.59117 | 148.5715 | 148.5715 | 121.6558 | 99.3672 | 245832.9263 | 28730.5677 | 442469.3704 | 1376947.3053 | 1583.9488 | 231444634.6776 | 146118.76 | 45.86 | 39049.124 | 0.00031378 | 4.3559 | 4.3559 | 4.8001 | 3.4851 | 14.0679 | 14.0679 | 14.0679 | 14.0679 | 3435725.2126 | 401524.463 | 6183905.049 | 19244059.8735 | 130.1478 | 130.1478 | 102.7879 | 81.8142 | 134.5036 | 134.5036 | 107.588 | 85.2993 | 36523761.1801 | 4268542.9006 | 53828982.4737 | 136823348.1232 | 1.0344 | 1.0344 | 1.0476 | 1.0435 | 1.0344 | 1.0344 | 1.0476 | 1.0441 | 0.88362 | 0.88362 | 0.88233 | 0.94897 | 0.14846 | 0.14846 | 0.16933 | 0.2069 | 0.14846 | 0.14846 | 0.16933 | 0.20705 | 0.0080653 | 0.0080653 | 0.0080653 | 0.1568 | 0.99975 | 0.99975 | 1 | 0.99045 | 14.0679 | 14.0679 | 14.0679 | 14.0679 | 3435725.2126 | 401524.463 | 6183905.049 | 19244059.8735 | 4065647.5719 | 29265214.598 | 2093980.1697 | 307.2912 | 35.9132 | 287.785 | 214.3943 | 2065249.602
399 | TRK | 1 | 2028 | 2026 | 0.15777 | 0.018441 | 0.23256 | 0.59123 | 148.7927 | 148.7927 | 121.854 | 99.5463 | 247416.1821 | 28918.7243 | 445326.1195 | 1385826.2828 | 1588.0975 | 233335211.3274 | 146927.5073 | 45.86 | 39439.132 | 0.00031204 | 4.471 | 4.471 | 4.8921 | 3.5581 | 14.174 | 14.174 | 14.174 | 14.174 | 3484431.4697 | 407226.5488 | 6271552.8885 | 19516826.3093 | 130.1478 | 130.1478 | 102.7879 | 81.8142 | 134.6187 | 134.6187 | 107.68 | 85.3723 | 36813723.8645 | 4302895.3144 | 54264767.3008 | 137953824.8478 | 1.0352 | 1.0352 | 1.0485 | 1.0444 | 1.0352 | 1.0352 | 1.0485 | 1.045 | 0.88391 | 0.88391 | 0.88261 | 0.94928 | 0.14846 | 0.14846 | 0.16933 | 0.2069 | 0.14846 | 0.14846 | 0.16933 | 0.20705 | 0.0080653 | 0.0080653 | 0.0080653 | 0.1568 | 0.99975 | 0.99975 | 1 | 0.99045 | 14.174 | 14.174 | 14.174 | 14.174 | 3484431.4697 | 407226.5488 | 6271552.8885 | 19516826.3093 | 4175244.166 | 29680037.2162 | 2107487.3088 | 309.2702 | 36.1484 | 289.643 | 215.7768 | 2078568.5845
421 | TRK | 1 | 2029 | 2027 | 0.15778 | 0.018443 | 0.23257 | 0.59121 | 148.8843 | 148.8843 | 121.9232 | 99.5967 | 249044.4211 | 29109.7821 | 448255.8561 | 1394943.8042 | 1590.6062 | 234997318.6721 | 147740.7309 | 45.86 | 39833.0354 | 0.00031031 | 4.5837 | 4.5837 | 4.9825 | 3.6297 | 14.1528 | 14.1528 | 14.1528 | 14.1528 | 3501635.7861 | 409281.3939 | 6302618.7821 | 19613344.8646 | 130.1478 | 130.1478 | 102.7879 | 81.8142 | 134.7314 | 134.7314 | 107.7704 | 85.4438 | 37078792.394 | 4333988.1341 | 54652792.6809 | 138931745.4631 | 1.0361 | 1.0361 | 1.0494 | 1.0453 | 1.0361 | 1.0361 | 1.0494 | 1.0459 | 0.8842 | 0.8842 | 0.8829 | 0.94959 | 0.14846 | 0.14846 | 0.16933 | 0.2069 | 0.14846 | 0.14846 | 0.16933 | 0.20705 | 0.0080653 | 0.0080653 | 0.0080653 | 0.1568 | 0.99975 | 0.99975 | 1 | 0.99045 | 14.1528 | 14.1528 | 14.1528 | 14.1528 | 3501635.7861 | 409281.3939 | 6302618.7821 | 19613344.8646 | 4288407.8561 | 29826880.8267 | 2121353.8634 | 311.3055 | 36.3872 | 291.5485 | 217.1964 | 2092244.0814
443 | TRK | 1 | 2030 | 2028 | 0.1578 | 0.018445 | 0.23257 | 0.59118 | 148.9771 | 148.9771 | 121.993 | 99.6473 | 250683.2923 | 29302.0957 | 451204.639 | 1404120.6589 | 1593.1246 | 236672124.0247 | 148558.4556 | 45.86 | 40230.8728 | 0.0003086 | 4.6989 | 4.6989 | 5.0747 | 3.7027 | 14.1304 | 14.1304 | 14.1304 | 14.1304 | 3519103.7102 | 411333.6152 | 6334046.1082 | 19711149.9038 | 130.1478 | 130.1478 | 102.7879 | 81.8142 | 134.8467 | 134.8467 | 107.8626 | 85.5169 | 37346076.9093 | 4365342.0617 | 55043802.9231 | 139916902.1307 | 1.037 | 1.037 | 1.0503 | 1.0462 | 1.037 | 1.037 | 1.0503 | 1.0468 | 0.88449 | 0.88449 | 0.88319 | 0.9499 | 0.14846 | 0.14846 | 0.16933 | 0.2069 | 0.14846 | 0.14846 | 0.16933 | 0.20705 | 0.0080653 | 0.0080653 | 0.0080653 | 0.1568 | 0.99975 | 0.99975 | 1 | 0.99045 | 14.1304 | 14.1304 | 14.1304 | 14.1304 | 3519103.7102 | 411333.6152 | 6334046.1082 | 19711149.9038 | 4402945.6049 | 29975633.3375 | 2135310.686 | 313.3541 | 36.6276 | 293.4664 | 218.6252 | 2106008.5902
465 | TRK | 1 | 2031 | 2029 | 0.15781 | 0.018447 | 0.23258 | 0.59116 | 149.0706 | 149.0706 | 122.0634 | 99.6986 | 252332.791 | 29495.6722 | 454172.5738 | 1413357.0659 | 1595.6543 | 238359968.9769 | 149380.7063 | 45.86 | 40632.6838 | 0.00030689 | 4.8143 | 4.8143 | 5.1669 | 3.7759 | 14.1086 | 14.1086 | 14.1086 | 14.1086 | 3536785.23 | 413410.9552 | 6365856.648 | 19810148.3393 | 130.1478 | 130.1478 | 102.7879 | 81.8142 | 134.9621 | 134.9621 | 107.9548 | 85.5901 | 37615410.8964 | 4396938.7674 | 55437842.3071 | 140909777.006 | 1.0379 | 1.0379 | 1.0512 | 1.047 | 1.0379 | 1.0379 | 1.0512 | 1.0477 | 0.88478 | 0.88478 | 0.88348 | 0.95021 | 0.14846 | 0.14846 | 0.16933 | 0.2069 | 0.14846 | 0.14846 | 0.16933 | 0.20705 | 0.0080653 | 0.0080653 | 0.0080653 | 0.1568 | 0.99975 | 0.99975 | 1 | 0.99045 | 14.1086 | 14.1086 | 14.1086 | 14.1086 | 3536785.23 | 413410.9552 | 6365856.648 | 19810148.3393 | 4518868.7433 | 30126201.1725 | 2149358.103 | 315.416 | 36.8696 | 295.3968 | 220.0634 | 2119862.4307
487 | TRK | 1 | 2032 | 2030 | 0.15775 | 0.018442 | 0.23255 | 0.59126 | 149.3565 | 149.3565 | 122.3261 | 99.9422 | 253940.3794 | 29687.9992 | 457077.4509 | 1422379.5894 | 1600.6521 | 240429969.532 | 150207.5081 | 45.86 | 41038.5078 | 0.00030519 | 4.9298 | 4.9298 | 5.2592 | 3.8491 | 14.279 | 14.279 | 14.279 | 14.279 | 3603047.602 | 421167.2638 | 6485108.0052 | 20181256.5308 | 130.1478 | 130.1478 | 102.7879 | 81.8142 | 135.0775 | 135.0775 | 108.0471 | 85.6633 | 37927635.894 | 4434094.4411 | 55912488.8599 | 142155750.337 | 1.0387 | 1.0387 | 1.052 | 1.0479 | 1.0388 | 1.0388 | 1.052 | 1.0485 | 0.88506 | 0.88506 | 0.88377 | 0.95052 | 0.14846 | 0.14846 | 0.16933 | 0.2069 | 0.14846 | 0.14846 | 0.16933 | 0.20705 | 0.0080653 | 0.0080653 | 0.0080653 | 0.1568 | 0.99975 | 0.99975 | 1 | 0.99045 | 14.279 | 14.279 | 14.279 | 14.279 | 3603047.602 | 421167.2638 | 6485108.0052 | 20181256.5308 | 4632731.8571 | 30690579.4018 | 2163085.419 | 317.4255 | 37.11 | 297.2861 | 221.4682 | 2133397.4198
509 | TRK | 1 | 2033 | 2031 | 0.15765 | 0.018435 | 0.23251 | 0.59141 | 149.735 | 149.735 | 122.6826 | 100.28 | 255532.4186 | 29880.3478 | 459960.6872 | 1431325.81 | 1606.863 | 242698791.204 | 151038.886 | 45.86 | 41448.3851 | 0.0003035 | 5.0416 | 5.0416 | 5.3491 | 3.9202 | 14.5456 | 14.5456 | 14.5456 | 14.5456 | 3693725.789 | 431831.0014 | 6648484.8588 | 20689423.9614 | 130.1478 | 130.1478 | 102.7879 | 81.8142 | 135.1894 | 135.1894 | 108.137 | 85.7343 | 38262152.6407 | 4474134.5758 | 56429173.2825 | 143533330.7051 | 1.0396 | 1.0396 | 1.0529 | 1.0488 | 1.0396 | 1.0396 | 1.0529 | 1.0494 | 0.88534 | 0.88534 | 0.88405 | 0.95082 | 0.14846 | 0.14846 | 0.16933 | 0.2069 | 0.14846 | 0.14846 | 0.16933 | 0.20705 | 0.0080653 | 0.0080653 | 0.0080653 | 0.1568 | 0.99975 | 0.99975 | 1 | 0.99045 | 14.5456 | 14.5456 | 14.5456 | 14.5456 | 3693725.789 | 431831.0014 | 6648484.8588 | 20689423.9614 | 4746235.1005 | 31463465.6106 | 2176699.2635 | 319.4155 | 37.3504 | 299.1614 | 222.8612 | 2146818.9157
531 | TRK | 1 | 2034 | 2032 | 0.15765 | 0.018435 | 0.23251 | 0.59141 | 149.8708 | 149.8708 | 122.7969 | 100.3757 | 257201.6658 | 30077.1674 | 462967.4094 | 1440678.3896 | 1609.9751 | 244514748.0059 | 151874.8656 | 45.86 | 41862.3561 | 0.00030182 | 5.1518 | 5.1518 | 5.4377 | 3.9903 | 14.5712 | 14.5712 | 14.5712 | 14.5712 | 3723425.2289 | 435393.8398 | 6702199.4174 | 20856197.6654 | 130.1478 | 130.1478 | 102.7879 | 81.8142 | 135.2996 | 135.2996 | 108.2256 | 85.8044 | 38547021.1698 | 4507689.3434 | 56850953.0689 | 144609084.4239 | 1.0405 | 1.0405 | 1.0538 | 1.0497 | 1.0405 | 1.0405 | 1.0538 | 1.0503 | 0.88563 | 0.88563 | 0.88434 | 0.95113 | 0.14846 | 0.14846 | 0.16933 | 0.2069 | 0.14846 | 0.14846 | 0.16933 | 0.20705 | 0.0080653 | 0.0080653 | 0.0080653 | 0.1568 | 0.99975 | 0.99975 | 1 | 0.99045 | 14.5712 | 14.5712 | 14.5712 | 14.5712 | 3723425.2289 | 435393.8398 | 6702199.4174 | 20856197.6654 | 4865521.2857 | 31717216.1515 | 2190924.6321 | 321.5021 | 37.5965 | 301.117 | 224.3174 | 2160847.4647
553 | TRK | 1 | 2035 | 2033 | 0.15764 | 0.018436 | 0.2325 | 0.59142 | 150.0065 | 150.0065 | 122.9096 | 100.4693 | 258882.3906 | 30275.3065 | 465994.495 | 1450094.6407 | 1613.0702 | 246340781.4727 | 152715.4722 | 45.86 | 42280.4617 | 0.00030015 | 5.2667 | 5.2667 | 5.5297 | 4.0631 | 14.592 | 14.592 | 14.592 | 14.592 | 3753089.2559 | 438886.3246 | 6755625.0256 | 21022393.3387 | 130.1478 | 130.1478 | 102.7879 | 81.8142 | 135.4145 | 135.4145 | 108.3176 | 85.8773 | 38834033.8847 | 4541491.8946 | 57275204.0246 | 145690051.6688 | 1.0414 | 1.0414 | 1.0547 | 1.0506 | 1.0414 | 1.0414 | 1.0547 | 1.0512 | 0.88592 | 0.88592 | 0.88462 | 0.95144 | 0.14846 | 0.14846 | 0.16933 | 0.2069 | 0.14846 | 0.14846 | 0.16933 | 0.20705 | 0.0080653 | 0.0080653 | 0.0080653 | 0.1568 | 0.99975 | 0.99975 | 1 | 0.99045 | 14.592 | 14.592 | 14.592 | 14.592 | 3753089.2559 | 438886.3246 | 6755625.0256 | 21022393.3387 | 4986272.3524 | 31969993.9447 | 2205246.8329 | 323.603 | 37.8441 | 303.0859 | 225.7835 | 2174971.5264
575 | TRK | 1 | 2036 | 2034 | 0.15764 | 0.018436 | 0.2325 | 0.59142 | 150.1409 | 150.1409 | 123.0211 | 100.5617 | 260574.479 | 30474.7691 | 469041.9668 | 1459574.4122 | 1616.1539 | 248177768.3323 | 153560.7314 | 45.86 | 42702.7432 | 0.00029849 | 5.3817 | 5.3817 | 5.6218 | 4.1361 | 14.6114 | 14.6114 | 14.6114 | 14.6114 | 3782639.3706 | 442365.2225 | 6808841.3381 | 21187942.0051 | 130.1478 | 130.1478 | 102.7879 | 81.8142 | 135.5295 | 135.5295 | 108.4097 | 85.9503 | 39122891.1602 | 4575509.7759 | 57702056.368 | 146777311.0283 | 1.0422 | 1.0422 | 1.0556 | 1.0514 | 1.0423 | 1.0423 | 1.0556 | 1.0521 | 0.88621 | 0.88621 | 0.88491 | 0.95175 | 0.14846 | 0.14846 | 0.16933 | 0.2069 | 0.14846 | 0.14846 | 0.16933 | 0.20705 | 0.0080653 | 0.0080653 | 0.0080653 | 0.1568 | 0.99975 | 0.99975 | 1 | 0.99045 | 14.6114 | 14.6114 | 14.6114 | 14.6114 | 3782639.3706 | 442365.2225 | 6808841.3381 | 21187942.0051 | 5108495.5781 | 32221787.9364 | 2219665.6272 | 325.7181 | 38.0935 | 305.0679 | 227.2595 | 2189190.858
597 | TRK | 1 | 2037 | 2035 | 0.15764 | 0.018437 | 0.2325 | 0.59142 | 150.2742 | 150.2742 | 123.1313 | 100.6528 | 262278.0042 | 30675.5639 | 472109.9576 | 1469118.1171 | 1619.2261 | 250025788.9486 | 154410.669 | 45.86 | 43129.2422 | 0.00029684 | 5.4969 | 5.4969 | 5.714 | 4.2092 | 14.6295 | 14.6295 | 14.6295 | 14.6295 | 3812073.2607 | 445830.5088 | 6861847.5105 | 21352837.817 | 130.1478 | 130.1478 | 102.7879 | 81.8142 | 135.6447 | 135.6447 | 108.5018 | 86.0233 | 39413604.5258 | 4609744.334 | 58131530.1355 | 147870909.9534 | 1.0431 | 1.0431 | 1.0565 | 1.0523 | 1.0431 | 1.0431 | 1.0565 | 1.053 | 0.8865 | 0.8865 | 0.8852 | 0.95206 | 0.14846 | 0.14846 | 0.16933 | 0.2069 | 0.14846 | 0.14846 | 0.16933 | 0.20705 | 0.0080653 | 0.0080653 | 0.0080653 | 0.1568 | 0.99975 | 0.99975 | 1 | 0.99045 | 14.6295 | 14.6295 | 14.6295 | 14.6295 | 3812073.2607 | 445830.5088 | 6861847.5105 | 21352837.817 | 5232205.8234 | 32472589.0969 | 2234181.6428 | 327.8475 | 38.3445 | 307.0634 | 228.7455 | 2203506.0789
619 | TRK | 1 | 2038 | 2036 | 0.15764 | 0.018438 | 0.2325 | 0.59142 | 150.4062 | 150.4062 | 123.2404 | 100.7427 | 263993.0403 | 30877.6995 | 475198.6003 | 1478726.1691 | 1622.2872 | 251884926.3221 | 155265.3109 | 45.86 | 43560.001 | 0.00029519 | 5.6122 | 5.6122 | 5.8062 | 4.2823 | 14.6463 | 14.6463 | 14.6463 | 14.6463 | 3841390.2454 | 449282.0977 | 6914642.3147 | 21517076.9724 | 130.1478 | 130.1478 | 102.7879 | 81.8142 | 135.7599 | 135.7599 | 108.5941 | 86.0965 | 39706187.8566 | 4644197.1969 | 58563645.0126 | 148970896.256 | 1.044 | 1.044 | 1.0574 | 1.0532 | 1.044 | 1.044 | 1.0574 | 1.0539 | 0.88679 | 0.88679 | 0.88549 | 0.95237 | 0.14846 | 0.14846 | 0.16933 | 0.2069 | 0.14846 | 0.14846 | 0.16933 | 0.20705 | 0.0080653 | 0.0080653 | 0.0080653 | 0.1568 | 0.99975 | 0.99975 | 1 | 0.99045 | 14.6463 | 14.6463 | 14.6463 | 14.6463 | 3841390.2454 | 449282.0977 | 6914642.3147 | 21517076.9724 | 5357418.0632 | 32722391.6303 | 2248795.5092 | 329.9913 | 38.5971 | 309.0723 | 230.2415 | 2217917.8097
641 | TRK | 1 | 2039 | 2037 | 0.15763 | 0.018439 | 0.2325 | 0.59143 | 150.5371 | 150.5371 | 123.3482 | 100.8314 | 265719.6614 | 31081.1848 | 478308.0284 | 1488398.9839 | 1625.3373 | 253755265.6646 | 156124.6831 | 45.86 | 43995.062 | 0.00029356 | 5.7276 | 5.7276 | 5.8986 | 4.3555 | 14.6617 | 14.6617 | 14.6617 | 14.6617 | 3870589.851 | 452719.9287 | 6967224.8853 | 21680656.7973 | 130.1478 | 130.1478 | 102.7879 | 81.8142 | 135.8753 | 135.8753 | 108.6865 | 86.1697 | 40000655.3121 | 4678870.0284 | 58998421.1641 | 150077319.16 | 1.0449 | 1.0449 | 1.0583 | 1.0541 | 1.0449 | 1.0449 | 1.0583 | 1.0548 | 0.88708 | 0.88708 | 0.88578 | 0.95268 | 0.14846 | 0.14846 | 0.16933 | 0.2069 | 0.14846 | 0.14846 | 0.16933 | 0.20705 | 0.0080653 | 0.0080653 | 0.0080653 | 0.1568 | 0.99975 | 0.99975 | 1 | 0.99045 | 14.6617 | 14.6617 | 14.6617 | 14.6617 | 3870589.851 | 452719.9287 | 6967224.8853 | 21680656.7973 | 5484147.393 | 32971191.4623 | 2263507.8585 | 332.1496 | 38.8515 | 311.0947 | 231.7476 | 2232426.6737
663 | TRK | 1 | 2040 | 2038 | 0.15763 | 0.018439 | 0.2325 | 0.59143 | 150.6668 | 150.6668 | 123.4548 | 100.9188 | 267457.9422 | 31286.0286 | 481438.3761 | 1498136.9787 | 1628.3765 | 255636894.1297 | 156988.8118 | 45.86 | 44434.4682 | 0.00029194 | 5.8431 | 5.8431 | 5.991 | 4.4288 | 14.6759 | 14.6759 | 14.6759 | 14.6759 | 3899671.7694 | 456143.9611 | 7019594.6573 | 21843575.5497 | 130.1478 | 130.1478 | 102.7879 | 81.8142 | 135.9909 | 135.9909 | 108.7789 | 86.2429 | 40297021.3009 | 4713764.5234 | 59435879.1796 | 151190229.1259 | 1.0458 | 1.0458 | 1.0592 | 1.055 | 1.0458 | 1.0458 | 1.0592 | 1.0557 | 0.88737 | 0.88737 | 0.88607 | 0.95299 | 0.14846 | 0.14846 | 0.16933 | 0.2069 | 0.14846 | 0.14846 | 0.16933 | 0.20705 | 0.0080653 | 0.0080653 | 0.0080653 | 0.1568 | 0.99975 | 0.99975 | 1 | 0.99045 | 14.6759 | 14.6759 | 14.6759 | 14.6759 | 3899671.7694 | 456143.9611 | 7019594.6573 | 21843575.5497 | 5612409.0318 | 33218985.9376 | 2278319.3256 | 334.3224 | 39.1075 | 313.1307 | 233.2638 | 2247033.297
685 | TRK | 1 | 2041 | 2039 | 0.15763 | 0.01844 | 0.2325 | 0.59143 | 150.7953 | 150.7953 | 123.5603 | 101.0051 | 269207.9576 | 31492.2397 | 484589.778 | 1507940.5728 | 1631.4051 | 257529900.758 | 157857.7234 | 45.86 | 44878.2631 | 0.00029032 | 5.9588 | 5.9588 | 6.0836 | 4.5021 | 14.6888 | 14.6888 | 14.6888 | 14.6888 | 3928635.8512 | 459554.1731 | 7071751.3518 | 22005832.3772 | 130.1478 | 130.1478 | 102.7879 | 81.8142 | 136.1065 | 136.1065 | 108.8715 | 86.3163 | 40595300.4747 | 4748882.4074 | 59876040.0622 | 152309677.8138 | 1.0467 | 1.0467 | 1.0601 | 1.0559 | 1.0467 | 1.0467 | 1.0601 | 1.0566 | 0.88766 | 0.88766 | 0.88636 | 0.95331 | 0.14846 | 0.14846 | 0.16933 | 0.2069 | 0.14846 | 0.14846 | 0.16933 | 0.20705 | 0.0080653 | 0.0080653 | 0.0080653 | 0.1568 | 0.99975 | 0.99975 | 1 | 0.99045 | 14.6888 | 14.6888 | 14.6888 | 14.6888 | 3928635.8512 | 459554.1731 | 7071751.3518 | 22005832.3772 | 5742218.3241 | 33465773.7532 | 2293230.5481 | 336.5099 | 39.3653 | 315.1803 | 234.7903 | 2261738.3084
707 | TRK | 1 | 2042 | 2040 | 0.15763 | 0.018441 | 0.2325 | 0.59142 | 150.9228 | 150.9228 | 123.6646 | 101.0902 | 270969.7827 | 31699.8272 | 487762.3696 | 1517810.1874 | 1634.4233 | 259434376.3991 | 158731.4443 | 45.86 | 45326.4904 | 0.00028871 | 6.0745 | 6.0745 | 6.1762 | 4.5755 | 14.7005 | 14.7005 | 14.7005 | 14.7005 | 3957482.0946 | 462950.5602 | 7123694.9565 | 22167427.2555 | 130.1478 | 130.1478 | 102.7879 | 81.8142 | 136.2223 | 136.2223 | 108.9641 | 86.3897 | 40895507.7203 | 4784225.4353 | 60318925.2124 | 153435718.0311 | 1.0476 | 1.0476 | 1.061 | 1.0568 | 1.0476 | 1.0476 | 1.061 | 1.0575 | 0.88795 | 0.88795 | 0.88665 | 0.95362 | 0.14846 | 0.14846 | 0.16933 | 0.2069 | 0.14846 | 0.14846 | 0.16933 | 0.20705 | 0.0080653 | 0.0080653 | 0.0080653 | 0.1568 | 0.99975 | 0.99975 | 1 | 0.99045 | 14.7005 | 14.7005 | 14.7005 | 14.7005 | 3957482.0946 | 462950.5602 | 7123694.9565 | 22167427.2555 | 5873590.7413 | 33711554.8668 | 2308242.1669 | 338.7122 | 39.6248 | 317.2438 | 236.327 | 2276542.3397
729 | TRK | 1 | 2043 | 2041 | 0.15763 | 0.018442 | 0.2325 | 0.59142 | 151.0491 | 151.0491 | 123.7678 | 101.1741 | 272743.4932 | 31908.7999 | 490956.287 | 1527746.2457 | 1637.4313 | 261350413.6001 | 159610.0011 | 45.86 | 45779.1945 | 0.00028711 | 6.1904 | 6.1904 | 6.269 | 4.649 | 14.7109 | 14.7109 | 14.7109 | 14.7109 | 3986210.6299 | 466333.1341 | 7175425.699 | 22328360.9041 | 130.1478 | 130.1478 | 102.7879 | 81.8142 | 136.3382 | 136.3382 | 109.0568 | 86.4632 | 41197658.1476 | 4819795.3898 | 60764556.4047 | 154568403.658 | 1.0485 | 1.0485 | 1.0619 | 1.0577 | 1.0485 | 1.0485 | 1.0619 | 1.0584 | 0.88824 | 0.88824 | 0.88694 | 0.95393 | 0.14846 | 0.14846 | 0.16933 | 0.2069 | 0.14846 | 0.14846 | 0.16933 | 0.20705 | 0.0080653 | 0.0080653 | 0.0080653 | 0.1568 | 0.99975 | 0.99975 | 1 | 0.99045 | 14.7109 | 14.7109 | 14.7109 | 14.7109 | 3986210.6299 | 466333.1341 | 7175425.699 | 22328360.9041 | 6006541.8836 | 33956330.3671 | 2323354.8259 | 340.9294 | 39.886 | 319.3212 | 237.8741 | 2291446.0259
751 | TRK | 1 | 2044 | 2042 | 0.15763 | 0.018443 | 0.2325 | 0.59142 | 151.1743 | 151.1743 | 123.8698 | 101.2569 | 274529.1651 | 32119.167 | 494171.6669 | 1537749.1733 | 1640.4293 | 263278106.5471 | 160493.4206 | 45.86 | 46236.42 | 0.00028553 | 6.3065 | 6.3065 | 6.3618 | 4.7226 | 14.7201 | 14.7201 | 14.7201 | 14.7201 | 4014821.7116 | 469701.9211 | 7226944.0309 | 22488634.7391 | 130.1478 | 130.1478 | 102.7879 | 81.8142 | 136.4542 | 136.4542 | 109.1497 | 86.5368 | 41501767.0834 | 4855594.0807 | 61212955.7754 | 155707789.6076 | 1.0493 | 1.0493 | 1.0628 | 1.0586 | 1.0494 | 1.0494 | 1.0628 | 1.0593 | 0.88853 | 0.88853 | 0.88723 | 0.95424 | 0.14846 | 0.14846 | 0.16933 | 0.2069 | 0.14846 | 0.14846 | 0.16933 | 0.20705 | 0.0080653 | 0.0080653 | 0.0080653 | 0.1568 | 0.99975 | 0.99975 | 1 | 0.99045 | 14.7201 | 14.7201 | 14.7201 | 14.7201 | 4014821.7116 | 469701.9211 | 7226944.0309 | 22488634.7391 | 6141087.482 | 34200102.4028 | 2338569.1723 | 343.1615 | 40.149 | 321.4125 | 239.4316 | 2306450.0053
773 | TRK | 1 | 2045 | 2043 | 0.15764 | 0.018444 | 0.2325 | 0.59142 | 151.2985 | 151.2985 | 123.9708 | 101.3387 | 276326.8747 | 32330.9376 | 497408.6469 | 1547819.3977 | 1643.4175 | 265217550.9786 | 161381.7297 | 45.86 | 46698.2121 | 0.00028395 | 6.4226 | 6.4226 | 6.4547 | 4.7963 | 14.7282 | 14.7282 | 14.7282 | 14.7282 | 4043315.7066 | 473056.961 | 7278250.6069 | 22648250.8068 | 130.1478 | 130.1478 | 102.7879 | 81.8142 | 136.5703 | 136.5703 | 109.2426 | 86.6105 | 41807850.062 | 4891623.3436 | 61664145.8045 | 156853931.7684 | 1.0502 | 1.0502 | 1.0637 | 1.0595 | 1.0503 | 1.0503 | 1.0637 | 1.0602 | 0.88882 | 0.88882 | 0.88752 | 0.95456 | 0.14846 | 0.14846 | 0.16933 | 0.2069 | 0.14846 | 0.14846 | 0.16933 | 0.20705 | 0.0080653 | 0.0080653 | 0.0080653 | 0.1568 | 0.99975 | 0.99975 | 1 | 0.99045 | 14.7282 | 14.7282 | 14.7282 | 14.7282 | 4043315.7066 | 473056.961 | 7278250.6069 | 22648250.8068 | 6277243.4003 | 34442874.0813 | 2353885.8569 | 345.4086 | 40.4137 | 323.5178 | 240.9995 | 2321554.9193
795 | TRK | 1 | 2046 | 2044 | 0.15764 | 0.018445 | 0.23251 | 0.59141 | 151.4217 | 151.4217 | 124.0707 | 101.4193 | 278136.6987 | 32544.1207 | 500667.3652 | 1557957.3491 | 1646.396 | 267168844.0886 | 162274.9554 | 45.86 | 47164.6164 | 0.00028237 | 6.5389 | 6.5389 | 6.5477 | 4.87 | 14.7351 | 14.7351 | 14.7351 | 14.7351 | 4071693.0805 | 476398.3054 | 7329346.2606 | 22807211.7089 | 130.1478 | 130.1478 | 102.7879 | 81.8142 | 136.6866 | 136.6866 | 109.3356 | 86.6842 | 42115922.8151 | 4927885.0385 | 62118149.2957 | 158006886.9392 | 1.0511 | 1.0511 | 1.0646 | 1.0604 | 1.0512 | 1.0512 | 1.0646 | 1.0611 | 0.88911 | 0.88911 | 0.88781 | 0.95487 | 0.14846 | 0.14846 | 0.16933 | 0.2069 | 0.14846 | 0.14846 | 0.16933 | 0.20705 | 0.0080653 | 0.0080653 | 0.0080653 | 0.1568 | 0.99975 | 0.99975 | 1 | 0.99045 | 14.7351 | 14.7351 | 14.7351 | 14.7351 | 4071693.0805 | 476398.3054 | 7329346.2606 | 22807211.7089 | 6415025.6363 | 34684649.3553 | 2369305.5337 | 347.6709 | 40.6802 | 325.6373 | 242.578 | 2336761.413
817 | TRK | 1 | 2047 | 2045 | 0.15764 | 0.018446 | 0.23251 | 0.59141 | 151.5438 | 151.5438 | 124.1695 | 101.4988 | 279958.7144 | 32758.7257 | 503947.9608 | 1568163.4599 | 1649.3653 | 269132084.4758 | 163173.1251 | 45.86 | 47635.679 | 0.00028081 | 6.6552 | 6.6552 | 6.6409 | 4.9438 | 14.7408 | 14.7408 | 14.7408 | 14.7408 | 4099954.3903 | 479726.0169 | 7380231.9913 | 22965520.5622 | 130.1478 | 130.1478 | 102.7879 | 81.8142 | 136.803 | 136.803 | 109.4288 | 86.758 | 42426001.2662 | 4964381.0492 | 62574989.3655 | 159166712.7949 | 1.052 | 1.052 | 1.0655 | 1.0613 | 1.0521 | 1.0521 | 1.0655 | 1.062 | 0.8894 | 0.8894 | 0.88811 | 0.95518 | 0.14846 | 0.14846 | 0.16933 | 0.2069 | 0.14846 | 0.14846 | 0.16933 | 0.20705 | 0.0080653 | 0.0080653 | 0.0080653 | 0.1568 | 0.99975 | 0.99975 | 1 | 0.99045 | 14.7408 | 14.7408 | 14.7408 | 14.7408 | 4099954.3903 | 479726.0169 | 7380231.9913 | 22965520.5622 | 6554450.3243 | 34925432.9607 | 2384828.8608 | 349.9484 | 40.9484 | 327.771 | 244.1671 | 2352070.1351
839 | TRK | 1 | 2048 | 2046 | 0.15764 | 0.018447 | 0.23251 | 0.5914 | 151.6649 | 151.6649 | 124.2674 | 101.5773 | 281792.9995 | 32974.7617 | 507250.5737 | 1578438.1648 | 1652.3253 | 271107372.0723 | 164076.266 | 45.86 | 48111.4463 | 0.00027926 | 6.7717 | 6.7717 | 6.7341 | 5.0177 | 14.7454 | 14.7454 | 14.7454 | 14.7454 | 4128100.2752 | 483040.1679 | 7430908.9464 | 23123180.9417 | 130.1478 | 130.1478 | 102.7879 | 81.8142 | 136.9195 | 136.9195 | 109.522 | 86.8319 | 42738101.5234 | 5001113.2823 | 63034689.4286 | 160333467.838 | 1.0529 | 1.0529 | 1.0664 | 1.0622 | 1.053 | 1.053 | 1.0664 | 1.0629 | 0.8897 | 0.8897 | 0.8884 | 0.95549 | 0.14846 | 0.14846 | 0.16933 | 0.2069 | 0.14846 | 0.14846 | 0.16933 | 0.20705 | 0.0080653 | 0.0080653 | 0.0080653 | 0.1568 | 0.99975 | 0.99975 | 1 | 0.99045 | 14.7454 | 14.7454 | 14.7454 | 14.7454 | 4128100.2752 | 483040.1679 | 7430908.9464 | 23123180.9417 | 6695533.7367 | 35165230.3311 | 2400456.4997 | 352.2412 | 41.2185 | 329.9191 | 245.7669 | 2367481.738
861 | TRK | 1 | 2049 | 2047 | 0.15765 | 0.018448 | 0.23251 | 0.5914 | 151.785 | 151.785 | 124.3642 | 101.6547 | 283639.6319 | 33192.2381 | 510575.3445 | 1588781.9014 | 1655.2765 | 273094808.0722 | 164984.4056 | 45.86 | 48591.9655 | 0.00027771 | 6.8884 | 6.8884 | 6.8274 | 5.0917 | 14.7489 | 14.7489 | 14.7489 | 14.7489 | 4156131.4455 | 486340.8395 | 7481378.4029 | 23280196.8261 | 130.1478 | 130.1478 | 102.7879 | 81.8142 | 137.0361 | 137.0361 | 109.6153 | 86.9059 | 43052239.8713 | 5038083.6661 | 63497273.183 | 161507211.3518 | 1.0538 | 1.0538 | 1.0673 | 1.0631 | 1.0539 | 1.0539 | 1.0673 | 1.0638 | 0.88999 | 0.88999 | 0.88869 | 0.95581 | 0.14846 | 0.14846 | 0.16933 | 0.2069 | 0.14846 | 0.14846 | 0.16933 | 0.20705 | 0.0080653 | 0.0080653 | 0.0080653 | 0.1568 | 0.99975 | 0.99975 | 1 | 0.99045 | 14.7489 | 14.7489 | 14.7489 | 14.7489 | 4156131.4455 | 486340.8395 | 7481378.4029 | 23280196.8261 | 6838292.2854 | 35404047.5141 | 2416189.1159 | 354.5495 | 41.4903 | 332.0815 | 247.3775 | 2382996.8778
883 | TRK | 1 | 2050 | 2048 | 0.15765 | 0.018449 | 0.23251 | 0.59139 | 151.9041 | 151.9041 | 124.46 | 101.7312 | 285498.6902 | 33411.1643 | 513922.4148 | 1599195.1096 | 1658.2189 | 275094494.8708 | 165897.5717 | 45.86 | 49077.2839 | 0.00027617 | 7.0051 | 7.0051 | 6.9208 | 5.1657 | 14.7513 | 14.7513 | 14.7513 | 14.7513 | 4184048.6752 | 489628.1204 | 7531641.7524 | 23436572.5484 | 130.1478 | 130.1478 | 102.7879 | 81.8142 | 137.1529 | 137.1529 | 109.7087 | 86.9799 | 43368432.7653 | 5075294.15 | 63962764.5973 | 162688003.3583 | 1.0547 | 1.0547 | 1.0682 | 1.064 | 1.0548 | 1.0548 | 1.0682 | 1.0647 | 0.89028 | 0.89028 | 0.88898 | 0.95612 | 0.14846 | 0.14846 | 0.16933 | 0.2069 | 0.14846 | 0.14846 | 0.16933 | 0.20705 | 0.0080653 | 0.0080653 | 0.0080653 | 0.1568 | 0.99975 | 0.99975 | 1 | 0.99045 | 14.7513 | 14.7513 | 14.7513 | 14.7513 | 4184048.6752 | 489628.1204 | 7531641.7524 | 23436572.5484 | 6982742.5243 | 35641891.0964 | 2432027.3789 | 356.8734 | 41.764 | 334.2585 | 248.9988 | 2398616.2146
905 | TRK | 1 | 2051 | 2049 | 0.15765 | 0.01845 | 0.23251 | 0.59138 | 152.0223 | 152.0223 | 124.5548 | 101.8066 | 287370.2534 | 33631.5497 | 517291.9268 | 1609678.2322 | 1661.1529 | 277106536.0252 | 166815.792 | 45.86 | 49567.4495 | 0.00027464 | 7.122 | 7.122 | 7.0143 | 5.2398 | 14.7526 | 14.7526 | 14.7526 | 14.7526 | 4211852.7951 | 492902.1062 | 7581700.4901 | 23592312.7644 | 130.1478 | 130.1478 | 102.7879 | 81.8142 | 137.2697 | 137.2697 | 109.8022 | 87.054 | 43686696.8268 | 5112746.7034 | 64431187.9026 | 163875904.5924 | 1.0556 | 1.0556 | 1.0692 | 1.065 | 1.0556 | 1.0556 | 1.0692 | 1.0656 | 0.89057 | 0.89057 | 0.88927 | 0.95643 | 0.14846 | 0.14846 | 0.16933 | 0.2069 | 0.14846 | 0.14846 | 0.16933 | 0.20705 | 0.0080653 | 0.0080653 | 0.0080653 | 0.1568 | 0.99975 | 0.99975 | 1 | 0.99045 | 14.7526 | 14.7526 | 14.7526 | 14.7526 | 4211852.7951 | 492902.1062 | 7581700.4901 | 23592312.7644 | 7128901.1503 | 35878768.1559 | 2447971.9622 | 359.2128 | 42.0394 | 336.45 | 250.6311 | 2414340.4125
60 | TRK | 2 | 2010 | 2008 | 0.18229 | 1.52e-07 | 0.18293 | 0.63478 | 306.0777 | 209.9008 | 151.148 | 123.3916 | 83926.828 | 0.102 | 170550.7295 | 724958.9115 | 140920365.4 | 140920365.4 | 1 | 0.004 | 37519.5044 | 0.004 | -19.6027 | -19.6027 | -6.752 | -6.1113 | 96.1769 | 0 | 0 | 0 | 8071820.413 | 0 | 0 | 0 | 229.5035 | 229.5035 | 157.9 | 129.5029 | 209.9008 | 209.9008 | 151.148 | 123.3916 | 25688129.68 | 21.4099 | 25778398.17 | 89453816.11 | 1.0291 | 1.0291 | 1.0463 | 1.0418 | 1.0292 | 1.0292 | 1.0463 | 1.0424 | 0.8819 | 0.8819 | 0.8819 | 0.94838 | 0.14846 | 0.14846 | 0.16933 | 0.2069 | 0.14846 | 0.14846 | 0.16933 | 0.20705 | 0.0080653 | 0.0080653 | 0.0080653 | 0.1568 | 0.99975 | 0.99975 | 1 | 0.99045 | 102.041 | 0 | 0 | 0 | 8563974.882 | 0 | 0 | 0 | 2853645.2419 | 8563974.882 | 979436.571 | 104.9085 | 0.0001275 | 110.9273 | 112.878 | 979436.469
61 | TRK | 2 | 2011 | 2009 | 0.27347 | 3.42e-08 | 0.20433 | 0.52219 | 196.3625 | 109.4035 | 66.8032 | 39.3017 | 75819.571 | 0.017 | 166519.447 | 723342.98 | 54440738.85 | 54440738.85 | 1 | 0.004 | 35557.7606 | 0.004 | 20.5503 | 20.5503 | 7.1789 | 3.3579 | 86.9591 | 0 | 0 | 0 | 6593201.309 | 0 | 0 | 0 | 88.8532 | 88.8532 | 59.6243 | 35.9438 | 109.4035 | 109.4035 | 66.8032 | 39.3017 | 14888124.03 | 1.8599 | 11124032.23 | 28428580.73 | 1.0291 | 1.0291 | 1.0463 | 1.0418 | 1.0292 | 1.0292 | 1.0463 | 1.0424 | 0.8819 | 0.8819 | 0.8819 | 0.94838 | 0.14846 | 0.14846 | 0.16933 | 0.2069 | 0.14846 | 0.14846 | 0.16933 | 0.20705 | 0.0080653 | 0.0080653 | 0.0080653 | 0.1568 | 0.99975 | 0.99975 | 1 | 0.99045 | 103.0186 | 0 | 0 | 0 | 7810823.31 | 0 | 0 | 0 | 867869.9195 | 7810823.31 | 965682.015 | 94.7745 | 2.125e-05 | 108.3053 | 112.6264 | 965681.998
62 | TRK | 2 | 2012 | 2010 | 0.20122 | 2.66e-08 | 0.16899 | 0.62979 | 188.8107 | 86.4936 | 73.6827 | 62.155 | 76129.103 | 0.022 | 163831.082 | 723814.082 | 71434173.35 | 71434173.35 | 1 | 0.002 | 34815.7883 | 0.002 | 5.0209 | 5.0209 | 3.0423 | 0.90652 | 102.3171 | 0 | 0 | 0 | 7789306.699 | 0 | 0 | 0 | 81.4727 | 81.4727 | 70.6404 | 61.2485 | 86.4936 | 86.4936 | 73.6827 | 62.155 | 14373986.28 | 1.9029 | 12071515.43 | 44988669.73 | 1.0291 | 1.0291 | 1.0463 | 1.0418 | 1.0292 | 1.0292 | 1.0463 | 1.0424 | 0.8819 | 0.8819 | 0.8819 | 0.94838 | 0.14846 | 0.14846 | 0.16933 | 0.2069 | 0.14846 | 0.14846 | 0.16933 | 0.20705 | 0.0080653 | 0.0080653 | 0.0080653 | 0.1568 | 0.99975 | 0.99975 | 1 | 0.99045 | 103.8912 | 0 | 0 | 0 | 7909144.691 | 0 | 0 | 0 | 1278927.8707 | 7909144.691 | 963774.289 | 95.1614 | 2.75e-05 | 106.5568 | 112.6997 | 963774.267
63 | TRK | 2 | 2013 | 2011 | 0.22394 | 2.96e-08 | 0.17666 | 0.5994 | 159.4465 | 80.4266 | 58.7233 | 48.0111 | 80057.892 | 0.021 | 171482.443 | 711656.108 | 57002357.81 | 57002357.81 | 1 | 0.002 | 33724.2626 | 0.002 | -1.2509 | -1.2509 | -0.92363 | 1.0949 | 79.0199 | 0 | 0 | 0 | 6326167.119 | 0 | 0 | 0 | 81.6775 | 81.6775 | 59.6469 | 46.9162 | 80.4266 | 80.4266 | 58.7233 | 48.0111 | 12764947.94 | 1.689 | 10070014.67 | 34167393.51 | 1.0291 | 1.0291 | 1.0463 | 1.0418 | 1.0292 | 1.0292 | 1.0463 | 1.0424 | 0.8819 | 0.8819 | 0.8819 | 0.94838 | 0.14846 | 0.14846 | 0.16933 | 0.2069 | 0.14846 | 0.14846 | 0.16933 | 0.20705 | 0.0080653 | 0.0080653 | 0.0080653 | 0.1568 | 0.99975 | 0.99975 | 1 | 0.99045 | 103.6997 | 0 | 0 | 0 | 8301982.675 | 0 | 0 | 0 | 1025389.1508 | 8301982.675 | 963196.464 | 100.0724 | 2.625e-05 | 111.5333 | 110.8067 | 963196.443
64 | TRK | 2 | 2014 | 2012 | 0.1746 | 6.6e-07 | 0.18589 | 0.63952 | 191.4562 | 108.9368 | 97.8161 | 83.4206 | 77264.184 | 0.513 | 161009.824 | 649519.26 | 84725433.19 | 84725433.19 | 1 | 12.208 | 33131.3764 | 12.208 | -10.4644 | -10.4644 | -10.199 | -8.6269 | 82.5194 | 0 | 0 | 0 | 6375792.536 | 0 | 0 | 0 | 119.4013 | 119.4013 | 108.0151 | 92.0475 | 108.9368 | 108.9368 | 97.8161 | 83.4206 | 14792708.97 | 55.8846 | 15749358.51 | 54183309.83 | 1.0291 | 1.0291 | 1.0463 | 1.0418 | 1.0292 | 1.0292 | 1.0463 | 1.0424 | 0.8819 | 0.8819 | 0.8819 | 0.94838 | 0.14846 | 0.14846 | 0.16933 | 0.2069 | 0.14846 | 0.14846 | 0.16933 | 0.20705 | 0.0080653 | 0.0080653 | 0.0080653 | 0.1568 | 0.99975 | 0.99975 | 1 | 0.99045 | 108.015 | 0 | 0 | 0 | 8345687.938 | 0 | 0 | 0 | 1778576.885 | 8345687.938 | 887793.781 | 96.5802 | 0.00064125 | 104.7218 | 101.1318 | 887793.268
65 | TRK | 2 | 2015 | 2013 | 0.20883 | 2.94e-08 | 0.17156 | 0.61961 | 253.0206 | 77.3296 | 75.6583 | 64.7189 | 39058.002 | 0.018 | 107305.07 | 453059.995 | 47322528.29 | 47322528.29 | 1 | 0.004 | 33741.9768 | 0.004 | 4.9852 | 4.9852 | 9.133 | 4.4626 | 175.691 | 0 | 0 | 0 | 6862140.076 | 0 | 0 | 0 | 72.3443 | 72.3443 | 66.5254 | 60.2563 | 77.3296 | 77.3296 | 75.6583 | 64.7189 | 9882478.591 | 1.3919 | 8118522.655 | 29321525.65 | 1.0291 | 1.0291 | 1.0463 | 1.0418 | 1.0292 | 1.0292 | 1.0463 | 1.0424 | 0.8819 | 0.8819 | 0.8819 | 0.94838 | 0.14846 | 0.14846 | 0.16933 | 0.2069 | 0.14846 | 0.14846 | 0.16933 | 0.20705 | 0.0080653 | 0.0080653 | 0.0080653 | 0.1568 | 0.99975 | 0.99975 | 1 | 0.99045 | 124.8712 | 0 | 0 | 0 | 4877217.725 | 0 | 0 | 0 | 773363.48 | 4877217.725 | 599423.085 | 48.8225 | 2.25e-05 | 69.7919 | 70.5426 | 599423.067
66 | TRK | 2 | 2016 | 2014 | 0.28491 | 3.79e-08 | 0.14363 | 0.57146 | 362.924 | 81.074 | 71.9667 | 61.7498 | 30259.204 | 0.018 | 76924.492 | 356709.08 | 38544503.13 | 38544503.13 | 1 | 0.002 | 33121.6122 | 0.002 | 4.2811 | 4.2811 | 5.1793 | 2.4981 | 281.85 | 0 | 0 | 0 | 8528556.765 | 0 | 0 | 0 | 76.7928 | 76.7928 | 66.7875 | 59.2517 | 81.074 | 81.074 | 71.9667 | 61.7498 | 10981790.72 | 1.4593 | 5536005.169 | 22026705.79 | 1.0291 | 1.0291 | 1.0463 | 1.0418 | 1.0292 | 1.0292 | 1.0463 | 1.0424 | 0.8819 | 0.8819 | 0.8819 | 0.94838 | 0.14846 | 0.14846 | 0.16933 | 0.2069 | 0.14846 | 0.14846 | 0.16933 | 0.20705 | 0.0080653 | 0.0080653 | 0.0080653 | 0.1568 | 0.99975 | 0.99975 | 1 | 0.99045 | 138.7734 | 0 | 0 | 0 | 4199174.06 | 0 | 0 | 0 | 591719.6976 | 4199174.06 | 463892.794 | 37.824 | 2.25e-05 | 50.0322 | 55.5405 | 463892.776
67 | TRK | 2 | 2017 | 2015 | 0.1465 | 1.9e-08 | 0.1521 | 0.70141 | 167.7206 | 67.3217 | 70.4954 | 68.993 | 30949.747 | 0.01 | 76450.155 | 360233.804 | 35433913.03 | 35433913.03 | 1 | 0.002 | 34464.3084 | 0.002 | 1.59 | 1.59 | 1.2055 | -0.38329 | 100.3989 | 0 | 0 | 0 | 3107320.309 | 0 | 0 | 0 | 65.7317 | 65.7317 | 69.2899 | 69.3763 | 67.3217 | 67.3217 | 70.4954 | 68.993 | 5190909.428 | 0.67322 | 5389383.502 | 24853619.43 | 1.0291 | 1.0291 | 1.0463 | 1.0418 | 1.0292 | 1.0292 | 1.0463 | 1.0424 | 0.8819 | 0.8819 | 0.8819 | 0.94838 | 0.14846 | 0.14846 | 0.16933 | 0.2069 | 0.14846 | 0.14846 | 0.16933 | 0.20705 | 0.0080653 | 0.0080653 | 0.0080653 | 0.1568 | 0.99975 | 0.99975 | 1 | 0.99045 | 147.0038 | 0 | 0 | 0 | 4549731.476 | 0 | 0 | 0 | 671294.0901 | 4549731.476 | 467633.716 | 38.6872 | 1.25e-05 | 49.7237 | 56.0893 | 467633.706
68 | TRK | 2 | 2018 | 2016 | 0.11455 | 3.52e-08 | 0.16232 | 0.72312 | 127.7736 | 70.4074 | 65.8437 | 61.582 | 30505.1 | 0.017 | 83881.438 | 399538.828 | 34025229.81 | 34025229.81 | 1 | 0.004 | 35994.7781 | 0.004 | 5.7309 | 5.7309 | 3.6395 | 1.9731 | 57.3663 | 0 | 0 | 0 | 1749963.907 | 0 | 0 | 0 | 64.6765 | 64.6765 | 62.2042 | 59.6089 | 70.4074 | 70.4074 | 65.8437 | 61.582 | 3897747.828 | 1.1969 | 5523061.055 | 24604419.73 | 1.0291 | 1.0291 | 1.0463 | 1.0418 | 1.0292 | 1.0292 | 1.0463 | 1.0424 | 0.8819 | 0.8819 | 0.8819 | 0.94838 | 0.14846 | 0.14846 | 0.16933 | 0.2069 | 0.14846 | 0.14846 | 0.16933 | 0.20705 | 0.0080653 | 0.0080653 | 0.0080653 | 0.1568 | 0.99975 | 0.99975 | 1 | 0.99045 | 155.4178 | 0 | 0 | 0 | 4741035.263 | 0 | 0 | 0 | 644143.5628 | 4741035.263 | 513925.383 | 38.1314 | 2.125e-05 | 54.557 | 62.2092 | 513925.366
69 | TRK | 2 | 2019 | 2017 | 0.15745 | 0.0013323 | 0.19316 | 0.64806 | 166.0363 | 101.4226 | 72.8583 | 52.2069 | 25830.27 | 357.815 | 72218.146 | 338134.282 | 27239677.24 | 27239677.24 | 1 | 12.122 | 36064.7453 | 12.122 | -4.4813 | -4.4813 | -2.3147 | -0.82951 | 64.6137 | 0 | 0 | 0 | 1668988.885 | 0 | 0 | 0 | 105.9039 | 105.9039 | 75.173 | 53.0364 | 101.4226 | 101.4226 | 72.8583 | 52.2069 | 4288763.086 | 36290.5423 | 5261691.607 | 17652932 | 1.0291 | 1.0291 | 1.0463 | 1.0418 | 1.0292 | 1.0292 | 1.0463 | 1.0424 | 0.8819 | 0.8819 | 0.8819 | 0.94838 | 0.14846 | 0.14846 | 0.16933 | 0.2069 | 0.14846 | 0.14846 | 0.16933 | 0.20705 | 0.0080653 | 0.0080653 | 0.0080653 | 0.1568 | 0.99975 | 0.99975 | 1 | 0.99045 | 150.6425 | 0 | 0 | 0 | 3891137.091 | 0 | 0 | 0 | 537944.8838 | 3891137.091 | 436540.513 | 32.2878 | 0.44727 | 46.9712 | 52.6484 | 436182.698
236 | TRK | 2 | 2020 | 2018 | 0.11983 | 0.0011607 | 0.18669 | 0.69232 | 282.7565 | 133.9383 | 107.5455 | 85.2348 | 25498.2281 | 357.5051 | 71613.5686 | 335083.9055 | 41253825.7677 | 41253825.7677 | 1 | 12.122 | 36424.9465 | 12.122 | 3.7906 | 3.7906 | 4.7576 | 3.4207 | 148.8182 | 0 | 0 | 0 | 1528211.6313 | 0 | 0 | 0 | 130.1478 | 130.1478 | 102.7879 | 81.8142 | 133.9383 | 133.9383 | 107.5455 | 85.2348 | 4943401.3357 | 47883.6267 | 7701715.0183 | 28560825.7869 | 1.0274 | 1.0274 | 1.0451 | 1.0406 | 1.0274 | 1.0274 | 1.0451 | 1.0412 | 0.88134 | 0.88134 | 0.88153 | 0.94795 | 0.14846 | 0.14846 | 0.16933 | 0.2069 | 0.14846 | 0.14846 | 0.16933 | 0.20705 | 0.0080653 | 0.0080653 | 0.0080653 | 0.1568 | 0.99975 | 0.99975 | 1 | 0.99045 | 158.4848 | 0 | 0 | 0 | 4093705.5902 | 0 | 0 | 0 | 764377.5762 | 4093705.5902 | 432553.2072 | 31.8728 | 0.44688 | 46.5779 | 52.1734 | 432195.7022
258 | TRK | 2 | 2021 | 2019 | 0.1632 | 0.001104 | 0.17751 | 0.65819 | 275.0988 | 133.7145 | 107.4284 | 85.1349 | 25520.7853 | 358.2657 | 71700.8207 | 335484.5005 | 43394049.557 | 43394049.557 | 1 | 12.122 | 36788.7453 | 12.122 | 3.5667 | 3.5667 | 4.6405 | 3.3207 | 141.3843 | 0 | 0 | 0 | 3669503.3779 | 0 | 0 | 0 | 130.1478 | 130.1478 | 102.7879 | 81.8142 | 133.7145 | 133.7145 | 107.4284 | 85.1349 | 7082002.1205 | 47905.311 | 7702706.5991 | 28561435.5264 | 1.0275 | 1.0275 | 1.0453 | 1.0408 | 1.0276 | 1.0276 | 1.0453 | 1.0414 | 0.88137 | 0.88137 | 0.88159 | 0.94801 | 0.14846 | 0.14846 | 0.16933 | 0.2069 | 0.14846 | 0.14846 | 0.16933 | 0.20705 | 0.0080653 | 0.0080653 | 0.0080653 | 0.1568 | 0.99975 | 0.99975 | 1 | 0.99045 | 148.8182 | 0 | 0 | 0 | 3794599.9661 | 0 | 0 | 0 | 768294.2782 | 3794599.9661 | 433064.3722 | 31.901 | 0.44783 | 46.6347 | 52.2358 | 432706.1066
280 | TRK | 2 | 2022 | 2020 | 0.16009 | 0.0011089 | 0.17817 | 0.66063 | 270.2546 | 133.7299 | 107.4454 | 85.1481 | 25547.0819 | 358.9814 | 71785.2223 | 335872.9011 | 43290496.3264 | 43290496.3264 | 1 | 12.122 | 37156.1775 | 12.122 | 3.5821 | 3.5821 | 4.6576 | 3.3339 | 136.5247 | 0 | 0 | 0 | 3514140.768 | 0 | 0 | 0 | 130.1478 | 130.1478 | 102.7879 | 81.8142 | 133.7299 | 133.7299 | 107.4454 | 85.1481 | 6930548.6025 | 48006.5342 | 7712995.1813 | 28598946.0083 | 1.0277 | 1.0277 | 1.0455 | 1.0409 | 1.0277 | 1.0277 | 1.0455 | 1.0415 | 0.88142 | 0.88142 | 0.88164 | 0.94806 | 0.14846 | 0.14846 | 0.16933 | 0.2069 | 0.14846 | 0.14846 | 0.16933 | 0.20705 | 0.0080653 | 0.0080653 | 0.0080653 | 0.1568 | 0.99975 | 0.99975 | 1 | 0.99045 | 141.3843 | 0 | 0 | 0 | 3608237.4158 | 0 | 0 | 0 | 772140.1834 | 3608237.4158 | 433564.1867 | 31.9339 | 0.44873 | 46.6896 | 52.2963 | 433205.2053
302 | TRK | 2 | 2023 | 2021 | 0.15912 | 0.0011104 | 0.17838 | 0.66139 | 268.4227 | 133.7478 | 107.4619 | 85.1609 | 25574.6294 | 359.4523 | 71865.2834 | 336245.9131 | 43295169.4406 | 43295169.4406 | 1 | 12.122 | 37527.2796 | 12.122 | 3.6 | 3.6 | 4.674 | 3.3467 | 134.6749 | 0 | 0 | 0 | 3468748.2757 | 0 | 0 | 0 | 130.1478 | 130.1478 | 102.7879 | 81.8142 | 133.7478 | 133.7478 | 107.4619 | 85.1609 | 6889298.1578 | 48075.9441 | 7722778.9993 | 28635016.3394 | 1.0278 | 1.0278 | 1.0456 | 1.0411 | 1.0278 | 1.0278 | 1.0456 | 1.0417 | 0.88147 | 0.88147 | 0.88169 | 0.94812 | 0.14846 | 0.14846 | 0.16933 | 0.2069 | 0.14846 | 0.14846 | 0.16933 | 0.20705 | 0.0080653 | 0.0080653 | 0.0080653 | 0.1568 | 0.99975 | 0.99975 | 1 | 0.99045 | 136.5247 | 0 | 0 | 0 | 3487808.9131 | 0 | 0 | 0 | 775852.0654 | 3487808.9131 | 434045.2781 | 31.9683 | 0.44932 | 46.7416 | 52.3544 | 433685.8258
324 | TRK | 2 | 2024 | 2022 | 0.083369 | 0.0012158 | 0.19191 | 0.7235 | 141.477 | 141.477 | 115.188 | 92.8837 | 25484.1587 | 371.6406 | 72052.6744 | 336859.3325 | 43246355.1079 | 43246355.1079 | 1 | 12.122 | 37902.088 | 12.122 | 3.6188 | 3.6188 | 4.6896 | 3.359 | 7.7105 | 7.7105 | 7.7105 | 7.7105 | 197193.2388 | 2771.5576 | 554117.4334 | 2592624.8895 | 130.1478 | 130.1478 | 102.7879 | 81.8142 | 133.7665 | 133.7665 | 107.4775 | 85.1732 | 3605423.0853 | 52578.6019 | 8299601.3318 | 31288752.0889 | 1.0273 | 1.0273 | 1.046 | 1.0413 | 1.0274 | 1.0274 | 1.046 | 1.0419 | 0.88131 | 0.88131 | 0.8818 | 0.9482 | 0.14846 | 0.14846 | 0.16933 | 0.2069 | 0.14846 | 0.14846 | 0.16933 | 0.20705 | 0.0080653 | 0.0080653 | 0.0080653 | 0.1568 | 0.99975 | 0.99975 | 1 | 0.99045 | 7.7105 | 7.7105 | 7.7105 | 7.7105 | 197193.2388 | 2771.5576 | 554117.4334 | 2592624.8895 | 781063.3714 | 3346707.1194 | 434767.8062 | 31.8552 | 0.46455 | 46.8635 | 52.4499 | 434396.1656
346 | TRK | 2 | 2025 | 2023 | 0.083314 | 0.001215 | 0.19194 | 0.72353 | 141.4246 | 141.4246 | 115.2335 | 92.913 | 25511.4991 | 372.0313 | 72131.6591 | 337228.1219 | 43305441.1571 | 43305441.1571 | 1 | 12.122 | 38280.6399 | 12.122 | 3.5573 | 3.5573 | 4.726 | 3.3792 | 7.7196 | 7.7196 | 7.7196 | 7.7196 | 196727.6744 | 2868.9188 | 556218.2866 | 2600421.4591 | 130.1478 | 130.1478 | 102.7879 | 81.8142 | 133.705 | 133.705 | 107.5139 | 85.1934 | 3607954.0101 | 52614.3811 | 8311984.0518 | 31332888.7142 | 1.0275 | 1.0275 | 1.0461 | 1.0415 | 1.0275 | 1.0275 | 1.0461 | 1.0421 | 0.88136 | 0.88136 | 0.88185 | 0.94826 | 0.14846 | 0.14846 | 0.16933 | 0.2069 | 0.14846 | 0.14846 | 0.16933 | 0.20705 | 0.0080653 | 0.0080653 | 0.0080653 | 0.1568 | 0.99975 | 0.99975 | 1 | 0.99045 | 7.7196 | 7.7196 | 7.7196 | 7.7196 | 196727.6744 | 2868.9188 | 556218.2866 | 2600421.4591 | 784741.0953 | 3356236.3389 | 435243.3113 | 31.8894 | 0.46504 | 46.9149 | 52.5073 | 434871.28
368 | TRK | 2 | 2026 | 2024 | 0.083313 | 0.0012149 | 0.19194 | 0.72353 | 141.449 | 141.449 | 115.2545 | 92.9308 | 25539.4213 | 372.4387 | 72210.6413 | 337597.3482 | 43361014.9049 | 43361014.9049 | 1 | 12.122 | 38662.9726 | 12.122 | 3.5759 | 3.5759 | 4.7413 | 3.3914 | 7.7253 | 7.7253 | 7.7253 | 7.7253 | 197083.7597 | 2874.0499 | 557238.0725 | 2605185.4492 | 130.1478 | 130.1478 | 102.7879 | 81.8142 | 133.7237 | 133.7237 | 107.5292 | 85.2056 | 3612524.3352 | 52681.0592 | 8322602.3337 | 31373207.1768 | 1.0276 | 1.0276 | 1.0463 | 1.0416 | 1.0276 | 1.0276 | 1.0463 | 1.0422 | 0.88141 | 0.88141 | 0.8819 | 0.94831 | 0.14846 | 0.14846 | 0.16933 | 0.2069 | 0.14846 | 0.14846 | 0.16933 | 0.20705 | 0.0080653 | 0.0080653 | 0.0080653 | 0.1568 | 0.99975 | 0.99975 | 1 | 0.99045 | 7.7253 | 7.7253 | 7.7253 | 7.7253 | 197083.7597 | 2874.0499 | 557238.0725 | 2605185.4492 | 788431.5328 | 3362381.3313 | 435719.8495 | 31.9243 | 0.46555 | 46.9663 | 52.5648 | 435347.4108
390 | TRK | 2 | 2027 | 2025 | 0.083286 | 0.0012146 | 0.19191 | 0.72359 | 141.5724 | 141.5724 | 115.3743 | 93.0474 | 25566.654 | 372.8406 | 72288.381 | 337960.4586 | 43458886.8111 | 43458886.8111 | 1 | 12.122 | 39049.124 | 12.122 | 3.5949 | 3.5949 | 4.7566 | 3.4035 | 7.8297 | 7.8297 | 7.8297 | 7.8297 | 199967.084 | 2916.0988 | 565390.7047 | 2643300.1985 | 130.1478 | 130.1478 | 102.7879 | 81.8142 | 133.7427 | 133.7427 | 107.5445 | 85.2177 | 3619533.2877 | 52783.9496 | 8340219.247 | 31446350.3268 | 1.0278 | 1.0278 | 1.0464 | 1.0417 | 1.0278 | 1.0278 | 1.0464 | 1.0424 | 0.88145 | 0.88145 | 0.88195 | 0.94836 | 0.14846 | 0.14846 | 0.16933 | 0.2069 | 0.14846 | 0.14846 | 0.16933 | 0.20705 | 0.0080653 | 0.0080653 | 0.0080653 | 0.1568 | 0.99975 | 0.99975 | 1 | 0.99045 | 7.8297 | 7.8297 | 7.8297 | 7.8297 | 199967.084 | 2916.0988 | 565390.7047 | 2643300.1985 | 792062.4597 | 3411574.0859 | 436188.3341 | 31.9583 | 0.46605 | 47.0168 | 52.6213 | 435815.4935
412 | TRK | 2 | 2028 | 2026 | 0.08324 | 0.0012139 | 0.19186 | 0.72368 | 141.7735 | 141.7735 | 115.5719 | 93.2419 | 25593.3465 | 373.2383 | 72365.1601 | 338318.8343 | 43590229.5764 | 43590229.5764 | 1 | 12.122 | 39439.132 | 12.122 | 3.6135 | 3.6135 | 4.7717 | 3.4154 | 8.0123 | 8.0123 | 8.0123 | 8.0123 | 204846.9677 | 2987.3001 | 579194.1198 | 2707830.8805 | 130.1478 | 130.1478 | 102.7879 | 81.8142 | 133.7612 | 133.7612 | 107.5596 | 85.2296 | 3628458.2276 | 52915.2922 | 8363375.5183 | 31545480.5383 | 1.0279 | 1.0279 | 1.0466 | 1.0419 | 1.0279 | 1.0279 | 1.0466 | 1.0425 | 0.8815 | 0.8815 | 0.88199 | 0.94841 | 0.14846 | 0.14846 | 0.16933 | 0.2069 | 0.14846 | 0.14846 | 0.16933 | 0.20705 | 0.0080653 | 0.0080653 | 0.0080653 | 0.1568 | 0.99975 | 0.99975 | 1 | 0.99045 | 8.0123 | 8.0123 | 8.0123 | 8.0123 | 204846.9677 | 2987.3001 | 579194.1198 | 2707830.8805 | 795647.8855 | 3494859.2681 | 436650.5791 | 31.9917 | 0.46655 | 47.0668 | 52.6771 | 436277.3409
434 | TRK | 2 | 2029 | 2027 | 0.083218 | 0.0012136 | 0.19184 | 0.72373 | 141.8805 | 141.8805 | 115.6756 | 93.3425 | 25620.7537 | 373.642 | 72443.2866 | 338683.8004 | 43681617.0288 | 43681617.0288 | 1 | 12.122 | 39833.0354 | 12.122 | 3.6316 | 3.6316 | 4.7865 | 3.4272 | 8.1012 | 8.1012 | 8.1012 | 8.1012 | 207335.9729 | 3023.6654 | 586242.2436 | 2740777.359 | 130.1478 | 130.1478 | 102.7879 | 81.8142 | 133.7794 | 133.7794 | 107.5744 | 85.2413 | 3635086.5507 | 53012.5298 | 8379920.5157 | 31613597.4326 | 1.028 | 1.028 | 1.0467 | 1.042 | 1.0281 | 1.0281 | 1.0467 | 1.0427 | 0.88155 | 0.88155 | 0.88204 | 0.94846 | 0.14846 | 0.14846 | 0.16933 | 0.2069 | 0.14846 | 0.14846 | 0.16933 | 0.20705 | 0.0080653 | 0.0080653 | 0.0080653 | 0.1568 | 0.99975 | 0.99975 | 1 | 0.99045 | 8.1012 | 8.1012 | 8.1012 | 8.1012 | 207335.9729 | 3023.6654 | 586242.2436 | 2740777.359 | 799304.3905 | 3537379.2408 | 437121.4827 | 32.0259 | 0.46705 | 47.1176 | 52.734 | 436747.8407
456 | TRK | 2 | 2030 | 2028 | 0.083197 | 0.0012133 | 0.19182 | 0.72377 | 141.9806 | 141.9806 | 115.7722 | 93.4359 | 25648.2449 | 374.0466 | 72521.5948 | 339049.6399 | 43770066.5462 | 43770066.5462 | 1 | 12.122 | 40230.8728 | 12.122 | 3.6502 | 3.6502 | 4.8016 | 3.4391 | 8.1826 | 8.1826 | 8.1826 | 8.1826 | 209645.4153 | 3057.3781 | 592777.3666 | 2771327.7628 | 130.1478 | 130.1478 | 102.7879 | 81.8142 | 133.798 | 133.798 | 107.5895 | 85.2533 | 3641554.3426 | 53107.3805 | 8395982.3922 | 31679422.4309 | 1.0282 | 1.0282 | 1.0469 | 1.0422 | 1.0282 | 1.0282 | 1.0469 | 1.0428 | 0.88159 | 0.88159 | 0.88209 | 0.94851 | 0.14846 | 0.14846 | 0.16933 | 0.2069 | 0.14846 | 0.14846 | 0.16933 | 0.20705 | 0.0080653 | 0.0080653 | 0.0080653 | 0.1568 | 0.99975 | 0.99975 | 1 | 0.99045 | 8.1826 | 8.1826 | 8.1826 | 8.1826 | 209645.4153 | 3057.3781 | 592777.3666 | 2771327.7628 | 802973.209 | 3576807.9227 | 437593.5263 | 32.0603 | 0.46756 | 47.1685 | 52.7909 | 437219.4797
478 | TRK | 2 | 2031 | 2029 | 0.083179 | 0.0012131 | 0.1918 | 0.72381 | 142.0739 | 142.0739 | 115.8619 | 93.5225 | 25675.8163 | 374.4521 | 72600.0806 | 339416.3305 | 43855725.4322 | 43855725.4322 | 1 | 12.122 | 40632.6838 | 12.122 | 3.6689 | 3.6689 | 4.8168 | 3.4511 | 8.2573 | 8.2573 | 8.2573 | 8.2573 | 211784.3819 | 3088.6025 | 598830.1026 | 2799623.0797 | 130.1478 | 130.1478 | 102.7879 | 81.8142 | 133.8167 | 133.8167 | 107.6046 | 85.2653 | 3647864.2218 | 53199.8845 | 8411584.325 | 31743077.0009 | 1.0283 | 1.0283 | 1.047 | 1.0423 | 1.0284 | 1.0284 | 1.047 | 1.043 | 0.88164 | 0.88164 | 0.88214 | 0.94856 | 0.14846 | 0.14846 | 0.16933 | 0.2069 | 0.14846 | 0.14846 | 0.16933 | 0.20705 | 0.0080653 | 0.0080653 | 0.0080653 | 0.1568 | 0.99975 | 0.99975 | 1 | 0.99045 | 8.2573 | 8.2573 | 8.2573 | 8.2573 | 211784.3819 | 3088.6025 | 598830.1026 | 2799623.0797 | 806654.1207 | 3613326.1667 | 438066.6795 | 32.0948 | 0.46807 | 47.2196 | 52.848 | 437692.2274
500 | TRK | 2 | 2032 | 2030 | 0.083131 | 0.0012124 | 0.19175 | 0.7239 | 142.2848 | 142.2848 | 116.0692 | 93.7266 | 25702.56 | 374.8509 | 72677.0727 | 339775.6726 | 43992020.6756 | 43992020.6756 | 1 | 12.122 | 41038.5078 | 12.122 | 3.6876 | 3.6876 | 4.8319 | 3.4631 | 8.4494 | 8.4494 | 8.4494 | 8.4494 | 216944.9034 | 3163.8907 | 613426.1631 | 2867859.8642 | 130.1478 | 130.1478 | 102.7879 | 81.8142 | 133.8354 | 133.8354 | 107.6198 | 85.2773 | 3657082.4554 | 53335.5745 | 8435567.8154 | 31846034.8303 | 1.0285 | 1.0285 | 1.0472 | 1.0425 | 1.0285 | 1.0285 | 1.0472 | 1.0431 | 0.88169 | 0.88169 | 0.88218 | 0.94861 | 0.14846 | 0.14846 | 0.16933 | 0.2069 | 0.14846 | 0.14846 | 0.16933 | 0.20705 | 0.0080653 | 0.0080653 | 0.0080653 | 0.1568 | 0.99975 | 0.99975 | 1 | 0.99045 | 8.4494 | 8.4494 | 8.4494 | 8.4494 | 216944.9034 | 3163.8907 | 613426.1631 | 2867859.8642 | 810262.4093 | 3701394.8215 | 438530.1563 | 32.1282 | 0.46856 | 47.2696 | 52.904 | 438155.3054
522 | TRK | 2 | 2033 | 2031 | 0.083069 | 0.0012115 | 0.19169 | 0.72403 | 142.5488 | 142.5488 | 116.3299 | 93.9843 | 25728.9432 | 375.247 | 72753.4344 | 340131.9007 | 44151565.1226 | 44151565.1226 | 1 | 12.122 | 41448.3851 | 12.122 | 3.7057 | 3.7057 | 4.8467 | 3.4748 | 8.6953 | 8.6953 | 8.6953 | 8.6953 | 223490.5902 | 3259.4286 | 631946.4624 | 2954439.7737 | 130.1478 | 130.1478 | 102.7879 | 81.8142 | 133.8535 | 133.8535 | 107.6346 | 85.289 | 3667628.853 | 53490.987 | 8463399.034 | 31967046.2486 | 1.0286 | 1.0286 | 1.0473 | 1.0426 | 1.0286 | 1.0286 | 1.0473 | 1.0432 | 0.88173 | 0.88173 | 0.88223 | 0.94866 | 0.14846 | 0.14846 | 0.16933 | 0.2069 | 0.14846 | 0.14846 | 0.16933 | 0.20705 | 0.0080653 | 0.0080653 | 0.0080653 | 0.1568 | 0.99975 | 0.99975 | 1 | 0.99045 | 8.6953 | 8.6953 | 8.6953 | 8.6953 | 223490.5902 | 3259.4286 | 631946.4624 | 2954439.7737 | 813841.6462 | 3813136.2549 | 438989.5253 | 32.1612 | 0.46906 | 47.3193 | 52.9594 | 438614.2783
544 | TRK | 2 | 2034 | 2032 | 0.083048 | 0.0012112 | 0.19167 | 0.72407 | 142.6519 | 142.6519 | 116.4298 | 94.0811 | 25756.5283 | 375.6531 | 72832.0412 | 340499.1227 | 44242167.0862 | 44242167.0862 | 1 | 12.122 | 41862.3561 | 12.122 | 3.7236 | 3.7236 | 4.8614 | 3.4864 | 8.7805 | 8.7805 | 8.7805 | 8.7805 | 225913.0719 | 3294.8572 | 638811.7745 | 2986529.2915 | 130.1478 | 130.1478 | 102.7879 | 81.8142 | 133.8714 | 133.8714 | 107.6493 | 85.3006 | 3674216.5534 | 53587.614 | 8479822.1452 | 32034540.7736 | 1.0288 | 1.0288 | 1.0474 | 1.0428 | 1.0288 | 1.0288 | 1.0474 | 1.0434 | 0.88178 | 0.88178 | 0.88228 | 0.94871 | 0.14846 | 0.14846 | 0.16933 | 0.2069 | 0.14846 | 0.14846 | 0.16933 | 0.20705 | 0.0080653 | 0.0080653 | 0.0080653 | 0.1568 | 0.99975 | 0.99975 | 1 | 0.99045 | 8.7805 | 8.7805 | 8.7805 | 8.7805 | 225913.0719 | 3294.8572 | 638811.7745 | 2986529.2915 | 817537.8076 | 3854548.9951 | 439463.3453 | 32.1957 | 0.46957 | 47.3704 | 53.0166 | 439087.6922
566 | TRK | 2 | 2035 | 2033 | 0.083029 | 0.001211 | 0.19165 | 0.72411 | 142.7489 | 142.7489 | 116.5233 | 94.1714 | 25784.1935 | 376.0601 | 72910.8205 | 340867.1735 | 44330105.4654 | 44330105.4654 | 1 | 12.122 | 42280.4617 | 12.122 | 3.7423 | 3.7423 | 4.8766 | 3.4984 | 8.8588 | 8.8588 | 8.8588 | 8.8588 | 228172.9704 | 3327.851 | 645207.4204 | 3016427.3438 | 130.1478 | 130.1478 | 102.7879 | 81.8142 | 133.89 | 133.89 | 107.6644 | 85.3126 | 3680663.9969 | 53682.154 | 8495808.4538 | 32099950.8607 | 1.0289 | 1.0289 | 1.0476 | 1.0429 | 1.0289 | 1.0289 | 1.0476 | 1.0435 | 0.88183 | 0.88183 | 0.88233 | 0.94877 | 0.14846 | 0.14846 | 0.16933 | 0.2069 | 0.14846 | 0.14846 | 0.16933 | 0.20705 | 0.0080653 | 0.0080653 | 0.0080653 | 0.1568 | 0.99975 | 0.99975 | 1 | 0.99045 | 8.8588 | 8.8588 | 8.8588 | 8.8588 | 228172.9704 | 3327.851 | 645207.4204 | 3016427.3438 | 821245.8978 | 3893135.5855 | 439938.2477 | 32.2302 | 0.47008 | 47.4217 | 53.0739 | 439562.1875
588 | TRK | 2 | 2036 | 2034 | 0.083011 | 0.0012107 | 0.19163 | 0.72415 | 142.8396 | 142.8396 | 116.6105 | 94.2555 | 25811.9347 | 376.468 | 72989.7701 | 341236.0395 | 44415480.6938 | 44415480.6938 | 1 | 12.122 | 42702.7432 | 12.122 | 3.7609 | 3.7609 | 4.8917 | 3.5104 | 8.9309 | 8.9309 | 8.9309 | 8.9309 | 230276.0173 | 3358.555 | 651159.145 | 3044250.1633 | 130.1478 | 130.1478 | 102.7879 | 81.8142 | 133.9087 | 133.9087 | 107.6796 | 85.3246 | 3686966.5551 | 53774.5409 | 8511372.4491 | 32163367.1487 | 1.029 | 1.029 | 1.0477 | 1.0431 | 1.0291 | 1.0291 | 1.0477 | 1.0437 | 0.88187 | 0.88187 | 0.88237 | 0.94882 | 0.14846 | 0.14846 | 0.16933 | 0.2069 | 0.14846 | 0.14846 | 0.16933 | 0.20705 | 0.0080653 | 0.0080653 | 0.0080653 | 0.1568 | 0.99975 | 0.99975 | 1 | 0.99045 | 8.9309 | 8.9309 | 8.9309 | 8.9309 | 230276.0173 | 3358.555 | 651159.145 | 3044250.1633 | 824965.7729 | 3929043.8806 | 440414.2123 | 32.2649 | 0.47059 | 47.473 | 53.1313 | 440037.7443
610 | TRK | 2 | 2037 | 2035 | 0.082995 | 0.0012105 | 0.19161 | 0.72418 | 142.9244 | 142.9244 | 116.6918 | 94.3336 | 25839.7496 | 376.8767 | 73068.8856 | 341605.6995 | 44498427.9415 | 44498427.9415 | 1 | 12.122 | 43129.2422 | 12.122 | 3.7797 | 3.7797 | 4.9069 | 3.5224 | 8.997 | 8.997 | 8.997 | 8.997 | 232230.2766 | 3387.087 | 656689.8107 | 3070104.6183 | 130.1478 | 130.1478 | 102.7879 | 81.8142 | 133.9274 | 133.9274 | 107.6947 | 85.3366 | 3693131.9286 | 53864.8891 | 8526536.5098 | 32224894.614 | 1.0292 | 1.0292 | 1.0479 | 1.0432 | 1.0292 | 1.0292 | 1.0479 | 1.0438 | 0.88192 | 0.88192 | 0.88242 | 0.94887 | 0.14846 | 0.14846 | 0.16933 | 0.2069 | 0.14846 | 0.14846 | 0.16933 | 0.20705 | 0.0080653 | 0.0080653 | 0.0080653 | 0.1568 | 0.99975 | 0.99975 | 1 | 0.99045 | 8.997 | 8.997 | 8.997 | 8.997 | 232230.2766 | 3387.087 | 656689.8107 | 3070104.6183 | 828697.2327 | 3962411.7927 | 440891.2113 | 32.2997 | 0.4711 | 47.5245 | 53.1889 | 440514.3346
632 | TRK | 2 | 2038 | 2036 | 0.08298 | 0.0012103 | 0.1916 | 0.72421 | 143.0037 | 143.0037 | 116.7674 | 94.4061 | 25867.6357 | 377.2861 | 73148.1627 | 341976.1325 | 44579081.5575 | 44579081.5575 | 1 | 12.122 | 43560.001 | 12.122 | 3.7984 | 3.7984 | 4.922 | 3.5344 | 9.0575 | 9.0575 | 9.0575 | 9.0575 | 234043.7803 | 3413.564 | 661822.1346 | 3094096.9121 | 130.1478 | 130.1478 | 102.7879 | 81.8142 | 133.9462 | 133.9462 | 107.7099 | 85.3486 | 3699167.8058 | 53953.3129 | 8541322.8647 | 32284637.5741 | 1.0293 | 1.0293 | 1.048 | 1.0433 | 1.0294 | 1.0294 | 1.048 | 1.044 | 0.88197 | 0.88197 | 0.88247 | 0.94892 | 0.14846 | 0.14846 | 0.16933 | 0.2069 | 0.14846 | 0.14846 | 0.16933 | 0.20705 | 0.0080653 | 0.0080653 | 0.0080653 | 0.1568 | 0.99975 | 0.99975 | 1 | 0.99045 | 9.0575 | 9.0575 | 9.0575 | 9.0575 | 234043.7803 | 3413.564 | 661822.1346 | 3094096.9121 | 832440.0793 | 3993376.3911 | 441369.2171 | 32.3345 | 0.47161 | 47.576 | 53.2466 | 440991.931
654 | TRK | 2 | 2039 | 2037 | 0.082966 | 0.0012101 | 0.19159 | 0.72424 | 143.0777 | 143.0777 | 116.8378 | 94.4733 | 25895.5911 | 377.6963 | 73227.5976 | 342347.3189 | 44657568.9078 | 44657568.9078 | 1 | 12.122 | 43995.062 | 12.122 | 3.8172 | 3.8172 | 4.9372 | 3.5464 | 9.1127 | 9.1127 | 9.1127 | 9.1127 | 235724.1416 | 3438.0972 | 666577.6511 | 3116327.7185 | 130.1478 | 130.1478 | 102.7879 | 81.8142 | 133.965 | 133.965 | 107.7251 | 85.3606 | 3705081.4752 | 54039.9203 | 8555752.5874 | 32342694.9249 | 1.0295 | 1.0295 | 1.0482 | 1.0435 | 1.0295 | 1.0295 | 1.0482 | 1.0441 | 0.88202 | 0.88202 | 0.88252 | 0.94897 | 0.14846 | 0.14846 | 0.16933 | 0.2069 | 0.14846 | 0.14846 | 0.16933 | 0.20705 | 0.0080653 | 0.0080653 | 0.0080653 | 0.1568 | 0.99975 | 0.99975 | 1 | 0.99045 | 9.1127 | 9.1127 | 9.1127 | 9.1127 | 235724.1416 | 3438.0972 | 666577.6511 | 3116327.7185 | 836194.1262 | 4022067.6084 | 441848.2038 | 32.3695 | 0.47212 | 47.6277 | 53.3044 | 441470.5075
676 | TRK | 2 | 2040 | 2038 | 0.082954 | 0.0012099 | 0.19157 | 0.72426 | 143.1467 | 143.1467 | 116.9032 | 94.5356 | 25923.6134 | 378.1073 | 73307.1863 | 342719.24 | 44734010.6998 | 44734010.6998 | 1 | 12.122 | 44434.4682 | 12.122 | 3.8361 | 3.8361 | 4.9524 | 3.5585 | 9.1629 | 9.1629 | 9.1629 | 9.1629 | 237278.5744 | 3460.7917 | 670976.7667 | 3136892.4377 | 130.1478 | 130.1478 | 102.7879 | 81.8142 | 133.9838 | 133.9838 | 107.7403 | 85.3727 | 3710879.8445 | 54124.8141 | 8569845.65 | 32399160.3911 | 1.0296 | 1.0296 | 1.0483 | 1.0436 | 1.0296 | 1.0296 | 1.0483 | 1.0443 | 0.88207 | 0.88207 | 0.88256 | 0.94902 | 0.14846 | 0.14846 | 0.16933 | 0.2069 | 0.14846 | 0.14846 | 0.16933 | 0.20705 | 0.0080653 | 0.0080653 | 0.0080653 | 0.1568 | 0.99975 | 0.99975 | 1 | 0.99045 | 9.1629 | 9.1629 | 9.1629 | 9.1629 | 237278.5744 | 3460.7917 | 670976.7667 | 3136892.4377 | 839959.1979 | 4048608.5705 | 442328.147 | 32.4045 | 0.47263 | 47.6795 | 53.3623 | 441950.0397
698 | TRK | 2 | 2041 | 2039 | 0.082943 | 0.0012098 | 0.19156 | 0.72428 | 143.211 | 143.211 | 116.9639 | 94.5931 | 25951.7008 | 378.519 | 73386.9254 | 343091.8783 | 44808521.3308 | 44808521.3308 | 1 | 12.122 | 44878.2631 | 12.122 | 3.8549 | 3.8549 | 4.9677 | 3.5705 | 9.2084 | 9.2084 | 9.2084 | 9.2084 | 238713.914 | 3481.7474 | 675038.8192 | 3155881.4719 | 130.1478 | 130.1478 | 102.7879 | 81.8142 | 134.0027 | 134.0027 | 107.7555 | 85.3847 | 3716569.4609 | 54208.0915 | 8583620.9812 | 32454122.7972 | 1.0298 | 1.0298 | 1.0485 | 1.0438 | 1.0298 | 1.0298 | 1.0485 | 1.0444 | 0.88211 | 0.88211 | 0.88261 | 0.94907 | 0.14846 | 0.14846 | 0.16933 | 0.2069 | 0.14846 | 0.14846 | 0.16933 | 0.20705 | 0.0080653 | 0.0080653 | 0.0080653 | 0.1568 | 0.99975 | 0.99975 | 1 | 0.99045 | 9.2084 | 9.2084 | 9.2084 | 9.2084 | 238713.914 | 3481.7474 | 675038.8192 | 3155881.4719 | 843735.1292 | 4073115.9525 | 442809.0235 | 32.4396 | 0.47315 | 47.7313 | 53.4203 | 442430.5045
720 | TRK | 2 | 2042 | 2040 | 0.082934 | 0.0012096 | 0.19155 | 0.7243 | 143.2709 | 143.2709 | 117.0201 | 94.6462 | 25979.8514 | 378.9314 | 73466.8114 | 343465.2174 | 44881209.2133 | 44881209.2133 | 1 | 12.122 | 45326.4904 | 12.122 | 3.8738 | 3.8738 | 4.9829 | 3.5826 | 9.2494 | 9.2494 | 9.2494 | 9.2494 | 240036.6375 | 3501.0587 | 678782.1326 | 3173380.4849 | 130.1478 | 130.1478 | 102.7879 | 81.8142 | 134.0215 | 134.0215 | 107.7708 | 85.3968 | 3722156.5291 | 54289.8446 | 8597096.5194 | 32507666.3202 | 1.0299 | 1.0299 | 1.0486 | 1.0439 | 1.0299 | 1.0299 | 1.0486 | 1.0446 | 0.88216 | 0.88216 | 0.88266 | 0.94913 | 0.14846 | 0.14846 | 0.16933 | 0.2069 | 0.14846 | 0.14846 | 0.16933 | 0.20705 | 0.0080653 | 0.0080653 | 0.0080653 | 0.1568 | 0.99975 | 0.99975 | 1 | 0.99045 | 9.2494 | 9.2494 | 9.2494 | 9.2494 | 240036.6375 | 3501.0587 | 678782.1326 | 3173380.4849 | 847521.7648 | 4095700.3137 | 443290.8116 | 32.4748 | 0.47366 | 47.7833 | 53.4784 | 442911.8801
742 | TRK | 2 | 2043 | 2041 | 0.082925 | 0.0012095 | 0.19154 | 0.72432 | 143.3266 | 143.3266 | 117.0722 | 94.695 | 26008.0634 | 379.3446 | 73546.8412 | 343839.2415 | 44952177.0809 | 44952177.0809 | 1 | 12.122 | 45779.1945 | 12.122 | 3.8927 | 3.8927 | 4.9981 | 3.5947 | 9.2862 | 9.2862 | 9.2862 | 9.2862 | 241252.8813 | 3518.8153 | 682224.0694 | 3189470.6443 | 130.1478 | 130.1478 | 102.7879 | 81.8142 | 134.0404 | 134.0404 | 107.786 | 85.4089 | 3727646.9295 | 54370.1608 | 8610289.2638 | 32559870.7269 | 1.0301 | 1.0301 | 1.0488 | 1.0441 | 1.0301 | 1.0301 | 1.0488 | 1.0447 | 0.88221 | 0.88221 | 0.88271 | 0.94918 | 0.14846 | 0.14846 | 0.16933 | 0.2069 | 0.14846 | 0.14846 | 0.16933 | 0.20705 | 0.0080653 | 0.0080653 | 0.0080653 | 0.1568 | 0.99975 | 0.99975 | 1 | 0.99045 | 9.2862 | 9.2862 | 9.2862 | 9.2862 | 241252.8813 | 3518.8153 | 682224.0694 | 3189470.6443 | 851318.9583 | 4116466.4104 | 443773.4907 | 32.5101 | 0.47418 | 47.8353 | 53.5367 | 443394.1461
764 | TRK | 2 | 2044 | 2042 | 0.082917 | 0.0012094 | 0.19154 | 0.72434 | 143.3783 | 143.3783 | 117.1203 | 94.74 | 26036.3353 | 379.7584 | 73627.0118 | 344213.936 | 45021522.2839 | 45021522.2839 | 1 | 12.122 | 46236.42 | 12.122 | 3.9116 | 3.9116 | 5.0134 | 3.6068 | 9.319 | 9.319 | 9.319 | 9.319 | 242368.4597 | 3535.102 | 685381.0807 | 3204228.8565 | 130.1478 | 130.1478 | 102.7879 | 81.8142 | 134.0594 | 134.0594 | 107.8013 | 85.421 | 3733046.2344 | 54449.1227 | 8623215.323 | 32610811.6038 | 1.0302 | 1.0302 | 1.0489 | 1.0442 | 1.0302 | 1.0302 | 1.0489 | 1.0449 | 0.88226 | 0.88226 | 0.88276 | 0.94923 | 0.14846 | 0.14846 | 0.16933 | 0.2069 | 0.14846 | 0.14846 | 0.16933 | 0.20705 | 0.0080653 | 0.0080653 | 0.0080653 | 0.1568 | 0.99975 | 0.99975 | 1 | 0.99045 | 9.319 | 9.319 | 9.319 | 9.319 | 242368.4597 | 3535.102 | 685381.0807 | 3204228.8565 | 855126.5721 | 4135513.499 | 444257.0415 | 32.5454 | 0.4747 | 47.8875 | 53.595 | 443877.2831
786 | TRK | 2 | 2045 | 2043 | 0.08291 | 0.0012093 | 0.19153 | 0.72435 | 143.4263 | 143.4263 | 117.1646 | 94.7811 | 26064.6654 | 380.1729 | 73707.3204 | 344589.287 | 45089337.0656 | 45089337.0656 | 1 | 12.122 | 46698.2121 | 12.122 | 3.9305 | 3.9305 | 5.0287 | 3.6189 | 9.348 | 9.348 | 9.348 | 9.348 | 243388.881 | 3549.9992 | 688268.7529 | 3217727.9858 | 130.1478 | 130.1478 | 102.7879 | 81.8142 | 134.0783 | 134.0783 | 107.8166 | 85.4331 | 3738359.7241 | 54526.8089 | 8635889.9608 | 32660560.5717 | 1.0303 | 1.0303 | 1.0491 | 1.0444 | 1.0304 | 1.0304 | 1.0491 | 1.045 | 0.8823 | 0.8823 | 0.8828 | 0.94928 | 0.14846 | 0.14846 | 0.16933 | 0.2069 | 0.14846 | 0.14846 | 0.16933 | 0.20705 | 0.0080653 | 0.0080653 | 0.0080653 | 0.1568 | 0.99975 | 0.99975 | 1 | 0.99045 | 9.348 | 9.348 | 9.348 | 9.348 | 243388.881 | 3549.9992 | 688268.7529 | 3217727.9858 | 858944.4769 | 4152935.6189 | 444741.4457 | 32.5808 | 0.47522 | 47.9397 | 53.6535 | 444361.2728
808 | TRK | 2 | 2046 | 2044 | 0.082904 | 0.0012092 | 0.19152 | 0.72436 | 143.4709 | 143.4709 | 117.2054 | 94.8188 | 26093.0523 | 380.5881 | 73787.7643 | 344965.2815 | 45155708.8231 | 45155708.8231 | 1 | 12.122 | 47164.6164 | 12.122 | 3.9495 | 3.9495 | 5.044 | 3.631 | 9.3736 | 9.3736 | 9.3736 | 9.3736 | 244319.3634 | 3563.583 | 690901.8521 | 3230037.0614 | 130.1478 | 130.1478 | 102.7879 | 81.8142 | 134.0973 | 134.0973 | 107.8319 | 85.4452 | 3743592.402 | 54603.2936 | 8648327.6396 | 32709185.4879 | 1.0305 | 1.0305 | 1.0492 | 1.0445 | 1.0305 | 1.0305 | 1.0492 | 1.0452 | 0.88235 | 0.88235 | 0.88285 | 0.94933 | 0.14846 | 0.14846 | 0.16933 | 0.2069 | 0.14846 | 0.14846 | 0.16933 | 0.20705 | 0.0080653 | 0.0080653 | 0.0080653 | 0.1568 | 0.99975 | 0.99975 | 1 | 0.99045 | 9.3736 | 9.3736 | 9.3736 | 9.3736 | 244319.3634 | 3563.583 | 690901.8521 | 3230037.0614 | 862772.551 | 4168821.8598 | 445226.6861 | 32.6163 | 0.47574 | 47.992 | 53.712 | 444846.098
830 | TRK | 2 | 2047 | 2045 | 0.082899 | 0.0012092 | 0.19152 | 0.72437 | 143.512 | 143.512 | 117.2429 | 94.8531 | 26121.4946 | 381.0039 | 73868.341 | 345341.907 | 45220720.3594 | 45220720.3594 | 1 | 12.122 | 47635.679 | 12.122 | 3.9685 | 3.9685 | 5.0593 | 3.6431 | 9.3958 | 9.3958 | 9.3958 | 9.3958 | 245164.85 | 3575.9257 | 693294.3669 | 3241221.4773 | 130.1478 | 130.1478 | 102.7879 | 81.8142 | 134.1163 | 134.1163 | 107.8472 | 85.4573 | 3748749.0084 | 54678.6472 | 8660542.0613 | 32756750.6425 | 1.0306 | 1.0306 | 1.0494 | 1.0447 | 1.0307 | 1.0307 | 1.0494 | 1.0453 | 0.8824 | 0.8824 | 0.8829 | 0.94938 | 0.14846 | 0.14846 | 0.16933 | 0.2069 | 0.14846 | 0.14846 | 0.16933 | 0.20705 | 0.0080653 | 0.0080653 | 0.0080653 | 0.1568 | 0.99975 | 0.99975 | 1 | 0.99045 | 9.3958 | 9.3958 | 9.3958 | 9.3958 | 245164.85 | 3575.9257 | 693294.3669 | 3241221.4773 | 866610.6799 | 4183256.6199 | 445712.7464 | 32.6519 | 0.47625 | 48.0444 | 53.7706 | 445331.7425
852 | TRK | 2 | 2048 | 2046 | 0.082895 | 0.0012091 | 0.19151 | 0.72438 | 143.5501 | 143.5501 | 117.2773 | 94.8843 | 26149.9909 | 381.4204 | 73949.0481 | 345719.1519 | 45284450.1199 | 45284450.1199 | 1 | 12.122 | 48111.4463 | 12.122 | 3.9875 | 3.9875 | 5.0746 | 3.6552 | 9.4149 | 9.4149 | 9.4149 | 9.4149 | 245930.0232 | 3587.0956 | 695459.5485 | 3251343.1798 | 130.1478 | 130.1478 | 102.7879 | 81.8142 | 134.1353 | 134.1353 | 107.8625 | 85.4694 | 3753834.0346 | 54752.9364 | 8672546.2073 | 32803316.9416 | 1.0308 | 1.0308 | 1.0495 | 1.0448 | 1.0308 | 1.0308 | 1.0495 | 1.0455 | 0.88245 | 0.88245 | 0.88295 | 0.94944 | 0.14846 | 0.14846 | 0.16933 | 0.2069 | 0.14846 | 0.14846 | 0.16933 | 0.20705 | 0.0080653 | 0.0080653 | 0.0080653 | 0.1568 | 0.99975 | 0.99975 | 1 | 0.99045 | 9.4149 | 9.4149 | 9.4149 | 9.4149 | 245930.0232 | 3587.0956 | 695459.5485 | 3251343.1798 | 870458.756 | 4196319.8471 | 446199.6114 | 32.6875 | 0.47678 | 48.0969 | 53.8294 | 445818.191
874 | TRK | 2 | 2049 | 2047 | 0.082891 | 0.001209 | 0.19151 | 0.72439 | 143.5852 | 143.5852 | 117.3087 | 94.9125 | 26178.5401 | 381.8375 | 74029.8835 | 346097.0053 | 45346972.4156 | 45346972.4156 | 1 | 12.122 | 48591.9655 | 12.122 | 4.0065 | 4.0065 | 5.0899 | 3.6674 | 9.431 | 9.431 | 9.431 | 9.431 | 246619.3181 | 3597.1574 | 697409.9485 | 3260460.8446 | 130.1478 | 130.1478 | 102.7879 | 81.8142 | 134.1543 | 134.1543 | 107.8778 | 85.4816 | 3758851.7352 | 54826.2244 | 8684352.3749 | 32848942.0811 | 1.0309 | 1.0309 | 1.0497 | 1.045 | 1.031 | 1.031 | 1.0497 | 1.0456 | 0.8825 | 0.8825 | 0.883 | 0.94949 | 0.14846 | 0.14846 | 0.16933 | 0.2069 | 0.14846 | 0.14846 | 0.16933 | 0.20705 | 0.0080653 | 0.0080653 | 0.0080653 | 0.1568 | 0.99975 | 0.99975 | 1 | 0.99045 | 9.431 | 9.431 | 9.431 | 9.431 | 246619.3181 | 3597.1574 | 697409.9485 | 3260460.8446 | 874316.6783 | 4208087.2686 | 446687.2664 | 32.7232 | 0.4773 | 48.1495 | 53.8882 | 446305.4289
896 | TRK | 2 | 2050 | 2048 | 0.082888 | 0.001209 | 0.19151 | 0.7244 | 143.6176 | 143.6176 | 117.3374 | 94.938 | 26207.141 | 382.2552 | 74110.8449 | 346475.4568 | 45408357.6367 | 45408357.6367 | 1 | 12.122 | 49077.2839 | 12.122 | 4.0256 | 4.0256 | 5.1052 | 3.6795 | 9.4443 | 9.4443 | 9.4443 | 9.4443 | 247236.9351 | 3606.1725 | 699157.455 | 3268630.046 | 130.1478 | 130.1478 | 102.7879 | 81.8142 | 134.1733 | 134.1733 | 107.8931 | 85.4937 | 3763806.1408 | 54898.5711 | 8695972.2128 | 32893680.7121 | 1.0311 | 1.0311 | 1.0498 | 1.0451 | 1.0311 | 1.0311 | 1.0498 | 1.0458 | 0.88255 | 0.88255 | 0.88305 | 0.94954 | 0.14846 | 0.14846 | 0.16933 | 0.2069 | 0.14846 | 0.14846 | 0.16933 | 0.20705 | 0.0080653 | 0.0080653 | 0.0080653 | 0.1568 | 0.99975 | 0.99975 | 1 | 0.99045 | 9.4443 | 9.4443 | 9.4443 | 9.4443 | 247236.9351 | 3606.1725 | 699157.455 | 3268630.046 | 878184.352 | 4218630.6085 | 447175.698 | 32.7589 | 0.47782 | 48.2022 | 53.9471 | 446793.4428
918 | TRK | 2 | 2051 | 2049 | 0.082886 | 0.001209 | 0.1915 | 0.7244 | 143.6473 | 143.6473 | 117.3634 | 94.9608 | 26235.7925 | 382.6736 | 74191.9305 | 346854.4967 | 45468672.4561 | 45468672.4561 | 1 | 12.122 | 49567.4495 | 12.122 | 4.0446 | 4.0446 | 5.1206 | 3.6917 | 9.4549 | 9.4549 | 9.4549 | 9.4549 | 247786.8524 | 3614.1989 | 700713.3272 | 3275903.4179 | 130.1478 | 130.1478 | 102.7879 | 81.8142 | 134.1924 | 134.1924 | 107.9085 | 85.5059 | 3768701.0691 | 54970.033 | 8707416.7546 | 32937584.5994 | 1.0312 | 1.0312 | 1.05 | 1.0453 | 1.0313 | 1.0313 | 1.05 | 1.0459 | 0.88259 | 0.88259 | 0.88309 | 0.94959 | 0.14846 | 0.14846 | 0.16933 | 0.2069 | 0.14846 | 0.14846 | 0.16933 | 0.20705 | 0.0080653 | 0.0080653 | 0.0080653 | 0.1568 | 0.99975 | 0.99975 | 1 | 0.99045 | 9.4549 | 9.4549 | 9.4549 | 9.4549 | 247786.8524 | 3614.1989 | 700713.3272 | 3275903.4179 | 882061.688 | 4228017.7963 | 447664.8932 | 32.7947 | 0.47834 | 48.2549 | 54.0061 | 447282.2196
200 | TWI | 1 | 2010 | 2008 | 0.17231 | 0.022469 | 0.21771 | 0.58751 | 312.5027 | 238.2048 | 190.7195 | 169.9468 | 103184.227 | 17652.064 | 213622.728 | 646924.557 | 3673.9946 | 187134916.2 | 50935 | 57.798 | 30247.8092 | 0.0011347 | 37.6479 | 37.6479 | 19.2424 | 31.6934 | 74.298 | 0 | 0 | 0 | 7666378.555 | 0 | 0 | 0 | 200.5568 | 200.5568 | 171.4772 | 138.2533 | 238.2048 | 238.2048 | 190.7195 | 169.9468 | 32245352.68 | 4204805.684 | 40742024.92 | 109942732.9 | 0.98607 | 0.98607 | 0.94704 | 0.97859 | 1.0276 | 1.0276 | 1.0026 | 1.0547 | 0.8802 | 0.8802 | 0.8333 | 0.82049 | 0.20805 | 0.20805 | 0.23357 | 0.32932 | 0.19575 | 0.19575 | 0.21264 | 0.32846 | 0.2009 | 0.2009 | 0.23332 | 0.26943 | 0.71193 | 0.71193 | 0.66427 | 0.66783 | 102.041 | 0 | 0 | 0 | 10529018.54 | 0 | 0 | 0 | 0 | 10529018.54 | 981383.576 | 128.9803 | 22.0651 | 138.9416 | 100.7278 | 963731.512
201 | TWI | 1 | 2011 | 2009 | 0.23252 | 0.031287 | 0.21886 | 0.51734 | 91.9592 | 71.8119 | 43.009 | 30.4571 | 100157.693 | 17257.768 | 201569.839 | 672837.769 | 768.2048 | 39611712.55 | 51564 | 53.336 | 29345.2322 | 0.0010344 | -17.7807 | -17.7807 | -15.621 | -8.8336 | 20.1473 | 0 | 0 | 0 | 2017911.604 | 0 | 0 | 0 | 89.5925 | 89.5925 | 58.63 | 39.2907 | 71.8119 | 71.8119 | 43.009 | 30.4571 | 9210421.608 | 1239312.381 | 8669312.065 | 20492666.49 | 0.98607 | 0.98607 | 0.94704 | 0.97859 | 1.0276 | 1.0276 | 1.0026 | 1.0547 | 0.8802 | 0.8802 | 0.8333 | 0.82049 | 0.20805 | 0.20805 | 0.23357 | 0.32932 | 0.19575 | 0.19575 | 0.21264 | 0.32846 | 0.2009 | 0.2009 | 0.23332 | 0.26943 | 0.71193 | 0.71193 | 0.66427 | 0.66783 | 103.0186 | 0 | 0 | 0 | 10318101.68 | 0 | 0 | 0 | 0 | 10318101.68 | 991823.069 | 125.1971 | 21.5722 | 131.1023 | 104.7626 | 974565.301
202 | TWI | 1 | 2012 | 2010 | 0.20724 | 0.015957 | 0.23627 | 0.54054 | 150.7537 | 77.4003 | 79.7633 | 58.6863 | 100854.94 | 15124.993 | 217312.497 | 675732.307 | 1412.4355 | 73364724.61 | 51942 | 55.778 | 28362.5286 | 0.0010739 | -1.7826 | -1.7826 | -8.9971 | -2.4504 | 73.3534 | 0 | 0 | 0 | 7398055.306 | 0 | 0 | 0 | 79.1829 | 79.1829 | 88.7604 | 61.1367 | 77.4003 | 77.4003 | 79.7633 | 58.6863 | 15204254.77 | 1170678.524 | 17333557.58 | 39656233.74 | 0.98607 | 0.98607 | 0.94704 | 0.97859 | 1.0276 | 1.0276 | 1.0026 | 1.0547 | 0.8802 | 0.8802 | 0.8333 | 0.82049 | 0.20805 | 0.20805 | 0.23357 | 0.32932 | 0.19575 | 0.19575 | 0.21264 | 0.32846 | 0.2009 | 0.2009 | 0.23332 | 0.26943 | 0.71193 | 0.71193 | 0.66427 | 0.66783 | 103.8912 | 0 | 0 | 0 | 10477941.84 | 0 | 0 | 0 | 0 | 10477941.84 | 1009024.737 | 126.0687 | 18.9062 | 141.3415 | 105.2133 | 993899.744
203 | TWI | 1 | 2013 | 2011 | 0.19191 | 0.030195 | 0.22808 | 0.54982 | 103.9648 | 85.065 | 58.1847 | 45.5132 | 102444.416 | 19699.572 | 217540.127 | 670424.462 | 1058.457 | 55497017.33 | 52432 | 51.914 | 27089.2872 | 0.00099012 | -0.494 | -0.494 | -5.3023 | -5.0468 | 18.8998 | 0 | 0 | 0 | 1936183.266 | 0 | 0 | 0 | 85.559 | 85.559 | 63.487 | 50.5599 | 85.065 | 85.065 | 58.1847 | 45.5132 | 10650617.25 | 1675744.041 | 12657505.78 | 30513150.26 | 0.98607 | 0.98607 | 0.94704 | 0.97859 | 1.0276 | 1.0276 | 1.0026 | 1.0547 | 0.8802 | 0.8802 | 0.8333 | 0.82049 | 0.20805 | 0.20805 | 0.23357 | 0.32932 | 0.19575 | 0.19575 | 0.21264 | 0.32846 | 0.2009 | 0.2009 | 0.23332 | 0.26943 | 0.71193 | 0.71193 | 0.66427 | 0.66783 | 103.6997 | 0 | 0 | 0 | 10623459.42 | 0 | 0 | 0 | 0 | 10623459.42 | 1010108.577 | 128.0555 | 24.6245 | 141.4895 | 104.3868 | 990409.005
204 | TWI | 1 | 2014 | 2012 | 0.18383 | 0.018682 | 0.20607 | 0.59142 | 240.9637 | 145.086 | 129.4932 | 120.2359 | 106588.337 | 17990.53 | 222340.669 | 687234.504 | 2661.916 | 139715982.6 | 52487 | 58.678 | 27429.5536 | 0.001118 | 20.417 | 20.417 | 16.9923 | 23.9813 | 95.8777 | 0 | 0 | 0 | 10219448.8 | 0 | 0 | 0 | 124.6689 | 124.6689 | 112.5009 | 96.2546 | 145.086 | 145.086 | 129.4932 | 120.2359 | 25683921.68 | 2610173.601 | 28791607.72 | 82630279.57 | 0.98607 | 0.98607 | 0.94704 | 0.97859 | 1.0276 | 1.0276 | 1.0026 | 1.0547 | 0.8802 | 0.8802 | 0.8333 | 0.82049 | 0.20805 | 0.20805 | 0.23357 | 0.32932 | 0.19575 | 0.19575 | 0.21264 | 0.32846 | 0.2009 | 0.2009 | 0.23332 | 0.26943 | 0.71193 | 0.71193 | 0.66427 | 0.66783 | 108.015 | 0 | 0 | 0 | 11513135.22 | 0 | 0 | 0 | 0 | 11513135.22 | 1034154.04 | 133.2354 | 22.4882 | 144.6118 | 107.0042 | 1016163.51
205 | TWI | 1 | 2015 | 2013 | 0.25532 | 0.019907 | 0.22383 | 0.50094 | 216.058 | 94.5059 | 87.9622 | 63.7195 | 101979.485 | 18178.156 | 219589.71 | 678443.865 | 1640.1926 | 86297092.59 | 52614 | 53.054 | 28176.9791 | 0.0010084 | -3.5322 | -3.5322 | -5.6615 | -2.8099 | 121.5521 | 0 | 0 | 0 | 12395824.34 | 0 | 0 | 0 | 98.038 | 98.038 | 93.6237 | 66.5293 | 94.5059 | 94.5059 | 87.9622 | 63.7195 | 22033482.45 | 1717942.119 | 19315592.56 | 43230075.45 | 0.98607 | 0.98607 | 0.94704 | 0.97859 | 1.0276 | 1.0276 | 1.0026 | 1.0547 | 0.8802 | 0.8802 | 0.8333 | 0.82049 | 0.20805 | 0.20805 | 0.23357 | 0.32932 | 0.19575 | 0.19575 | 0.21264 | 0.32846 | 0.2009 | 0.2009 | 0.23332 | 0.26943 | 0.71193 | 0.71193 | 0.66427 | 0.66783 | 124.8712 | 0 | 0 | 0 | 12734295.83 | 0 | 0 | 0 | 0 | 12734295.83 | 1018191.216 | 127.4744 | 22.7227 | 142.8226 | 105.6355 | 1000013.06
206 | TWI | 1 | 2016 | 2014 | 0.21605 | 0.019619 | 0.23509 | 0.52924 | 163.5194 | 86.6103 | 84.0846 | 61.2395 | 103401.556 | 17727.221 | 218806.771 | 676341.789 | 1482.9396 | 78260655.64 | 52774 | 54.178 | 26966.0089 | 0.0010266 | -4.9509 | -4.9509 | -4.6515 | -1.7869 | 76.9091 | 0 | 0 | 0 | 7952524.234 | 0 | 0 | 0 | 91.5612 | 91.5612 | 88.7361 | 63.0265 | 86.6103 | 86.6103 | 84.0846 | 61.2395 | 16908164.29 | 1535359.976 | 18398276.63 | 41418854.74 | 0.98607 | 0.98607 | 0.94704 | 0.97859 | 1.0276 | 1.0276 | 1.0026 | 1.0547 | 0.8802 | 0.8802 | 0.8333 | 0.82049 | 0.20805 | 0.20805 | 0.23357 | 0.32932 | 0.19575 | 0.19575 | 0.21264 | 0.32846 | 0.2009 | 0.2009 | 0.23332 | 0.26943 | 0.71193 | 0.71193 | 0.66427 | 0.66783 | 138.7734 | 0 | 0 | 0 | 14349390.41 | 0 | 0 | 0 | 0 | 14349390.41 | 1016277.337 | 129.2519 | 22.159 | 142.3133 | 105.3082 | 998550.116
207 | TWI | 1 | 2017 | 2015 | 0.2533 | 0.015125 | 0.18401 | 0.54756 | 219.9372 | 75.6671 | 74.0052 | 72.1831 | 104582.768 | 18151.769 | 225792.969 | 688848.9 | 1713.2008 | 90808210.44 | 53005 | 52.358 | 28077.3107 | 0.00098779 | -2.7378 | -2.7378 | -2.4041 | 0.29897 | 144.2701 | 0 | 0 | 0 | 15088164.97 | 0 | 0 | 0 | 78.4048 | 78.4048 | 76.4094 | 71.8841 | 75.6671 | 75.6671 | 74.0052 | 72.1831 | 23001636.76 | 1373491.205 | 16709860.47 | 49723222.01 | 0.98607 | 0.98607 | 0.94704 | 0.97859 | 1.0276 | 1.0276 | 1.0026 | 1.0547 | 0.8802 | 0.8802 | 0.8333 | 0.82049 | 0.20805 | 0.20805 | 0.23357 | 0.32932 | 0.19575 | 0.19575 | 0.21264 | 0.32846 | 0.2009 | 0.2009 | 0.23332 | 0.26943 | 0.71193 | 0.71193 | 0.66427 | 0.66783 | 147.0038 | 0 | 0 | 0 | 15374067.89 | 0 | 0 | 0 | 0 | 15374067.89 | 1037376.406 | 130.7285 | 22.6897 | 146.8572 | 107.2556 | 1019224.637
208 | TWI | 1 | 2018 | 2016 | 0.28352 | 0.017362 | 0.17816 | 0.52096 | 215.7465 | 66.7539 | 60.9726 | 58.3842 | 100611.685 | 19912.222 | 223709.138 | 683141.335 | 1446.2317 | 76560616.27 | 52938 | 57.856 | 28545.2956 | 0.0010929 | -10.7002 | -10.7002 | -4.0414 | -1.7847 | 148.9925 | 0 | 0 | 0 | 14990390.93 | 0 | 0 | 0 | 77.4541 | 77.4541 | 65.0139 | 60.1688 | 66.7539 | 66.7539 | 60.9726 | 58.3842 | 21706616.47 | 1329219.104 | 13640124.31 | 39884656.39 | 0.98607 | 0.98607 | 0.94704 | 0.97859 | 1.0276 | 1.0276 | 1.0026 | 1.0547 | 0.8802 | 0.8802 | 0.8333 | 0.82049 | 0.20805 | 0.20805 | 0.23357 | 0.32932 | 0.19575 | 0.19575 | 0.21264 | 0.32846 | 0.2009 | 0.2009 | 0.23332 | 0.26943 | 0.71193 | 0.71193 | 0.66427 | 0.66783 | 155.4178 | 0 | 0 | 0 | 15636845.85 | 0 | 0 | 0 | 0 | 15636845.85 | 1027374.38 | 125.7646 | 24.8903 | 145.5019 | 106.3669 | 1007462.158
209 | TWI | 1 | 2019 | 2017 | 0.33383 | 0.026966 | 0.19802 | 0.44119 | 277.7285 | 131.8203 | 75.9716 | 54.3358 | 102849.534 | 17503.874 | 223028.935 | 694761.567 | 1608.0184 | 85565873.01 | 53212 | 58.112 | 28059.2245 | 0.0010921 | 13.2384 | 13.2384 | 2.0837 | 1.1546 | 145.9082 | 0 | 0 | 0 | 15006586.65 | 0 | 0 | 0 | 118.5819 | 118.5819 | 73.8879 | 53.1812 | 131.8203 | 131.8203 | 75.9716 | 54.3358 | 28564244.72 | 2307366.202 | 16943861 | 37750401.09 | 0.98607 | 0.98607 | 0.94704 | 0.97859 | 1.0276 | 1.0276 | 1.0026 | 1.0547 | 0.8802 | 0.8802 | 0.8333 | 0.82049 | 0.20805 | 0.20805 | 0.23357 | 0.32932 | 0.19575 | 0.19575 | 0.21264 | 0.32846 | 0.2009 | 0.2009 | 0.23332 | 0.26943 | 0.71193 | 0.71193 | 0.66427 | 0.66783 | 150.6425 | 0 | 0 | 0 | 15493513.48 | 0 | 0 | 0 | 0 | 15493513.48 | 1038143.91 | 128.5619 | 21.8798 | 145.0595 | 108.1762 | 1020640.036
233 | TWI | 1 | 2020 | 2018 | 0.25627 | 0.021436 | 0.20287 | 0.51943 | 277.1529 | 128.3347 | 97.3439 | 80.0622 | 100840.9599 | 17329.98 | 216223.8676 | 673131.4188 | 1950.0561 | 103753807.9118 | 53205.5503 | 58.112 | 28234.9369 | 0.0010922 | -1.813 | -1.813 | -5.444 | -1.7519 | 148.8182 | 0 | 0 | 0 | 13647891.5443 | 0 | 0 | 0 | 130.1478 | 130.1478 | 102.7879 | 81.8142 | 128.3347 | 128.3347 | 97.3439 | 80.0622 | 26589287.1089 | 2224037.9991 | 21048068.2716 | 53892414.5322 | 0.98511 | 0.98511 | 0.94559 | 0.97706 | 1.025 | 1.025 | 0.99858 | 1.0505 | 0.87934 | 0.87934 | 0.83203 | 0.81922 | 0.20805 | 0.20805 | 0.23357 | 0.32932 | 0.19575 | 0.19575 | 0.21264 | 0.32846 | 0.2009 | 0.2009 | 0.23332 | 0.26943 | 0.71193 | 0.71193 | 0.66427 | 0.66783 | 158.4848 | 0 | 0 | 0 | 16300089.4799 | 0 | 0 | 0 | 0 | 16300089.4799 | 1007526.2262 | 126.0512 | 21.6625 | 140.6334 | 104.8083 | 990196.2462
255 | TWI | 1 | 2021 | 2019 | 0.26261 | 0.021235 | 0.20113 | 0.51502 | 269.5937 | 128.2094 | 97.1954 | 79.9376 | 100993.2499 | 17324.9011 | 216457.214 | 673932.3738 | 1966.236 | 104601988.8306 | 53199.1013 | 58.112 | 28411.7496 | 0.0010923 | -1.9384 | -1.9384 | -5.5925 | -1.8766 | 141.3843 | 0 | 0 | 0 | 14521303.5883 | 0 | 0 | 0 | 130.1478 | 130.1478 | 102.7879 | 81.8142 | 128.2094 | 128.2094 | 97.1954 | 79.9376 | 27469587.3769 | 2221215.1482 | 21038637.4885 | 53872548.8169 | 0.98518 | 0.98518 | 0.94564 | 0.97712 | 1.0252 | 1.0252 | 0.99863 | 1.0506 | 0.87941 | 0.87941 | 0.83207 | 0.81926 | 0.20805 | 0.20805 | 0.23357 | 0.32932 | 0.19575 | 0.19575 | 0.21264 | 0.32846 | 0.2009 | 0.2009 | 0.23332 | 0.26943 | 0.71193 | 0.71193 | 0.66427 | 0.66783 | 148.8182 | 0 | 0 | 0 | 15006968.3679 | 0 | 0 | 0 | 0 | 15006968.3679 | 1008707.7388 | 126.2416 | 21.6561 | 140.7852 | 104.933 | 991382.8377
277 | TWI | 1 | 2022 | 2020 | 0.25821 | 0.021339 | 0.20232 | 0.51813 | 264.7438 | 128.2191 | 97.2006 | 79.9424 | 101116.8284 | 17321.1829 | 216642.1072 | 674565.2962 | 1956.6477 | 104079280.9722 | 53192.6532 | 58.112 | 28589.6695 | 0.0010925 | -1.9287 | -1.9287 | -5.5873 | -1.8718 | 136.5247 | 0 | 0 | 0 | 13909172.5002 | 0 | 0 | 0 | 130.1478 | 130.1478 | 102.7879 | 81.8142 | 128.2191 | 128.2191 | 97.2006 | 79.9424 | 26874279.1336 | 2220906.1194 | 21057744.4521 | 53926351.2672 | 0.98524 | 0.98524 | 0.94568 | 0.97717 | 1.0253 | 1.0253 | 0.99867 | 1.0508 | 0.87946 | 0.87946 | 0.83211 | 0.8193 | 0.20805 | 0.20805 | 0.23357 | 0.32932 | 0.19575 | 0.19575 | 0.21264 | 0.32846 | 0.2009 | 0.2009 | 0.23332 | 0.26943 | 0.71193 | 0.71193 | 0.66427 | 0.66783 | 141.3843 | 0 | 0 | 0 | 14278856.1661 | 0 | 0 | 0 | 0 | 14278856.1661 | 1009645.4147 | 126.396 | 21.6515 | 140.9054 | 105.0316 | 992324.2318
299 | TWI | 1 | 2023 | 2021 | 0.25683 | 0.021373 | 0.2027 | 0.5191 | 262.9018 | 128.2269 | 97.2048 | 79.9461 | 101189.2859 | 17327.7601 | 216778.982 | 675005.0533 | 1954.5972 | 103957610.6744 | 53186.2058 | 58.112 | 28768.7036 | 0.0010926 | -1.9208 | -1.9208 | -5.5831 | -1.8681 | 134.6749 | 0 | 0 | 0 | 13724545.3578 | 0 | 0 | 0 | 130.1478 | 130.1478 | 102.7879 | 81.8142 | 128.2269 | 128.2269 | 97.2048 | 79.9461 | 26699736.2156 | 2221885.3807 | 21071948.69 | 53964040.3881 | 0.98528 | 0.98528 | 0.94571 | 0.9772 | 1.0254 | 1.0254 | 0.9987 | 1.0509 | 0.87949 | 0.87949 | 0.83213 | 0.81933 | 0.20805 | 0.20805 | 0.23357 | 0.32932 | 0.19575 | 0.19575 | 0.21264 | 0.32846 | 0.2009 | 0.2009 | 0.23332 | 0.26943 | 0.71193 | 0.71193 | 0.66427 | 0.66783 | 136.5247 | 0 | 0 | 0 | 13804949.4946 | 0 | 0 | 0 | 0 | 13804949.4946 | 1010301.0813 | 126.4866 | 21.6597 | 140.9945 | 105.1 | 992973.3212
321 | TWI | 1 | 2024 | 2022 | 0.13927 | 0.022702 | 0.23026 | 0.60777 | 142.7588 | 142.7588 | 111.7351 | 94.476 | 102144.4616 | 16649.9709 | 215763.6618 | 673550.4673 | 1968.8265 | 104701717.5568 | 53179.7592 | 58.112 | 28948.8588 | 0.0010927 | -1.9162 | -1.9162 | -5.5801 | -1.8655 | 14.5273 | 14.5273 | 14.5273 | 14.5273 | 1470007.8429 | 251725.6949 | 3149214.8704 | 9806005.785 | 130.1478 | 130.1478 | 102.7879 | 81.8142 | 128.2315 | 128.2315 | 97.2078 | 79.9487 | 14582023.3541 | 2376930.2921 | 24108382.2794 | 63634381.6311 | 0.98574 | 0.98574 | 0.94549 | 0.97709 | 1.0267 | 1.0267 | 0.99847 | 1.0506 | 0.87991 | 0.87991 | 0.83194 | 0.81924 | 0.20805 | 0.20805 | 0.23357 | 0.32932 | 0.19575 | 0.19575 | 0.21264 | 0.32846 | 0.2009 | 0.2009 | 0.23332 | 0.26943 | 0.71193 | 0.71193 | 0.66427 | 0.66783 | 14.5273 | 14.5273 | 14.5273 | 14.5273 | 1470007.8429 | 251725.6949 | 3149214.8704 | 9806005.785 | 0 | 14676954.1933 | 1008108.5616 | 127.6806 | 20.8125 | 140.3341 | 104.8736 | 991458.5907
343 | TWI | 1 | 2025 | 2023 | 0.13944 | 0.022726 | 0.23026 | 0.60757 | 142.546 | 142.546 | 111.4391 | 94.1941 | 102238.2107 | 16662.0534 | 215945.2225 | 674129.5277 | 1965.5071 | 104512526.4833 | 53173.3134 | 58.112 | 29130.1422 | 0.0010929 | -1.8557 | -1.8557 | -5.6028 | -1.8741 | 14.254 | 14.254 | 14.254 | 14.254 | 1455966.4997 | 237328.5787 | 3075493.8487 | 9600784.0338 | 130.1478 | 130.1478 | 102.7879 | 81.8142 | 128.292 | 128.292 | 97.1851 | 79.9401 | 14573651.4272 | 2375109.6206 | 24064732.3388 | 63499033.0968 | 0.98579 | 0.98579 | 0.94553 | 0.97714 | 1.0268 | 1.0268 | 0.99851 | 1.0507 | 0.87995 | 0.87995 | 0.83197 | 0.81928 | 0.20805 | 0.20805 | 0.23357 | 0.32932 | 0.19575 | 0.19575 | 0.21264 | 0.32846 | 0.2009 | 0.2009 | 0.23332 | 0.26943 | 0.71193 | 0.71193 | 0.66427 | 0.66783 | 14.254 | 14.254 | 14.254 | 14.254 | 1455966.4997 | 237328.5787 | 3075493.8487 | 9600784.0338 | 0 | 14369572.9609 | 1008975.0142 | 127.7978 | 20.8276 | 140.4522 | 104.9637 | 992312.9609
365 | TWI | 1 | 2026 | 2024 | 0.13956 | 0.02274 | 0.2303 | 0.6074 | 142.2469 | 142.2469 | 111.1381 | 93.8925 | 102333.3406 | 16674.2315 | 216133.0109 | 674729.3311 | 1961.7693 | 104301132.4248 | 53166.8684 | 58.112 | 29312.5608 | 0.001093 | -1.8498 | -1.8498 | -5.5987 | -1.8706 | 13.949 | 13.949 | 13.949 | 13.949 | 1426119.3382 | 232418.744 | 3012216.8189 | 9403423.1386 | 130.1478 | 130.1478 | 102.7879 | 81.8142 | 128.2979 | 128.2979 | 97.1892 | 79.9436 | 14556601.8209 | 2371857.9636 | 24020620.7983 | 63352051.842 | 0.98583 | 0.98583 | 0.94557 | 0.97718 | 1.0269 | 1.0269 | 0.99856 | 1.0508 | 0.87999 | 0.87999 | 0.83201 | 0.81931 | 0.20805 | 0.20805 | 0.23357 | 0.32932 | 0.19575 | 0.19575 | 0.21264 | 0.32846 | 0.2009 | 0.2009 | 0.23332 | 0.26943 | 0.71193 | 0.71193 | 0.66427 | 0.66783 | 13.949 | 13.949 | 13.949 | 13.949 | 1426119.3382 | 232418.744 | 3012216.8189 | 9403423.1386 | 0 | 14074178.0397 | 1009869.9142 | 127.9167 | 20.8428 | 140.5743 | 105.0571 | 993195.6827
387 | TWI | 1 | 2027 | 2025 | 0.13965 | 0.022751 | 0.23033 | 0.60727 | 142.0443 | 142.0443 | 110.9338 | 93.6875 | 102416.7448 | 16685.5482 | 216300.1425 | 675260.4008 | 1959.6583 | 104176264.0278 | 53160.4241 | 58.112 | 29496.1218 | 0.0010931 | -1.8439 | -1.8439 | -5.5945 | -1.8671 | 13.7404 | 13.7404 | 13.7404 | 13.7404 | 1406101.3357 | 229110.66 | 2969754.662 | 9271052.8948 | 130.1478 | 130.1478 | 102.7879 | 81.8142 | 128.3039 | 128.3039 | 97.1934 | 79.9471 | 14547714.7588 | 2370086.999 | 23994993.066 | 63263469.2041 | 0.98587 | 0.98587 | 0.94561 | 0.97722 | 1.027 | 1.027 | 0.99859 | 1.0509 | 0.88003 | 0.88003 | 0.83204 | 0.81935 | 0.20805 | 0.20805 | 0.23357 | 0.32932 | 0.19575 | 0.19575 | 0.21264 | 0.32846 | 0.2009 | 0.2009 | 0.23332 | 0.26943 | 0.71193 | 0.71193 | 0.66427 | 0.66783 | 13.7404 | 13.7404 | 13.7404 | 13.7404 | 1406101.3357 | 229110.66 | 2969754.662 | 9271052.8948 | 0 | 13876019.5524 | 1010662.8363 | 128.0209 | 20.8569 | 140.683 | 105.1398 | 993977.2882
409 | TWI | 1 | 2028 | 2026 | 0.1397 | 0.022757 | 0.23035 | 0.6072 | 141.9222 | 141.9222 | 110.8102 | 93.5633 | 102490.257 | 16696.1404 | 216449.8733 | 675733.5377 | 1958.911 | 104123915.5053 | 53153.9807 | 58.112 | 29680.8323 | 0.0010933 | -1.8386 | -1.8386 | -5.5908 | -1.8639 | 13.6131 | 13.6131 | 13.6131 | 13.6131 | 1394204.8795 | 227141.3011 | 2944505.9471 | 9192357.6326 | 130.1478 | 130.1478 | 102.7879 | 81.8142 | 128.3091 | 128.3091 | 97.1971 | 79.9503 | 14545640.7908 | 2369552.6568 | 23984852.4274 | 63223869.6302 | 0.98591 | 0.98591 | 0.94564 | 0.97725 | 1.0271 | 1.0271 | 0.99863 | 1.051 | 0.88006 | 0.88006 | 0.83207 | 0.81937 | 0.20805 | 0.20805 | 0.23357 | 0.32932 | 0.19575 | 0.19575 | 0.21264 | 0.32846 | 0.2009 | 0.2009 | 0.23332 | 0.26943 | 0.71193 | 0.71193 | 0.66427 | 0.66783 | 13.6131 | 13.6131 | 13.6131 | 13.6131 | 1394204.8795 | 227141.3011 | 2944505.9471 | 9192357.6326 | 0 | 13758209.7604 | 1011369.8084 | 128.1128 | 20.8702 | 140.7804 | 105.2135 | 994673.668
431 | TWI | 1 | 2029 | 2027 | 0.13977 | 0.022766 | 0.23038 | 0.60709 | 141.7407 | 141.7407 | 110.6275 | 93.3801 | 102571.1641 | 16707.2806 | 216612.6617 | 676250.1136 | 1957.1595 | 104018208.2922 | 53147.538 | 58.112 | 29866.6994 | 0.0010934 | -1.834 | -1.834 | -5.5874 | -1.8611 | 13.427 | 13.427 | 13.427 | 13.427 | 1376136.7676 | 224179.0912 | 2906272.6339 | 9073074.7871 | 130.1478 | 130.1478 | 102.7879 | 81.8142 | 128.3137 | 128.3137 | 97.2005 | 79.9531 | 14538511.7414 | 2368102.1533 | 23963317.8638 | 63148276.5337 | 0.98595 | 0.98595 | 0.94568 | 0.97729 | 1.0272 | 1.0272 | 0.99867 | 1.0511 | 0.88009 | 0.88009 | 0.8321 | 0.81941 | 0.20805 | 0.20805 | 0.23357 | 0.32932 | 0.19575 | 0.19575 | 0.21264 | 0.32846 | 0.2009 | 0.2009 | 0.23332 | 0.26943 | 0.71193 | 0.71193 | 0.66427 | 0.66783 | 13.427 | 13.427 | 13.427 | 13.427 | 1376136.7676 | 224179.0912 | 2906272.6339 | 9073074.7871 | 0 | 13579663.2798 | 1012141.22 | 128.214 | 20.8841 | 140.8863 | 105.2939 | 995433.9394
453 | TWI | 1 | 2030 | 2028 | 0.13984 | 0.022775 | 0.2304 | 0.60698 | 141.5679 | 141.5679 | 110.4532 | 93.2052 | 102651.1335 | 16718.3535 | 216773.7933 | 676761.1804 | 1955.5469 | 103919907.304 | 53141.0961 | 58.112 | 30053.7305 | 0.0010935 | -1.829 | -1.829 | -5.5837 | -1.8581 | 13.2491 | 13.2491 | 13.2491 | 13.2491 | 1358973.28 | 221356.0513 | 2869917.8953 | 8959690.0185 | 130.1478 | 130.1478 | 102.7879 | 81.8142 | 128.3188 | 128.3188 | 97.2042 | 79.9561 | 14532102.5048 | 2366781.7241 | 23943366.6291 | 63077656.446 | 0.98599 | 0.98599 | 0.94571 | 0.97733 | 1.0273 | 1.0273 | 0.9987 | 1.0512 | 0.88013 | 0.88013 | 0.83213 | 0.81944 | 0.20805 | 0.20805 | 0.23357 | 0.32932 | 0.19575 | 0.19575 | 0.21264 | 0.32846 | 0.2009 | 0.2009 | 0.23332 | 0.26943 | 0.71193 | 0.71193 | 0.66427 | 0.66783 | 13.2491 | 13.2491 | 13.2491 | 13.2491 | 1358973.28 | 221356.0513 | 2869917.8953 | 8959690.0185 | 0 | 13409937.2451 | 1012904.4608 | 128.3139 | 20.8979 | 140.9911 | 105.3735 | 996186.1073
475 | TWI | 1 | 2031 | 2029 | 0.13991 | 0.022783 | 0.23043 | 0.60688 | 141.4036 | 141.4036 | 110.2876 | 93.039 | 102730.1265 | 16729.3573 | 216933.2153 | 677266.5493 | 1954.0771 | 103829211.7136 | 53134.6549 | 58.112 | 30241.9328 | 0.0010937 | -1.824 | -1.824 | -5.5801 | -1.8551 | 13.0798 | 13.0798 | 13.0798 | 13.0798 | 1342657.6636 | 218672.9428 | 2835360.7493 | 8851909.9007 | 130.1478 | 130.1478 | 102.7879 | 81.8142 | 128.3238 | 128.3238 | 97.2078 | 79.9591 | 14526410.7368 | 2365591.512 | 23925040.6192 | 63012168.8456 | 0.98602 | 0.98602 | 0.94575 | 0.97736 | 1.0274 | 1.0274 | 0.99874 | 1.0513 | 0.88016 | 0.88016 | 0.83216 | 0.81947 | 0.20805 | 0.20805 | 0.23357 | 0.32932 | 0.19575 | 0.19575 | 0.21264 | 0.32846 | 0.2009 | 0.2009 | 0.23332 | 0.26943 | 0.71193 | 0.71193 | 0.66427 | 0.66783 | 13.0798 | 13.0798 | 13.0798 | 13.0798 | 1342657.6636 | 218672.9428 | 2835360.7493 | 8851909.9007 | 0 | 13248601.2564 | 1013659.2484 | 128.4127 | 20.9117 | 141.0948 | 105.4522 | 996929.8911
497 | TWI | 1 | 2032 | 2030 | 0.13993 | 0.022786 | 0.23044 | 0.60685 | 141.3497 | 141.3497 | 110.2323 | 92.983 | 102795.4235 | 16739.3566 | 217068.5217 | 677691.6254 | 1954.4792 | 103837990.1969 | 53128.2146 | 58.112 | 30431.3137 | 0.0010938 | -1.819 | -1.819 | -5.5765 | -1.8521 | 13.0209 | 13.0209 | 13.0209 | 13.0209 | 1337641.3596 | 217831.7207 | 2824671.3107 | 8818637.5172 | 130.1478 | 130.1478 | 102.7879 | 81.8142 | 128.3287 | 128.3287 | 97.2113 | 79.9621 | 14530098.1548 | 2366102.3626 | 23927956.5264 | 63013833.1531 | 0.98605 | 0.98605 | 0.94578 | 0.97739 | 1.0275 | 1.0275 | 0.99877 | 1.0514 | 0.88019 | 0.88019 | 0.83219 | 0.81949 | 0.20805 | 0.20805 | 0.23357 | 0.32932 | 0.19575 | 0.19575 | 0.21264 | 0.32846 | 0.2009 | 0.2009 | 0.23332 | 0.26943 | 0.71193 | 0.71193 | 0.66427 | 0.66783 | 13.0209 | 13.0209 | 13.0209 | 13.0209 | 1337641.3596 | 217831.7207 | 2824671.3107 | 8818637.5172 | 0 | 13198781.9082 | 1014294.9272 | 128.4943 | 20.9242 | 141.1828 | 105.5184 | 997555.5706
519 | TWI | 1 | 2033 | 2031 | 0.13993 | 0.022787 | 0.23044 | 0.60685 | 141.354 | 141.354 | 110.2356 | 92.9858 | 102853.4205 | 16748.8235 | 217191.0048 | 678073.9773 | 1955.8779 | 103899705.1647 | 53121.775 | 58.112 | 30621.8805 | 0.0010939 | -1.8149 | -1.8149 | -5.5735 | -1.8496 | 13.0212 | 13.0212 | 13.0212 | 13.0212 | 1338519.6837 | 217966.4963 | 2826492.4554 | 8824357.6307 | 130.1478 | 130.1478 | 102.7879 | 81.8142 | 128.3328 | 128.3328 | 97.2144 | 79.9646 | 14538743.5924 | 2367513.3847 | 23942175.9241 | 63051272.2635 | 0.98608 | 0.98608 | 0.9458 | 0.97742 | 1.0276 | 1.0276 | 0.9988 | 1.0515 | 0.88021 | 0.88021 | 0.83221 | 0.81952 | 0.20805 | 0.20805 | 0.23357 | 0.32932 | 0.19575 | 0.19575 | 0.21264 | 0.32846 | 0.2009 | 0.2009 | 0.23332 | 0.26943 | 0.71193 | 0.71193 | 0.66427 | 0.66783 | 13.0212 | 13.0212 | 13.0212 | 13.0212 | 1338519.6837 | 217966.4963 | 2826492.4554 | 8824357.6307 | 0 | 13207336.2661 | 1014867.2261 | 128.5668 | 20.936 | 141.2624 | 105.5779 | 998118.4026
541 | TWI | 1 | 2034 | 2032 | 0.13998 | 0.022793 | 0.23045 | 0.60678 | 141.2377 | 141.2377 | 110.1184 | 92.8681 | 102926.5328 | 16759.4055 | 217340.1391 | 678545.0345 | 1955.2264 | 103852505.0568 | 53115.3362 | 58.112 | 30813.6407 | 0.0010941 | -1.8113 | -1.8113 | -5.5708 | -1.8473 | 12.9012 | 12.9012 | 12.9012 | 12.9012 | 1326936.1381 | 216080.5057 | 2802032.1718 | 8747991.6629 | 130.1478 | 130.1478 | 102.7879 | 81.8142 | 128.3364 | 128.3364 | 97.2171 | 79.9669 | 14537103.4336 | 2367059.3398 | 23933138.8822 | 63015203.4012 | 0.98612 | 0.98612 | 0.94584 | 0.97745 | 1.0277 | 1.0277 | 0.99883 | 1.0516 | 0.88025 | 0.88025 | 0.83224 | 0.81954 | 0.20805 | 0.20805 | 0.23357 | 0.32932 | 0.19575 | 0.19575 | 0.21264 | 0.32846 | 0.2009 | 0.2009 | 0.23332 | 0.26943 | 0.71193 | 0.71193 | 0.66427 | 0.66783 | 12.9012 | 12.9012 | 12.9012 | 12.9012 | 1326936.1381 | 216080.5057 | 2802032.1718 | 8747991.6629 | 0 | 13093040.4784 | 1015571.1119 | 128.6582 | 20.9493 | 141.3594 | 105.6512 | 998811.7065
563 | TWI | 1 | 2035 | 2033 | 0.14002 | 0.022798 | 0.23047 | 0.60671 | 141.1267 | 141.1267 | 110.0061 | 92.7553 | 102999.101 | 16769.9487 | 217488.2979 | 679012.8535 | 1954.6575 | 103809705.4257 | 53108.8982 | 58.112 | 31006.6018 | 0.0010942 | -1.8068 | -1.8068 | -5.5674 | -1.8445 | 12.7857 | 12.7857 | 12.7857 | 12.7857 | 1315983.5017 | 214280.0354 | 2778836.8019 | 8675645.1021 | 130.1478 | 130.1478 | 102.7879 | 81.8142 | 128.341 | 128.341 | 97.2205 | 79.9697 | 14535918.3418 | 2366686.7239 | 23925043.2803 | 62982057.0796 | 0.98615 | 0.98615 | 0.94587 | 0.97749 | 1.0278 | 1.0278 | 0.99887 | 1.0517 | 0.88028 | 0.88028 | 0.83227 | 0.81957 | 0.20805 | 0.20805 | 0.23357 | 0.32932 | 0.19575 | 0.19575 | 0.21264 | 0.32846 | 0.2009 | 0.2009 | 0.23332 | 0.26943 | 0.71193 | 0.71193 | 0.66427 | 0.66783 | 12.7857 | 12.7857 | 12.7857 | 12.7857 | 1315983.5017 | 214280.0354 | 2778836.8019 | 8675645.1021 | 0 | 12984745.4412 | 1016270.201 | 128.7489 | 20.9624 | 141.4558 | 105.7241 | 999500.2523
585 | TWI | 1 | 2036 | 2034 | 0.14007 | 0.022804 | 0.23049 | 0.60664 | 141.0214 | 141.0214 | 109.8997 | 92.6483 | 103071.0084 | 16780.4462 | 217635.3041 | 679476.8239 | 1954.1853 | 103772049.5834 | 53102.461 | 58.112 | 31200.7712 | 0.0010943 | -1.8022 | -1.8022 | -5.5641 | -1.8418 | 12.6759 | 12.6759 | 12.6759 | 12.6759 | 1305605.4105 | 212574.0472 | 2756858.0273 | 8607093.1359 | 130.1478 | 130.1478 | 102.7879 | 81.8142 | 128.3455 | 128.3455 | 97.2238 | 79.9724 | 14535218.8997 | 2366402.1786 | 23918046.8303 | 62952381.6747 | 0.98619 | 0.98619 | 0.9459 | 0.97752 | 1.0279 | 1.0279 | 0.9989 | 1.0518 | 0.88031 | 0.88031 | 0.8323 | 0.8196 | 0.20805 | 0.20805 | 0.23357 | 0.32932 | 0.19575 | 0.19575 | 0.21264 | 0.32846 | 0.2009 | 0.2009 | 0.23332 | 0.26943 | 0.71193 | 0.71193 | 0.66427 | 0.66783 | 12.6759 | 12.6759 | 12.6759 | 12.6759 | 1305605.4105 | 212574.0472 | 2756858.0273 | 8607093.1359 | 0 | 12882130.6209 | 1016963.5826 | 128.8388 | 20.9756 | 141.5514 | 105.7963 | 1000183.1364
607 | TWI | 1 | 2037 | 2035 | 0.14011 | 0.022809 | 0.2305 | 0.60658 | 140.9216 | 140.9216 | 109.7987 | 92.5468 | 103142.2902 | 16790.9006 | 217781.2203 | 679937.1529 | 1953.8048 | 103739267.0868 | 53096.0246 | 58.112 | 31396.1565 | 0.0010945 | -1.7978 | -1.7978 | -5.5608 | -1.839 | 12.5716 | 12.5716 | 12.5716 | 12.5716 | 1295770.2901 | 210957.5135 | 2736029.9038 | 8542129.3053 | 130.1478 | 130.1478 | 102.7879 | 81.8142 | 128.35 | 128.35 | 97.2271 | 79.9752 | 14534979.207 | 2366201.009 | 23912091.7855 | 62925995.0853 | 0.98622 | 0.98622 | 0.94593 | 0.97755 | 1.028 | 1.028 | 0.99893 | 1.0519 | 0.88034 | 0.88034 | 0.83233 | 0.81963 | 0.20805 | 0.20805 | 0.23357 | 0.32932 | 0.19575 | 0.19575 | 0.21264 | 0.32846 | 0.2009 | 0.2009 | 0.23332 | 0.26943 | 0.71193 | 0.71193 | 0.66427 | 0.66783 | 12.5716 | 12.5716 | 12.5716 | 12.5716 | 1295770.2901 | 210957.5135 | 2736029.9038 | 8542129.3053 | 0 | 12784887.0128 | 1017651.564 | 128.9279 | 20.9886 | 141.6463 | 105.868 | 1000860.6634
629 | TWI | 1 | 2038 | 2036 | 0.14015 | 0.022814 | 0.23052 | 0.60652 | 140.827 | 140.827 | 109.7029 | 92.4504 | 103212.9797 | 16801.3144 | 217926.1052 | 680394.0359 | 1953.5111 | 103711103.7796 | 53089.5889 | 58.112 | 31592.7653 | 0.0010946 | -1.7933 | -1.7933 | -5.5576 | -1.8363 | 12.4726 | 12.4726 | 12.4726 | 12.4726 | 1286449.7807 | 209425.7395 | 2716292.2467 | 8480566.0203 | 130.1478 | 130.1478 | 102.7879 | 81.8142 | 128.3544 | 128.3544 | 97.2303 | 79.9779 | 14535175.3346 | 2366078.8668 | 23907123.8449 | 62902725.7334 | 0.98625 | 0.98625 | 0.94596 | 0.97759 | 1.0281 | 1.0281 | 0.99897 | 1.0519 | 0.88037 | 0.88037 | 0.83235 | 0.81966 | 0.20805 | 0.20805 | 0.23357 | 0.32932 | 0.19575 | 0.19575 | 0.21264 | 0.32846 | 0.2009 | 0.2009 | 0.23332 | 0.26943 | 0.71193 | 0.71193 | 0.66427 | 0.66783 | 12.4726 | 12.4726 | 12.4726 | 12.4726 | 1286449.7807 | 209425.7395 | 2716292.2467 | 8480566.0203 | 0 | 12692733.7873 | 1018334.4352 | 129.0162 | 21.0016 | 141.7406 | 105.9391 | 1001533.1208
651 | TWI | 1 | 2039 | 2037 | 0.14019 | 0.022819 | 0.23053 | 0.60646 | 140.7373 | 140.7373 | 109.612 | 92.359 | 103283.1088 | 16811.6898 | 218070.0149 | 680847.6589 | 1953.2999 | 103687318.3805 | 53083.154 | 58.112 | 31790.6054 | 0.0010947 | -1.7889 | -1.7889 | -5.5543 | -1.8336 | 12.3785 | 12.3785 | 12.3785 | 12.3785 | 1277616.9426 | 207974.2678 | 2697587.8907 | 8422225.0942 | 130.1478 | 130.1478 | 102.7879 | 81.8142 | 128.3588 | 128.3588 | 97.2336 | 79.9806 | 14535784.5694 | 2366031.6252 | 23903091.4599 | 62882410.726 | 0.98629 | 0.98629 | 0.94599 | 0.97762 | 1.0282 | 1.0282 | 0.999 | 1.052 | 0.8804 | 0.8804 | 0.83238 | 0.81968 | 0.20805 | 0.20805 | 0.23357 | 0.32932 | 0.19575 | 0.19575 | 0.21264 | 0.32846 | 0.2009 | 0.2009 | 0.23332 | 0.26943 | 0.71193 | 0.71193 | 0.66427 | 0.66783 | 12.3785 | 12.3785 | 12.3785 | 12.3785 | 1277616.9426 | 207974.2678 | 2697587.8907 | 8422225.0942 | 0 | 12605404.1953 | 1019012.4725 | 129.1039 | 21.0146 | 141.8342 | 106.0098 | 1002200.7826
673 | TWI | 1 | 2040 | 2038 | 0.14022 | 0.022823 | 0.23054 | 0.60641 | 140.6522 | 140.6522 | 109.5258 | 92.2722 | 103352.7077 | 16822.0293 | 218213.0028 | 681298.1995 | 1953.1667 | 103667681.8348 | 53076.7199 | 58.112 | 31989.6843 | 0.0010949 | -1.7846 | -1.7846 | -5.5511 | -1.831 | 12.289 | 12.289 | 12.289 | 12.289 | 1269246.1872 | 206598.8667 | 2679862.5466 | 8366937.2964 | 130.1478 | 130.1478 | 102.7879 | 81.8142 | 128.3632 | 128.3632 | 97.2368 | 79.9832 | 14536785.3532 | 2366055.3677 | 23899945.6963 | 62864895.4175 | 0.98632 | 0.98632 | 0.94603 | 0.97765 | 1.0283 | 1.0283 | 0.99903 | 1.0521 | 0.88043 | 0.88043 | 0.83241 | 0.81971 | 0.20805 | 0.20805 | 0.23357 | 0.32932 | 0.19575 | 0.19575 | 0.21264 | 0.32846 | 0.2009 | 0.2009 | 0.23332 | 0.26943 | 0.71193 | 0.71193 | 0.66427 | 0.66783 | 12.289 | 12.289 | 12.289 | 12.289 | 1269246.1872 | 206598.8667 | 2679862.5466 | 8366937.2964 | 0 | 12522644.897 | 1019685.9393 | 129.1909 | 21.0275 | 141.9272 | 106.0799 | 1002863.91
695 | TWI | 1 | 2041 | 2039 | 0.14026 | 0.022828 | 0.23056 | 0.60636 | 140.5715 | 140.5715 | 109.4439 | 92.1898 | 103421.8053 | 16832.3348 | 218355.1197 | 681745.8268 | 1953.1075 | 103651976.7119 | 53070.2866 | 58.112 | 32190.01 | 0.001095 | -1.7802 | -1.7802 | -5.5479 | -1.8283 | 12.204 | 12.204 | 12.204 | 12.204 | 1261313.2124 | 205295.5192 | 2663064.6612 | 8314541.9185 | 130.1478 | 130.1478 | 102.7879 | 81.8142 | 128.3675 | 128.3675 | 97.24 | 79.9859 | 14538157.2252 | 2366146.3774 | 23897640.1052 | 62850033.0041 | 0.98635 | 0.98635 | 0.94606 | 0.97768 | 1.0283 | 1.0283 | 0.99907 | 1.0522 | 0.88046 | 0.88046 | 0.83244 | 0.81974 | 0.20805 | 0.20805 | 0.23357 | 0.32932 | 0.19575 | 0.19575 | 0.21264 | 0.32846 | 0.2009 | 0.2009 | 0.23332 | 0.26943 | 0.71193 | 0.71193 | 0.66427 | 0.66783 | 12.204 | 12.204 | 12.204 | 12.204 | 1261313.2124 | 205295.5192 | 2663064.6612 | 8314541.9185 | 0 | 12444215.3113 | 1020355.0866 | 129.2773 | 21.0404 | 142.0196 | 106.1496 | 1003522.7517
717 | TWI | 1 | 2042 | 2040 | 0.14029 | 0.022832 | 0.23057 | 0.60631 | 140.4949 | 140.4949 | 109.3662 | 92.1116 | 103490.429 | 16842.6085 | 218496.4141 | 682190.7018 | 1953.1185 | 103639996.6245 | 53063.8541 | 58.112 | 32391.5901 | 0.0010951 | -1.7759 | -1.7759 | -5.5448 | -1.8257 | 12.1231 | 12.1231 | 12.1231 | 12.1231 | 1253794.939 | 204060.412 | 2647145.2826 | 8264886.3546 | 130.1478 | 130.1478 | 102.7879 | 81.8142 | 128.3718 | 128.3718 | 97.2431 | 79.9885 | 14539880.7671 | 2366301.1268 | 23896130.5984 | 62837684.1323 | 0.98639 | 0.98639 | 0.94609 | 0.97772 | 1.0284 | 1.0284 | 0.9991 | 1.0523 | 0.88049 | 0.88049 | 0.83246 | 0.81976 | 0.20805 | 0.20805 | 0.23357 | 0.32932 | 0.19575 | 0.19575 | 0.21264 | 0.32846 | 0.2009 | 0.2009 | 0.23332 | 0.26943 | 0.71193 | 0.71193 | 0.66427 | 0.66783 | 12.1231 | 12.1231 | 12.1231 | 12.1231 | 1253794.939 | 204060.412 | 2647145.2826 | 8264886.3546 | 0 | 12369886.9882 | 1021020.1534 | 129.363 | 21.0533 | 142.1115 | 106.2189 | 1004177.5449
739 | TWI | 1 | 2043 | 2041 | 0.14032 | 0.022836 | 0.23058 | 0.60626 | 140.4223 | 140.4223 | 109.2925 | 92.0373 | 103558.6051 | 16852.8522 | 218636.9322 | 682632.9779 | 1953.196 | 103631545.6659 | 53057.4223 | 58.112 | 32594.4326 | 0.0010953 | -1.7717 | -1.7717 | -5.5416 | -1.8231 | 12.0462 | 12.0462 | 12.0462 | 12.0462 | 1246669.4498 | 202889.9254 | 2632057.9296 | 8217825.6939 | 130.1478 | 130.1478 | 102.7879 | 81.8142 | 128.3761 | 128.3761 | 97.2463 | 79.9911 | 14541937.5492 | 2366516.2687 | 23895375.3279 | 62827716.5201 | 0.98642 | 0.98642 | 0.94612 | 0.97775 | 1.0285 | 1.0285 | 0.99913 | 1.0524 | 0.88052 | 0.88052 | 0.83249 | 0.81979 | 0.20805 | 0.20805 | 0.23357 | 0.32932 | 0.19575 | 0.19575 | 0.21264 | 0.32846 | 0.2009 | 0.2009 | 0.23332 | 0.26943 | 0.71193 | 0.71193 | 0.66427 | 0.66783 | 12.0462 | 12.0462 | 12.0462 | 12.0462 | 1246669.4498 | 202889.9254 | 2632057.9296 | 8217825.6939 | 0 | 12299442.9988 | 1021681.3674 | 129.4483 | 21.0661 | 142.2029 | 106.2877 | 1004828.5153
761 | TWI | 1 | 2044 | 2042 | 0.14035 | 0.02284 | 0.23059 | 0.60622 | 140.3534 | 140.3534 | 109.2225 | 91.9668 | 103626.3585 | 16863.0678 | 218776.7179 | 683072.8013 | 1953.3365 | 103626437.885 | 53050.9913 | 58.112 | 32798.5453 | 0.0010954 | -1.7675 | -1.7675 | -5.5385 | -1.8205 | 11.9731 | 11.9731 | 11.9731 | 11.9731 | 1239915.9323 | 201780.6235 | 2617758.4688 | 8173222.3414 | 130.1478 | 130.1478 | 102.7879 | 81.8142 | 128.3803 | 128.3803 | 97.2494 | 79.9937 | 14544310.0811 | 2366788.6265 | 23895334.5741 | 62820004.6033 | 0.98645 | 0.98645 | 0.94615 | 0.97778 | 1.0286 | 1.0286 | 0.99916 | 1.0525 | 0.88054 | 0.88054 | 0.83252 | 0.81982 | 0.20805 | 0.20805 | 0.23357 | 0.32932 | 0.19575 | 0.19575 | 0.21264 | 0.32846 | 0.2009 | 0.2009 | 0.23332 | 0.26943 | 0.71193 | 0.71193 | 0.66427 | 0.66783 | 11.9731 | 11.9731 | 11.9731 | 11.9731 | 1239915.9323 | 201780.6235 | 2617758.4688 | 8173222.3414 | 0 | 12232677.366 | 1022338.9455 | 129.5329 | 21.0788 | 142.2938 | 106.3562 | 1005475.8777
783 | TWI | 1 | 2045 | 2043 | 0.14038 | 0.022843 | 0.2306 | 0.60617 | 140.288 | 140.288 | 109.156 | 91.8998 | 103693.7129 | 16873.257 | 218915.813 | 683510.3111 | 1953.5367 | 103624496.7806 | 53044.5611 | 58.112 | 33003.9361 | 0.0010955 | -1.7633 | -1.7633 | -5.5354 | -1.8179 | 11.9035 | 11.9035 | 11.9035 | 11.9035 | 1233514.6232 | 200729.2449 | 2604204.9972 | 8130945.6498 | 130.1478 | 130.1478 | 102.7879 | 81.8142 | 128.3845 | 128.3845 | 97.2525 | 79.9963 | 14546981.7636 | 2367115.1855 | 23895970.637 | 62814429.1945 | 0.98648 | 0.98648 | 0.94618 | 0.97781 | 1.0287 | 1.0287 | 0.99919 | 1.0526 | 0.88057 | 0.88057 | 0.83254 | 0.81984 | 0.20805 | 0.20805 | 0.23357 | 0.32932 | 0.19575 | 0.19575 | 0.21264 | 0.32846 | 0.2009 | 0.2009 | 0.23332 | 0.26943 | 0.71193 | 0.71193 | 0.66427 | 0.66783 | 11.9035 | 11.9035 | 11.9035 | 11.9035 | 1233514.6232 | 200729.2449 | 2604204.9972 | 8130945.6498 | 0 | 12169394.5151 | 1022993.094 | 129.6171 | 21.0916 | 142.3843 | 106.4243 | 1006119.837
805 | TWI | 1 | 2046 | 2044 | 0.14041 | 0.022847 | 0.23061 | 0.60613 | 140.2259 | 140.2259 | 109.0928 | 91.8361 | 103760.691 | 16883.4216 | 219054.2573 | 683945.6395 | 1953.7935 | 103625554.8164 | 53038.1317 | 58.112 | 33210.6132 | 0.0010957 | -1.7591 | -1.7591 | -5.5323 | -1.8154 | 11.8372 | 11.8372 | 11.8372 | 11.8372 | 1227446.7557 | 199732.6938 | 2591357.7286 | 8090871.568 | 130.1478 | 130.1478 | 102.7879 | 81.8142 | 128.3887 | 128.3887 | 97.2556 | 79.9988 | 14549936.8425 | 2367493.085 | 23897247.7325 | 62810877.1564 | 0.98652 | 0.98652 | 0.94621 | 0.97784 | 1.0288 | 1.0288 | 0.99923 | 1.0527 | 0.8806 | 0.8806 | 0.83257 | 0.81987 | 0.20805 | 0.20805 | 0.23357 | 0.32932 | 0.19575 | 0.19575 | 0.21264 | 0.32846 | 0.2009 | 0.2009 | 0.23332 | 0.26943 | 0.71193 | 0.71193 | 0.66427 | 0.66783 | 11.8372 | 11.8372 | 11.8372 | 11.8372 | 1227446.7557 | 199732.6938 | 2591357.7286 | 8090871.568 | 0 | 12109408.7461 | 1023644.0094 | 129.7009 | 21.1043 | 142.4743 | 106.4921 | 1006760.5878
827 | TWI | 1 | 2047 | 2045 | 0.14043 | 0.02285 | 0.23062 | 0.60609 | 140.167 | 140.167 | 109.0328 | 91.7755 | 103827.3141 | 16893.5631 | 219192.0888 | 684378.9128 | 1954.1038 | 103629452.9704 | 53031.703 | 58.112 | 33418.5846 | 0.0010958 | -1.7549 | -1.7549 | -5.5292 | -1.8128 | 11.7742 | 11.7742 | 11.7742 | 11.7742 | 1221694.5101 | 198788.0316 | 2579178.8884 | 8052882.3128 | 130.1478 | 130.1478 | 102.7879 | 81.8142 | 128.3928 | 128.3928 | 97.2587 | 80.0014 | 14553160.3662 | 2367919.6099 | 23899131.8963 | 62809241.098 | 0.98655 | 0.98655 | 0.94624 | 0.97787 | 1.0289 | 1.0289 | 0.99926 | 1.0527 | 0.88063 | 0.88063 | 0.8326 | 0.8199 | 0.20805 | 0.20805 | 0.23357 | 0.32932 | 0.19575 | 0.19575 | 0.21264 | 0.32846 | 0.2009 | 0.2009 | 0.23332 | 0.26943 | 0.71193 | 0.71193 | 0.66427 | 0.66783 | 11.7742 | 11.7742 | 11.7742 | 11.7742 | 1221694.5101 | 198788.0316 | 2579178.8884 | 8052882.3128 | 0 | 12052543.743 | 1024291.8788 | 129.7841 | 21.117 | 142.564 | 106.5596 | 1007398.3157
849 | TWI | 1 | 2048 | 2046 | 0.14046 | 0.022853 | 0.23063 | 0.60606 | 140.111 | 140.111 | 108.9758 | 91.718 | 103893.6029 | 16903.683 | 219329.3434 | 684810.2507 | 1954.4649 | 103636040.3014 | 53025.2752 | 58.112 | 33627.8583 | 0.0010959 | -1.7508 | -1.7508 | -5.5262 | -1.8103 | 11.7141 | 11.7141 | 11.7141 | 11.7141 | 1216240.966 | 197892.4688 | 2567632.6125 | 8016866.0539 | 130.1478 | 130.1478 | 102.7879 | 81.8142 | 128.3969 | 128.3969 | 97.2617 | 80.0039 | 14556638.1446 | 2368392.1838 | 23901590.8908 | 62809419.0823 | 0.98658 | 0.98658 | 0.94627 | 0.9779 | 1.029 | 1.029 | 0.99929 | 1.0528 | 0.88066 | 0.88066 | 0.83262 | 0.81992 | 0.20805 | 0.20805 | 0.23357 | 0.32932 | 0.19575 | 0.19575 | 0.21264 | 0.32846 | 0.2009 | 0.2009 | 0.23332 | 0.26943 | 0.71193 | 0.71193 | 0.66427 | 0.66783 | 11.7141 | 11.7141 | 11.7141 | 11.7141 | 1216240.966 | 197892.4688 | 2567632.6125 | 8016866.0539 | 0 | 11998632.1012 | 1024936.88 | 129.867 | 21.1296 | 142.6532 | 106.6267 | 1008033.197
871 | TWI | 1 | 2049 | 2047 | 0.14048 | 0.022856 | 0.23064 | 0.60602 | 140.0579 | 140.0579 | 108.9216 | 91.6633 | 103959.5767 | 16913.7828 | 219466.0555 | 685239.7675 | 1954.8741 | 103645173.5367 | 53018.8481 | 58.112 | 33838.4425 | 0.0010961 | -1.7467 | -1.7467 | -5.5231 | -1.8078 | 11.6568 | 11.6568 | 11.6568 | 11.6568 | 1211070.057 | 197043.3577 | 2556684.8499 | 7982716.6124 | 130.1478 | 130.1478 | 102.7879 | 81.8142 | 128.401 | 128.401 | 97.2648 | 80.0064 | 14560356.7101 | 2368908.3613 | 23904594.117 | 62811314.3483 | 0.98661 | 0.98661 | 0.9463 | 0.97793 | 1.029 | 1.029 | 0.99932 | 1.0529 | 0.88069 | 0.88069 | 0.83265 | 0.81995 | 0.20805 | 0.20805 | 0.23357 | 0.32932 | 0.19575 | 0.19575 | 0.21264 | 0.32846 | 0.2009 | 0.2009 | 0.23332 | 0.26943 | 0.71193 | 0.71193 | 0.66427 | 0.66783 | 11.6568 | 11.6568 | 11.6568 | 11.6568 | 1211070.057 | 197043.3577 | 2556684.8499 | 7982716.6124 | 0 | 11947514.8771 | 1025579.1824 | 129.9495 | 21.1422 | 142.7421 | 106.6936 | 1008665.3996
893 | TWI | 1 | 2050 | 2048 | 0.14051 | 0.022859 | 0.23065 | 0.60599 | 140.0074 | 140.0074 | 108.8701 | 91.6112 | 104025.2541 | 16923.8637 | 219602.2577 | 685667.5717 | 1955.3288 | 103656716.6812 | 53012.4218 | 58.112 | 34050.3454 | 0.0010962 | -1.7426 | -1.7426 | -5.5201 | -1.8052 | 11.6023 | 11.6023 | 11.6023 | 11.6023 | 1206166.5282 | 196238.185 | 2546303.272 | 7950333.1765 | 130.1478 | 130.1478 | 102.7879 | 81.8142 | 128.4051 | 128.4051 | 97.2678 | 80.0089 | 14564303.2805 | 2369465.8219 | 23908112.5311 | 62814835.0477 | 0.98664 | 0.98664 | 0.94633 | 0.97797 | 1.0291 | 1.0291 | 0.99935 | 1.053 | 0.88071 | 0.88071 | 0.83267 | 0.81997 | 0.20805 | 0.20805 | 0.23357 | 0.32932 | 0.19575 | 0.19575 | 0.21264 | 0.32846 | 0.2009 | 0.2009 | 0.23332 | 0.26943 | 0.71193 | 0.71193 | 0.66427 | 0.66783 | 11.6023 | 11.6023 | 11.6023 | 11.6023 | 1206166.5282 | 196238.185 | 2546303.272 | 7950333.1765 | 0 | 11899041.1617 | 1026218.9471 | 130.0316 | 21.1548 | 142.8307 | 106.7602 | 1009295.0834
915 | TWI | 1 | 2051 | 2049 | 0.14053 | 0.022861 | 0.23065 | 0.60596 | 139.9594 | 139.9594 | 108.8211 | 91.5617 | 104090.6527 | 16933.9272 | 219737.9811 | 686093.7665 | 1955.8267 | 103670540.6515 | 53005.9962 | 58.112 | 34263.5753 | 0.0010963 | -1.7386 | -1.7386 | -5.5171 | -1.8027 | 11.5502 | 11.5502 | 11.5502 | 11.5502 | 1201515.895 | 195474.565 | 2536457.1862 | 7919620.0335 | 130.1478 | 130.1478 | 102.7879 | 81.8142 | 128.4092 | 128.4092 | 97.2708 | 80.0114 | 14568465.7245 | 2370062.3631 | 23912118.5661 | 62819893.9978 | 0.98667 | 0.98667 | 0.94635 | 0.978 | 1.0292 | 1.0292 | 0.99938 | 1.0531 | 0.88074 | 0.88074 | 0.8327 | 0.82 | 0.20805 | 0.20805 | 0.23357 | 0.32932 | 0.19575 | 0.19575 | 0.21264 | 0.32846 | 0.2009 | 0.2009 | 0.23332 | 0.26943 | 0.71193 | 0.71193 | 0.66427 | 0.66783 | 11.5502 | 11.5502 | 11.5502 | 11.5502 | 1201515.895 | 195474.565 | 2536457.1862 | 7919620.0335 | 0 | 11853067.6796 | 1026856.3275 | 130.1133 | 21.1674 | 142.919 | 106.8266 | 1009922.4002
210 | TWI | 2 | 2010 | 2008 | 0.15977 | 1.06e-08 | 0.19085 | 0.64938 | 306.9644 | 231.5749 | 184.5556 | 160.1022 | 482451.805 | 0.0425 | 958531.45 | 3759668.13 | 926928830.4 | 926928830.4 | 1 | 0.002 | 30247.8092 | 0.002 | 36.3366 | 36.3366 | 17.6232 | 30.2062 | 75.3895 | 0 | 0 | 0 | 36371779.48 | 0 | 0 | 0 | 195.2383 | 195.2383 | 166.9324 | 129.896 | 231.5749 | 231.5749 | 184.5556 | 160.1022 | 148095508.2 | 9.8419 | 176902300.1 | 601931012.3 | 0.98607 | 0.98607 | 0.94704 | 0.97859 | 1.0276 | 1.0276 | 1.0026 | 1.0547 | 0.8802 | 0.8802 | 0.8333 | 0.82049 | 0.20805 | 0.20805 | 0.23357 | 0.32932 | 0.19575 | 0.19575 | 0.21264 | 0.32846 | 0.2009 | 0.2009 | 0.23332 | 0.26943 | 0.71193 | 0.71193 | 0.66427 | 0.66783 | 102.041 | 0 | 0 | 0 | 49229849.84 | 0 | 0 | 0 | 0 | 49229849.84 | 5200651.4275 | 603.0648 | 5.3125e-05 | 623.4351 | 585.3901 | 5200651.385
211 | TWI | 2 | 2011 | 2009 | 0.23767 | 7.21e-09 | 0.2291 | 0.53323 | 87.6977 | 72.3563 | 44.9657 | 30.2037 | 435385.136 | 0.016 | 818496.401 | 2836209.227 | 160650641.3 | 160650641.3 | 1 | 0.002 | 29345.2322 | 0.002 | -15.055 | -15.055 | -10.5606 | -6.5681 | 15.3414 | 0 | 0 | 0 | 6679431.297 | 0 | 0 | 0 | 87.4113 | 87.4113 | 55.5263 | 36.7718 | 72.3563 | 72.3563 | 44.9657 | 30.2037 | 38182272.15 | 1.1577 | 36804268.57 | 85664099.47 | 0.98607 | 0.98607 | 0.94704 | 0.97859 | 1.0276 | 1.0276 | 1.0026 | 1.0547 | 0.8802 | 0.8802 | 0.8333 | 0.82049 | 0.20805 | 0.20805 | 0.23357 | 0.32932 | 0.19575 | 0.19575 | 0.21264 | 0.32846 | 0.2009 | 0.2009 | 0.23332 | 0.26943 | 0.71193 | 0.71193 | 0.66427 | 0.66783 | 103.0186 | 0 | 0 | 0 | 44852751.4 | 0 | 0 | 0 | 0 | 44852751.4 | 4090090.78 | 544.2314 | 2e-05 | 532.3554 | 441.6052 | 4090090.764
212 | TWI | 2 | 2012 | 2010 | 0.19845 | 3.35e-09 | 0.20791 | 0.59364 | 148.5697 | 77.7449 | 80.2063 | 59.4342 | 495571.192 | 0.016 | 961740.114 | 3705687.725 | 371008932.8 | 371008932.8 | 1 | 0.002 | 28362.5286 | 0.002 | -1.3886 | -1.3886 | -7.3233 | -1.0158 | 70.8249 | 0 | 0 | 0 | 35098767.19 | 0 | 0 | 0 | 79.1334 | 79.1334 | 87.5296 | 60.4499 | 77.7449 | 77.7449 | 80.2063 | 59.4342 | 73626876.32 | 1.2439 | 77137603.94 | 220244451.3 | 0.98607 | 0.98607 | 0.94704 | 0.97859 | 1.0276 | 1.0276 | 1.0026 | 1.0547 | 0.8802 | 0.8802 | 0.8333 | 0.82049 | 0.20805 | 0.20805 | 0.23357 | 0.32932 | 0.19575 | 0.19575 | 0.21264 | 0.32846 | 0.2009 | 0.2009 | 0.23332 | 0.26943 | 0.71193 | 0.71193 | 0.66427 | 0.66783 | 103.8912 | 0 | 0 | 0 | 51485491.2 | 0 | 0 | 0 | 0 | 51485491.2 | 5162999.047 | 619.464 | 2e-05 | 625.522 | 576.9852 | 5162999.031
213 | TWI | 2 | 2013 | 2011 | 0.17669 | 3.93e-09 | 0.20751 | 0.61579 | 98.4611 | 85.8973 | 59.224 | 44.6567 | 510107.258 | 0.013 | 996005.555 | 3919775.66 | 284257392.6 | 284257392.6 | 1 | 0.002 | 27089.2872 | 0.002 | 0.40758 | 0.40758 | -4.4887 | -3.9289 | 12.5638 | 0 | 0 | 0 | 6408904.668 | 0 | 0 | 0 | 85.4897 | 85.4897 | 63.7127 | 48.5856 | 85.8973 | 85.8973 | 59.224 | 44.6567 | 50225727.35 | 1.1167 | 58987437.93 | 175044226.2 | 0.98607 | 0.98607 | 0.94704 | 0.97859 | 1.0276 | 1.0276 | 1.0026 | 1.0547 | 0.8802 | 0.8802 | 0.8333 | 0.82049 | 0.20805 | 0.20805 | 0.23357 | 0.32932 | 0.19575 | 0.19575 | 0.21264 | 0.32846 | 0.2009 | 0.2009 | 0.23332 | 0.26943 | 0.71193 | 0.71193 | 0.66427 | 0.66783 | 103.6997 | 0 | 0 | 0 | 52897990.6 | 0 | 0 | 0 | 0 | 52897990.6 | 5425888.486 | 637.6341 | 1.625e-05 | 647.8085 | 610.3193 | 5425888.473
214 | TWI | 2 | 2014 | 2012 | 0.17139 | 5.98e-09 | 0.181 | 0.64761 | 236.3507 | 143.8224 | 126.6887 | 116.7259 | 488243.191 | 0.028 | 961925.916 | 3735531.175 | 673295244.3 | 673295244.3 | 1 | 0.004 | 27429.5536 | 0.004 | 20.1155 | 20.1155 | 15.8749 | 23.1063 | 92.5283 | 0 | 0 | 0 | 45176332.75 | 0 | 0 | 0 | 123.7068 | 123.7068 | 110.8139 | 93.6197 | 143.8224 | 143.8224 | 126.6887 | 116.7259 | 115396632.1 | 4.027 | 121865188.3 | 436033419.8 | 0.98607 | 0.98607 | 0.94704 | 0.97859 | 1.0276 | 1.0276 | 1.0026 | 1.0547 | 0.8802 | 0.8802 | 0.8333 | 0.82049 | 0.20805 | 0.20805 | 0.23357 | 0.32932 | 0.19575 | 0.19575 | 0.21264 | 0.32846 | 0.2009 | 0.2009 | 0.23332 | 0.26943 | 0.71193 | 0.71193 | 0.66427 | 0.66783 | 108.015 | 0 | 0 | 0 | 52737569.97 | 0 | 0 | 0 | 0 | 52737569.97 | 5185700.31 | 610.304 | 3.5e-05 | 625.6429 | 581.6319 | 5185700.282
215 | TWI | 2 | 2015 | 2013 | 0.24356 | 4.88e-09 | 0.2006 | 0.55584 | 215.5084 | 93.8009 | 88.7803 | 63.0488 | 456245.048 | 0.021 | 912182.475 | 3559081.975 | 403704258.7 | 403704258.7 | 1 | 0.004 | 28176.9791 | 0.004 | -3.5448 | -3.5448 | -5.0346 | -2.0982 | 121.7075 | 0 | 0 | 0 | 55528466.31 | 0 | 0 | 0 | 97.3457 | 97.3457 | 93.815 | 65.147 | 93.8009 | 93.8009 | 88.7803 | 63.0488 | 98324657.19 | 1.9698 | 80983850.68 | 224395748.8 | 0.98607 | 0.98607 | 0.94704 | 0.97859 | 1.0276 | 1.0276 | 1.0026 | 1.0547 | 0.8802 | 0.8802 | 0.8333 | 0.82049 | 0.20805 | 0.20805 | 0.23357 | 0.32932 | 0.19575 | 0.19575 | 0.21264 | 0.32846 | 0.2009 | 0.2009 | 0.23332 | 0.26943 | 0.71193 | 0.71193 | 0.66427 | 0.66783 | 124.8712 | 0 | 0 | 0 | 56971844.98 | 0 | 0 | 0 | 0 | 56971844.98 | 4927509.519 | 570.3063 | 2.625e-05 | 593.2894 | 554.1583 | 4927509.498
216 | TWI | 2 | 2016 | 2014 | 0.20361 | 6.46e-09 | 0.2089 | 0.58749 | 161.064 | 85.9702 | 84.0201 | 59.78 | 471307.884 | 0.028 | 926922.633 | 3663894.31 | 372818349.5 | 372818349.5 | 1 | 0.002 | 26966.0089 | 0.002 | -4.5174 | -4.5174 | -4.3213 | -1.2273 | 75.0938 | 0 | 0 | 0 | 35392301.28 | 0 | 0 | 0 | 90.4877 | 90.4877 | 88.3414 | 61.0073 | 85.9702 | 85.9702 | 84.0201 | 59.78 | 75910743.74 | 2.4072 | 77880131.55 | 219027471.8 | 0.98607 | 0.98607 | 0.94704 | 0.97859 | 1.0276 | 1.0276 | 1.0026 | 1.0547 | 0.8802 | 0.8802 | 0.8333 | 0.82049 | 0.20805 | 0.20805 | 0.23357 | 0.32932 | 0.19575 | 0.19575 | 0.21264 | 0.32846 | 0.2009 | 0.2009 | 0.23332 | 0.26943 | 0.71193 | 0.71193 | 0.66427 | 0.66783 | 138.7734 | 0 | 0 | 0 | 65405019.94 | 0 | 0 | 0 | 0 | 65405019.94 | 5062124.855 | 589.1349 | 3.5e-05 | 602.8765 | 570.4779 | 5062124.827
217 | TWI | 2 | 2017 | 2015 | 0.22387 | 4.23e-09 | 0.162 | 0.61412 | 200.5926 | 74.8923 | 73.6465 | 71.4863 | 474037.226 | 0.024 | 934333.324 | 3648890.425 | 424744545.6 | 424744545.6 | 1 | 0.004 | 28077.3107 | 0.004 | -2.6062 | -2.6062 | -2.2369 | 0.93119 | 125.7002 | 0 | 0 | 0 | 59586597.31 | 0 | 0 | 0 | 77.4986 | 77.4986 | 75.8834 | 70.5552 | 74.8923 | 74.8923 | 73.6465 | 71.4863 | 95088344.54 | 1.7974 | 68810347.88 | 260845851.4 | 0.98607 | 0.98607 | 0.94704 | 0.97859 | 1.0276 | 1.0276 | 1.0026 | 1.0547 | 0.8802 | 0.8802 | 0.8333 | 0.82049 | 0.20805 | 0.20805 | 0.23357 | 0.32932 | 0.19575 | 0.19575 | 0.21264 | 0.32846 | 0.2009 | 0.2009 | 0.23332 | 0.26943 | 0.71193 | 0.71193 | 0.66427 | 0.66783 | 147.0038 | 0 | 0 | 0 | 69685289.77 | 0 | 0 | 0 | 0 | 69685289.77 | 5057260.999 | 592.5465 | 3e-05 | 607.6965 | 568.1418 | 5057260.975
218 | TWI | 2 | 2018 | 2016 | 0.25065 | 5.7e-09 | 0.15936 | 0.58999 | 192.9001 | 66.5127 | 60.8416 | 57.8939 | 469882.436 | 0.031 | 947179.331 | 3685252.155 | 361621922.9 | 361621922.9 | 1 | 0.002 | 28545.2956 | 0.002 | -10.2322 | -10.2322 | -3.8479 | -1.2573 | 126.3874 | 0 | 0 | 0 | 59387224.54 | 0 | 0 | 0 | 76.7449 | 76.7449 | 64.6895 | 59.1512 | 66.5127 | 66.5127 | 60.8416 | 57.8939 | 90640379.97 | 2.0619 | 57627918.73 | 213353622.2 | 0.98607 | 0.98607 | 0.94704 | 0.97859 | 1.0276 | 1.0276 | 1.0026 | 1.0547 | 0.8802 | 0.8802 | 0.8333 | 0.82049 | 0.20805 | 0.20805 | 0.23357 | 0.32932 | 0.19575 | 0.19575 | 0.21264 | 0.32846 | 0.2009 | 0.2009 | 0.23332 | 0.26943 | 0.71193 | 0.71193 | 0.66427 | 0.66783 | 155.4178 | 0 | 0 | 0 | 73028090.34 | 0 | 0 | 0 | 0 | 73028090.34 | 5102313.953 | 587.353 | 3.875e-05 | 616.0516 | 573.8034 | 5102313.922
219 | TWI | 2 | 2019 | 2017 | 0.31004 | 8.11e-09 | 0.18441 | 0.50555 | 263.0894 | 135.2318 | 79.0729 | 55.3595 | 471436.197 | 0.024 | 932928.395 | 3653197.502 | 400038353 | 400038353 | 1 | 0.004 | 28059.2245 | 0.004 | 14.525 | 14.525 | 3.1478 | 2.1783 | 127.8576 | 0 | 0 | 0 | 60276716.93 | 0 | 0 | 0 | 120.7068 | 120.7068 | 75.9251 | 53.1811 | 135.2318 | 135.2318 | 79.0729 | 55.3595 | 124029877.2 | 3.2456 | 73769381.9 | 202239090.6 | 0.98607 | 0.98607 | 0.94704 | 0.97859 | 1.0276 | 1.0276 | 1.0026 | 1.0547 | 0.8802 | 0.8802 | 0.8333 | 0.82049 | 0.20805 | 0.20805 | 0.23357 | 0.32932 | 0.19575 | 0.19575 | 0.21264 | 0.32846 | 0.2009 | 0.2009 | 0.23332 | 0.26943 | 0.71193 | 0.71193 | 0.66427 | 0.66783 | 150.6425 | 0 | 0 | 0 | 71018339.03 | 0 | 0 | 0 | 0 | 71018339.03 | 5057562.118 | 589.2952 | 3e-05 | 606.7827 | 568.8124 | 5057562.094
241 | TWI | 2 | 2020 | 2018 | 0.23308 | 2.5811e-06 | 0.18168 | 0.58524 | 277.1529 | 128.3347 | 97.3439 | 80.0622 | 469632.4494 | 10.0069 | 928623.4566 | 3636951.3727 | 497546985.0711 | 497546985.0711 | 1 | 0.004 | 28234.9369 | 0.004 | -1.813 | -1.813 | -5.444 | -1.7519 | 148.8182 | 0 | 0 | 0 | 55697251.1566 | 0 | 0 | 0 | 130.1478 | 130.1478 | 102.7879 | 81.8142 | 128.3347 | 128.3347 | 97.3439 | 80.0622 | 115967396.3942 | 1284.2311 | 90395801.9625 | 291182502.4833 | 0.98588 | 0.98588 | 0.94682 | 0.97837 | 1.0271 | 1.0271 | 1.002 | 1.0541 | 0.88003 | 0.88003 | 0.83311 | 0.82031 | 0.20805 | 0.20805 | 0.23357 | 0.32932 | 0.19575 | 0.19575 | 0.21264 | 0.32846 | 0.2009 | 0.2009 | 0.23332 | 0.26943 | 0.71193 | 0.71193 | 0.66427 | 0.66783 | 158.4848 | 0 | 0 | 0 | 74715478.9749 | 0 | 0 | 0 | 0 | 74715478.9749 | 5035217.2856 | 587.0406 | 0.012509 | 603.9827 | 566.2828 | 5035207.2787
263 | TWI | 2 | 2021 | 2019 | 0.25059 | 3.4824e-06 | 0.17685 | 0.57256 | 269.6944 | 128.3102 | 97.3214 | 80.0444 | 509981.3156 | 15.0289 | 1006237.4163 | 3960925.1036 | 553743822.0484 | 553743822.0484 | 1 | 0.004 | 28411.7496 | 0.004 | -1.8376 | -1.8376 | -5.4665 | -1.7697 | 141.3843 | 0 | 0 | 0 | 73327608.6825 | 0 | 0 | 0 | 130.1478 | 130.1478 | 102.7879 | 81.8142 | 128.3102 | 128.3102 | 97.3214 | 80.0444 | 138763393.556 | 1928.3655 | 97928445.8046 | 317050054.3222 | 0.99012 | 0.99012 | 0.95077 | 0.98273 | 1.0385 | 1.0385 | 1.0128 | 1.0663 | 0.88381 | 0.88381 | 0.83659 | 0.82396 | 0.20805 | 0.20805 | 0.23357 | 0.32932 | 0.19575 | 0.19575 | 0.21264 | 0.32846 | 0.2009 | 0.2009 | 0.23332 | 0.26943 | 0.71193 | 0.71193 | 0.66427 | 0.66783 | 148.8182 | 0 | 0 | 0 | 69889847.5508 | 0 | 0 | 0 | 0 | 69889847.5508 | 5477158.8644 | 637.4766 | 0.018786 | 654.4634 | 616.7264 | 5477143.8354
285 | TWI | 2 | 2022 | 2020 | 0.24583 | 4.7138e-06 | 0.17793 | 0.57623 | 265.3861 | 128.8614 | 97.7281 | 80.401 | 510321.7117 | 20.2309 | 1006939.7038 | 3963637.4126 | 553047457.1619 | 553047457.1619 | 1 | 0.004 | 28589.6695 | 0.004 | -1.2864 | -1.2864 | -5.0598 | -1.4132 | 136.5247 | 0 | 0 | 0 | 70197541.1213 | 0 | 0 | 0 | 130.1478 | 130.1478 | 102.7879 | 81.8142 | 128.8614 | 128.8614 | 97.7281 | 80.401 | 135958288.4186 | 2606.9813 | 98406319.962 | 318680241.8001 | 0.99015 | 0.99015 | 0.95081 | 0.98276 | 1.0386 | 1.0386 | 1.0129 | 1.0664 | 0.88384 | 0.88384 | 0.83662 | 0.82399 | 0.20805 | 0.20805 | 0.23357 | 0.32932 | 0.19575 | 0.19575 | 0.21264 | 0.32846 | 0.2009 | 0.2009 | 0.23332 | 0.26943 | 0.71193 | 0.71193 | 0.66427 | 0.66783 | 141.3843 | 0 | 0 | 0 | 72103332.2534 | 0 | 0 | 0 | 0 | 72103332.2534 | 5480919.059 | 637.9021 | 0.025289 | 654.9201 | 617.1487 | 5480898.8281
307 | TWI | 2 | 2023 | 2021 | 0.24449 | 4.9638e-06 | 0.17825 | 0.57725 | 263.5405 | 128.8657 | 97.7315 | 80.4037 | 510679.1862 | 21.2807 | 1007652.405 | 3966432.8615 | 552471717.1812 | 552471717.1812 | 1 | 0.004 | 28768.7036 | 0.004 | -1.2821 | -1.2821 | -5.0564 | -1.4105 | 134.6749 | 0 | 0 | 0 | 69264641.9531 | 0 | 0 | 0 | 130.1478 | 130.1478 | 102.7879 | 81.8142 | 128.8657 | 128.8657 | 97.7315 | 80.4037 | 135073650.0973 | 2742.3531 | 98479407.3929 | 318915917.3379 | 0.99018 | 0.99018 | 0.95084 | 0.98279 | 1.0387 | 1.0387 | 1.013 | 1.0665 | 0.88387 | 0.88387 | 0.83665 | 0.82402 | 0.20805 | 0.20805 | 0.23357 | 0.32932 | 0.19575 | 0.19575 | 0.21264 | 0.32846 | 0.2009 | 0.2009 | 0.23332 | 0.26943 | 0.71193 | 0.71193 | 0.66427 | 0.66783 | 136.5247 | 0 | 0 | 0 | 69671542.9917 | 0 | 0 | 0 | 0 | 69671542.9917 | 5484785.7333 | 638.349 | 0.026601 | 655.3837 | 617.5839 | 5484764.4526
329 | TWI | 2 | 2024 | 2022 | 0.13124 | 4.8073e-05 | 0.20163 | 0.66708 | 140.0264 | 140.0264 | 108.8912 | 91.5627 | 510787.6187 | 187.1072 | 1009184.2193 | 3970622.8048 | 545002244.0182 | 545002244.0182 | 1 | 0.004 | 28948.8588 | 0.004 | -1.2776 | -1.2776 | -5.0529 | -1.4076 | 11.1562 | 11.1562 | 11.1562 | 11.1562 | 5697231.568 | 237.4116 | 11241556.8257 | 44250259.5024 | 130.1478 | 130.1478 | 102.7879 | 81.8142 | 128.8702 | 128.8702 | 97.735 | 80.4065 | 71523728.0397 | 26199.9343 | 109891250.4063 | 363561065.6379 | 0.99019 | 0.99019 | 0.95091 | 0.98285 | 1.0387 | 1.0387 | 1.0132 | 1.0667 | 0.88388 | 0.88388 | 0.83671 | 0.82407 | 0.20805 | 0.20805 | 0.23357 | 0.32932 | 0.19575 | 0.19575 | 0.21264 | 0.32846 | 0.2009 | 0.2009 | 0.23332 | 0.26943 | 0.71193 | 0.71193 | 0.66427 | 0.66783 | 11.1562 | 11.1562 | 11.1562 | 11.1562 | 5697231.568 | 237.4116 | 11241556.8257 | 44250259.5024 | 0 | 61189285.3078 | 5490781.7499 | 638.4845 | 0.23388 | 656.38 | 618.2363 | 5490594.6427
351 | TWI | 2 | 2025 | 2023 | 0.1315 | 5.227e-05 | 0.20243 | 0.66602 | 139.8073 | 139.8073 | 108.6782 | 91.3466 | 471165.7314 | 187.2849 | 933045.7243 | 3652402.5811 | 500934801.1782 | 500934801.1782 | 1 | 0.004 | 29130.1422 | 0.004 | -1.2762 | -1.2762 | -5.0455 | -1.4034 | 10.9358 | 10.9358 | 10.9358 | 10.9358 | 5585863.119 | 2046.1636 | 11036220.7401 | 43421873.7388 | 130.1478 | 130.1478 | 102.7879 | 81.8142 | 128.8715 | 128.8715 | 97.7424 | 80.4108 | 65872418.8088 | 26183.7958 | 101401727.6735 | 333634470.9001 | 0.98635 | 0.98635 | 0.94733 | 0.97891 | 1.0283 | 1.0283 | 1.0033 | 1.0556 | 0.88046 | 0.88046 | 0.83355 | 0.82076 | 0.20805 | 0.20805 | 0.23357 | 0.32932 | 0.19575 | 0.19575 | 0.21264 | 0.32846 | 0.2009 | 0.2009 | 0.23332 | 0.26943 | 0.71193 | 0.71193 | 0.66427 | 0.66783 | 10.9358 | 10.9358 | 10.9358 | 10.9358 | 5585863.119 | 2046.1636 | 11036220.7401 | 43421873.7388 | 0 | 60046003.7615 | 5056801.3216 | 588.9572 | 0.23411 | 606.859 | 568.6886 | 5056614.0367
373 | TWI | 2 | 2026 | 2024 | 0.13121 | 5.2079e-05 | 0.20232 | 0.66642 | 140.0213 | 140.0213 | 109.0233 | 91.7382 | 471441.3981 | 187.1201 | 933627.1691 | 3654660.6344 | 503097224.1893 | 503097224.1893 | 1 | 0.004 | 29312.5608 | 0.004 | -1.776 | -1.776 | -5.4142 | -1.7256 | 11.6496 | 11.6496 | 11.6496 | 11.6496 | 5488909.2322 | 2181.8005 | 10869642.991 | 42549160.3296 | 130.1478 | 130.1478 | 102.7879 | 81.8142 | 128.3717 | 128.3717 | 97.3737 | 80.0886 | 66011858.058 | 26200.8091 | 101787150.264 | 335272015.0583 | 0.98638 | 0.98638 | 0.94736 | 0.97894 | 1.0284 | 1.0284 | 1.0034 | 1.0557 | 0.88048 | 0.88048 | 0.83358 | 0.82079 | 0.20805 | 0.20805 | 0.23357 | 0.32932 | 0.19575 | 0.19575 | 0.21264 | 0.32846 | 0.2009 | 0.2009 | 0.23332 | 0.26943 | 0.71193 | 0.71193 | 0.66427 | 0.66783 | 11.6496 | 11.6496 | 11.6496 | 11.6496 | 5488909.2322 | 2181.8005 | 10869642.991 | 42549160.3296 | 0 | 58909894.3534 | 5059916.3217 | 589.3017 | 0.2339 | 607.2372 | 569.0402 | 5059729.2016
395 | TWI | 2 | 2027 | 2025 | 0.13127 | 5.2113e-05 | 0.20235 | 0.66633 | 139.8754 | 139.8754 | 108.8766 | 91.5909 | 471782.7827 | 187.2933 | 934296.2339 | 3657284.1448 | 502714098.1615 | 502714098.1615 | 1 | 0.004 | 29496.1218 | 0.004 | -1.7723 | -1.7723 | -5.4112 | -1.7231 | 11.4999 | 11.4999 | 11.4999 | 11.4999 | 5421525.4715 | 2151.8612 | 10736612.2246 | 42028204.9871 | 130.1478 | 130.1478 | 102.7879 | 81.8142 | 128.3755 | 128.3755 | 97.3767 | 80.091 | 65990784.6015 | 26197.7208 | 101723024.0382 | 334974091.801 | 0.98642 | 0.98642 | 0.94739 | 0.97897 | 1.0284 | 1.0284 | 1.0035 | 1.0558 | 0.88051 | 0.88051 | 0.83361 | 0.82082 | 0.20805 | 0.20805 | 0.23357 | 0.32932 | 0.19575 | 0.19575 | 0.21264 | 0.32846 | 0.2009 | 0.2009 | 0.23332 | 0.26943 | 0.71193 | 0.71193 | 0.66427 | 0.66783 | 11.4999 | 11.4999 | 11.4999 | 11.4999 | 5421525.4715 | 2151.8612 | 10736612.2246 | 42028204.9871 | 0 | 58188494.5444 | 5063550.4548 | 589.7285 | 0.23412 | 607.6723 | 569.4487 | 5063363.1614
417 | TWI | 2 | 2028 | 2026 | 0.1313 | 5.2132e-05 | 0.20236 | 0.66628 | 139.7925 | 139.7925 | 108.7926 | 91.5063 | 472117.3708 | 187.4488 | 934954.7036 | 3659864.3239 | 502641674.1321 | 502641674.1321 | 1 | 0.004 | 29680.8323 | 0.004 | -1.7676 | -1.7676 | -5.4077 | -1.7203 | 11.4124 | 11.4124 | 11.4124 | 11.4124 | 5384182.983 | 2137.47 | 10662580.4671 | 41738460.5313 | 130.1478 | 130.1478 | 102.7879 | 81.8142 | 128.3801 | 128.3801 | 97.3802 | 80.0939 | 65998481.9961 | 26203.9423 | 101716194.663 | 334900793.5307 | 0.98645 | 0.98645 | 0.94742 | 0.97901 | 1.0285 | 1.0285 | 1.0036 | 1.0559 | 0.88055 | 0.88055 | 0.83364 | 0.82085 | 0.20805 | 0.20805 | 0.23357 | 0.32932 | 0.19575 | 0.19575 | 0.21264 | 0.32846 | 0.2009 | 0.2009 | 0.23332 | 0.26943 | 0.71193 | 0.71193 | 0.66427 | 0.66783 | 11.4124 | 11.4124 | 11.4124 | 11.4124 | 5384182.983 | 2137.47 | 10662580.4671 | 41738460.5313 | 0 | 57787361.4514 | 5067123.847 | 590.1467 | 0.23431 | 608.1006 | 569.8504 | 5066936.3982
439 | TWI | 2 | 2029 | 2027 | 0.13136 | 5.2165e-05 | 0.20239 | 0.6662 | 139.6532 | 139.6532 | 108.6522 | 91.3653 | 472458.5949 | 187.6213 | 935623.6585 | 3662487.2573 | 502288336.5467 | 502288336.5467 | 1 | 0.004 | 29866.6994 | 0.004 | -1.7631 | -1.7631 | -5.4042 | -1.7174 | 11.2685 | 11.2685 | 11.2685 | 11.2685 | 5320074.6848 | 2112.2748 | 10535576.8663 | 41241336.8866 | 130.1478 | 130.1478 | 102.7879 | 81.8142 | 128.3847 | 128.3847 | 97.3837 | 80.0967 | 65980357.5204 | 26201.9144 | 101657568.1138 | 334624208.9981 | 0.98649 | 0.98649 | 0.94746 | 0.97904 | 1.0286 | 1.0286 | 1.0036 | 1.056 | 0.88058 | 0.88058 | 0.83367 | 0.82088 | 0.20805 | 0.20805 | 0.23357 | 0.32932 | 0.19575 | 0.19575 | 0.21264 | 0.32846 | 0.2009 | 0.2009 | 0.23332 | 0.26943 | 0.71193 | 0.71193 | 0.66427 | 0.66783 | 11.2685 | 11.2685 | 11.2685 | 11.2685 | 5320074.6848 | 2112.2748 | 10535576.8663 | 41241336.8866 | 0 | 57099100.7124 | 5070757.132 | 590.5732 | 0.23453 | 608.5357 | 570.2588 | 5070569.5107
461 | TWI | 2 | 2030 | 2028 | 0.13141 | 5.2196e-05 | 0.20241 | 0.66612 | 139.5207 | 139.5207 | 108.5186 | 91.231 | 472799.3197 | 187.792 | 936291.9186 | 3665107.2812 | 501968047.8574 | 501968047.8574 | 1 | 0.004 | 30053.7305 | 0.004 | -1.7585 | -1.7585 | -5.4007 | -1.7146 | 11.1314 | 11.1314 | 11.1314 | 11.1314 | 5259130.7683 | 2088.4897 | 10414811.4219 | 40768650.6978 | 130.1478 | 130.1478 | 102.7879 | 81.8142 | 128.3893 | 128.3893 | 97.3871 | 80.0996 | 65965298.659 | 26200.8744 | 101605042.7317 | 334371505.5922 | 0.98652 | 0.98652 | 0.94749 | 0.97908 | 1.0287 | 1.0287 | 1.0037 | 1.056 | 0.88061 | 0.88061 | 0.8337 | 0.82091 | 0.20805 | 0.20805 | 0.23357 | 0.32932 | 0.19575 | 0.19575 | 0.21264 | 0.32846 | 0.2009 | 0.2009 | 0.23332 | 0.26943 | 0.71193 | 0.71193 | 0.66427 | 0.66783 | 11.1314 | 11.1314 | 11.1314 | 11.1314 | 5259130.7683 | 2088.4897 | 10414811.4219 | 40768650.6978 | 0 | 56444681.3777 | 5074386.3115 | 590.9991 | 0.23474 | 608.9704 | 570.6668 | 5074198.5195
483 | TWI | 2 | 2031 | 2029 | 0.13146 | 5.2226e-05 | 0.20244 | 0.66605 | 139.3948 | 139.3948 | 108.3915 | 91.1033 | 473139.5668 | 187.9609 | 936959.5219 | 3667724.5488 | 501679647.5434 | 501679647.5434 | 1 | 0.004 | 30241.9328 | 0.004 | -1.7538 | -1.7538 | -5.3973 | -1.7117 | 11.0008 | 11.0008 | 11.0008 | 11.0008 | 5201186.304 | 2065.8684 | 10299990.9279 | 40319232.7038 | 130.1478 | 130.1478 | 102.7879 | 81.8142 | 128.3939 | 128.3939 | 97.3906 | 80.1025 | 65953178.9565 | 26200.7718 | 101558402.3724 | 334141865.4427 | 0.98656 | 0.98656 | 0.94752 | 0.97911 | 1.0288 | 1.0288 | 1.0038 | 1.0561 | 0.88064 | 0.88064 | 0.83373 | 0.82093 | 0.20805 | 0.20805 | 0.23357 | 0.32932 | 0.19575 | 0.19575 | 0.21264 | 0.32846 | 0.2009 | 0.2009 | 0.23332 | 0.26943 | 0.71193 | 0.71193 | 0.66427 | 0.66783 | 11.0008 | 11.0008 | 11.0008 | 11.0008 | 5201186.304 | 2065.8684 | 10299990.9279 | 40319232.7038 | 0 | 55822475.8042 | 5078011.5984 | 591.4245 | 0.23495 | 609.4046 | 571.0743 | 5077823.6375
505 | TWI | 2 | 2032 | 2030 | 0.13148 | 5.2233e-05 | 0.20244 | 0.66603 | 139.3689 | 139.3689 | 108.3645 | 91.0757 | 473468.6686 | 188.0999 | 937609.7719 | 3670270.8522 | 501889253.3162 | 501889253.3162 | 1 | 0.004 | 30431.3137 | 0.004 | -1.7492 | -1.7492 | -5.3938 | -1.7088 | 10.9704 | 10.9704 | 10.9704 | 10.9704 | 5190526.3899 | 2062.0052 | 10278812.9894 | 40236375.0525 | 130.1478 | 130.1478 | 102.7879 | 81.8142 | 128.3986 | 128.3986 | 97.3941 | 80.1053 | 65986828.4667 | 26215.2789 | 101603597.4806 | 334272612.09 | 0.98659 | 0.98659 | 0.94756 | 0.97915 | 1.0289 | 1.0289 | 1.0039 | 1.0562 | 0.88067 | 0.88067 | 0.83376 | 0.82096 | 0.20805 | 0.20805 | 0.23357 | 0.32932 | 0.19575 | 0.19575 | 0.21264 | 0.32846 | 0.2009 | 0.2009 | 0.23332 | 0.26943 | 0.71193 | 0.71193 | 0.66427 | 0.66783 | 10.9704 | 10.9704 | 10.9704 | 10.9704 | 5190526.3899 | 2062.0052 | 10278812.9894 | 40236375.0525 | 0 | 55707776.4371 | 5081537.3926 | 591.8358 | 0.23512 | 609.8275 | 571.4707 | 5081349.2927
527 | TWI | 2 | 2033 | 2031 | 0.13147 | 5.2228e-05 | 0.20244 | 0.66604 | 139.395 | 139.395 | 108.3895 | 91.1001 | 473792.0727 | 188.2231 | 938251.2035 | 3672781.0522 | 502357756.4579 | 502357756.4579 | 1 | 0.004 | 30621.8805 | 0.004 | -1.7447 | -1.7447 | -5.3904 | -1.7061 | 10.992 | 10.992 | 10.992 | 10.992 | 5204359.0664 | 2067.5903 | 10306189.704 | 40343551.0163 | 130.1478 | 130.1478 | 102.7879 | 81.8142 | 128.403 | 128.403 | 97.3975 | 80.1081 | 66044245.9613 | 26237.3571 | 101696533.8394 | 334590739.3001 | 0.98663 | 0.98663 | 0.94759 | 0.97918 | 1.029 | 1.029 | 1.004 | 1.0563 | 0.8807 | 0.8807 | 0.83379 | 0.82099 | 0.20805 | 0.20805 | 0.23357 | 0.32932 | 0.19575 | 0.19575 | 0.21264 | 0.32846 | 0.2009 | 0.2009 | 0.23332 | 0.26943 | 0.71193 | 0.71193 | 0.66427 | 0.66783 | 10.992 | 10.992 | 10.992 | 10.992 | 5204359.0664 | 2067.5903 | 10306189.704 | 40343551.0163 | 0 | 55856167.3769 | 5085012.5515 | 592.2401 | 0.23528 | 610.2447 | 571.8616 | 5084824.3285
549 | TWI | 2 | 2034 | 2032 | 0.1315 | 5.2249e-05 | 0.20245 | 0.66599 | 139.3087 | 139.3087 | 108.3021 | 91.0122 | 474128.5103 | 188.3803 | 938913.1316 | 3675374.9057 | 502266658.3824 | 502266658.3824 | 1 | 0.004 | 30813.6407 | 0.004 | -1.7404 | -1.7404 | -5.3871 | -1.7033 | 10.9013 | 10.9013 | 10.9013 | 10.9013 | 5164959.2279 | 2051.8802 | 10228177.0656 | 40038163.3234 | 130.1478 | 130.1478 | 102.7879 | 81.8142 | 128.4074 | 128.4074 | 97.4008 | 80.1109 | 66050237.6831 | 26243.0154 | 101686284.6347 | 334503893.0491 | 0.98666 | 0.98666 | 0.94762 | 0.97922 | 1.0291 | 1.0291 | 1.0041 | 1.0564 | 0.88073 | 0.88073 | 0.83382 | 0.82102 | 0.20805 | 0.20805 | 0.23357 | 0.32932 | 0.19575 | 0.19575 | 0.21264 | 0.32846 | 0.2009 | 0.2009 | 0.23332 | 0.26943 | 0.71193 | 0.71193 | 0.66427 | 0.66783 | 10.9013 | 10.9013 | 10.9013 | 10.9013 | 5164959.2279 | 2051.8802 | 10228177.0656 | 40038163.3234 | 0 | 55433351.4971 | 5088604.9278 | 592.6606 | 0.23548 | 610.6752 | 572.2655 | 5088416.5476
571 | TWI | 2 | 2035 | 2033 | 0.13154 | 5.2269e-05 | 0.20247 | 0.66594 | 139.2269 | 139.2269 | 108.2192 | 90.9287 | 474464.6959 | 188.5364 | 939574.75 | 3677967.4233 | 502197181.168 | 502197181.168 | 1 | 0.004 | 31006.6018 | 0.004 | -1.7358 | -1.7358 | -5.3837 | -1.7005 | 10.815 | 10.815 | 10.815 | 10.815 | 5127683.6607 | 2037.3262 | 10154313.4808 | 39749054.1965 | 130.1478 | 130.1478 | 102.7879 | 81.8142 | 128.412 | 128.412 | 97.4042 | 80.1137 | 66058262.1832 | 26249.3433 | 101680030.8746 | 334432638.7669 | 0.9867 | 0.9867 | 0.94766 | 0.97925 | 1.0292 | 1.0292 | 1.0042 | 1.0565 | 0.88076 | 0.88076 | 0.83385 | 0.82105 | 0.20805 | 0.20805 | 0.23357 | 0.32932 | 0.19575 | 0.19575 | 0.21264 | 0.32846 | 0.2009 | 0.2009 | 0.23332 | 0.26943 | 0.71193 | 0.71193 | 0.66427 | 0.66783 | 10.815 | 10.815 | 10.815 | 10.815 | 5127683.6607 | 2037.3262 | 10154313.4808 | 39749054.1965 | 0 | 55033088.6643 | 5092195.4057 | 593.0809 | 0.23567 | 611.1055 | 572.6691 | 5092006.8693
593 | TWI | 2 | 2036 | 2034 | 0.13157 | 5.2288e-05 | 0.20249 | 0.66589 | 139.1494 | 139.1494 | 108.1406 | 90.8494 | 474800.6353 | 188.6914 | 940236.0757 | 3680558.6697 | 502148862.9381 | 502148862.9381 | 1 | 0.004 | 31200.7712 | 0.004 | -1.7312 | -1.7312 | -5.3802 | -1.6977 | 10.7329 | 10.7329 | 10.7329 | 10.7329 | 5092391.7292 | 2023.5461 | 10084380.8343 | 39475330.9319 | 130.1478 | 130.1478 | 102.7879 | 81.8142 | 128.4165 | 128.4165 | 97.4077 | 80.1165 | 66068240.2313 | 26256.296 | 101677683.4896 | 334376682.9212 | 0.98673 | 0.98673 | 0.94769 | 0.97928 | 1.0293 | 1.0293 | 1.0043 | 1.0566 | 0.88079 | 0.88079 | 0.83387 | 0.82108 | 0.20805 | 0.20805 | 0.23357 | 0.32932 | 0.19575 | 0.19575 | 0.21264 | 0.32846 | 0.2009 | 0.2009 | 0.23332 | 0.26943 | 0.71193 | 0.71193 | 0.66427 | 0.66783 | 10.7329 | 10.7329 | 10.7329 | 10.7329 | 5092391.7292 | 2023.5461 | 10084380.8343 | 39475330.9319 | 0 | 54654127.0414 | 5095784.0721 | 593.5008 | 0.23586 | 611.5357 | 573.0726 | 5095595.3807
615 | TWI | 2 | 2037 | 2035 | 0.1316 | 5.2306e-05 | 0.2025 | 0.66585 | 139.076 | 139.076 | 108.066 | 90.7743 | 475136.3552 | 188.8452 | 940897.1508 | 3683148.817 | 502120487.7392 | 502120487.7392 | 1 | 0.004 | 31396.1565 | 0.004 | -1.7267 | -1.7267 | -5.3768 | -1.6949 | 10.6549 | 10.6549 | 10.6549 | 10.6549 | 5058968.0632 | 2010.4934 | 10018150.6207 | 39216099.0984 | 130.1478 | 130.1478 | 102.7879 | 81.8142 | 128.4211 | 128.4211 | 97.4111 | 80.1193 | 66080060.0716 | 26263.8377 | 101679018.2564 | 334335145.5735 | 0.98677 | 0.98677 | 0.94772 | 0.97932 | 1.0294 | 1.0294 | 1.0044 | 1.0567 | 0.88083 | 0.88083 | 0.8339 | 0.82111 | 0.20805 | 0.20805 | 0.23357 | 0.32932 | 0.19575 | 0.19575 | 0.21264 | 0.32846 | 0.2009 | 0.2009 | 0.23332 | 0.26943 | 0.71193 | 0.71193 | 0.66427 | 0.66783 | 10.6549 | 10.6549 | 10.6549 | 10.6549 | 5058968.0632 | 2010.4934 | 10018150.6207 | 39216099.0984 | 0 | 54295228.2757 | 5099371.1683 | 593.9204 | 0.23606 | 611.9656 | 573.4759 | 5099182.323
637 | TWI | 2 | 2038 | 2036 | 0.13163 | 5.2323e-05 | 0.20251 | 0.6658 | 139.0064 | 139.0064 | 107.9953 | 90.7029 | 475471.8785 | 188.9981 | 941558.0111 | 3685738.0114 | 502111022.5673 | 502111022.5673 | 1 | 0.004 | 31592.7653 | 0.004 | -1.7222 | -1.7222 | -5.3734 | -1.692 | 10.5808 | 10.5808 | 10.5808 | 10.5808 | 5027314.823 | 1998.1305 | 9955428.8817 | 38970599.578 | 130.1478 | 130.1478 | 102.7879 | 81.8142 | 128.4256 | 128.4256 | 97.4145 | 80.1222 | 66093626.8354 | 26271.9385 | 101683844.6852 | 334307279.1082 | 0.9868 | 0.9868 | 0.94776 | 0.97935 | 1.0295 | 1.0295 | 1.0045 | 1.0568 | 0.88086 | 0.88086 | 0.83393 | 0.82114 | 0.20805 | 0.20805 | 0.23357 | 0.32932 | 0.19575 | 0.19575 | 0.21264 | 0.32846 | 0.2009 | 0.2009 | 0.23332 | 0.26943 | 0.71193 | 0.71193 | 0.66427 | 0.66783 | 10.5808 | 10.5808 | 10.5808 | 10.5808 | 5027314.823 | 1998.1305 | 9955428.8817 | 38970599.578 | 0 | 53955341.4131 | 5102956.8991 | 594.3398 | 0.23625 | 612.3955 | 573.879 | 5102767.901
659 | TWI | 2 | 2039 | 2037 | 0.13166 | 5.2339e-05 | 0.20253 | 0.66576 | 138.9404 | 138.9404 | 107.9282 | 90.6352 | 475807.2268 | 189.1499 | 942218.6908 | 3688326.3922 | 502119486.7746 | 502119486.7746 | 1 | 0.004 | 31790.6054 | 0.004 | -1.7176 | -1.7176 | -5.3699 | -1.6892 | 10.5103 | 10.5103 | 10.5103 | 10.5103 | 4997339.0992 | 1986.4213 | 9896031.4505 | 38738111.5646 | 130.1478 | 130.1478 | 102.7879 | 81.8142 | 128.4301 | 128.4301 | 97.4179 | 80.125 | 66108850.4578 | 26280.5697 | 101691981.9415 | 334292373.8057 | 0.98684 | 0.98684 | 0.94779 | 0.97939 | 1.0296 | 1.0296 | 1.0046 | 1.0569 | 0.88089 | 0.88089 | 0.83396 | 0.82117 | 0.20805 | 0.20805 | 0.23357 | 0.32932 | 0.19575 | 0.19575 | 0.21264 | 0.32846 | 0.2009 | 0.2009 | 0.23332 | 0.26943 | 0.71193 | 0.71193 | 0.66427 | 0.66783 | 10.5103 | 10.5103 | 10.5103 | 10.5103 | 4997339.0992 | 1986.4213 | 9896031.4505 | 38738111.5646 | 0 | 53633468.5355 | 5106541.4598 | 594.759 | 0.23644 | 612.8252 | 574.282 | 5106352.3098
681 | TWI | 2 | 2040 | 2038 | 0.13169 | 5.2355e-05 | 0.20254 | 0.66572 | 138.8779 | 138.8779 | 107.8646 | 90.571 | 476142.4209 | 189.3009 | 942879.2223 | 3690914.0921 | 502144948.6986 | 502144948.6986 | 1 | 0.004 | 31989.6843 | 0.004 | -1.7131 | -1.7131 | -5.3665 | -1.6864 | 10.4432 | 10.4432 | 10.4432 | 10.4432 | 4968952.6151 | 1975.3317 | 9839783.3489 | 38517950.2107 | 130.1478 | 130.1478 | 102.7879 | 81.8142 | 128.4347 | 128.4347 | 97.4214 | 80.1278 | 66125645.3746 | 26289.704 | 101703258.2253 | 334289755.3947 | 0.98687 | 0.98687 | 0.94782 | 0.97942 | 1.0297 | 1.0297 | 1.0047 | 1.057 | 0.88092 | 0.88092 | 0.83399 | 0.82119 | 0.20805 | 0.20805 | 0.23357 | 0.32932 | 0.19575 | 0.19575 | 0.21264 | 0.32846 | 0.2009 | 0.2009 | 0.23332 | 0.26943 | 0.71193 | 0.71193 | 0.66427 | 0.66783 | 10.4432 | 10.4432 | 10.4432 | 10.4432 | 4968952.6151 | 1975.3317 | 9839783.3489 | 38517950.2107 | 0 | 53328661.5063 | 5110125.0363 | 595.178 | 0.23663 | 613.2548 | 574.685 | 5109935.7354
703 | TWI | 2 | 2041 | 2039 | 0.13171 | 5.237e-05 | 0.20255 | 0.66569 | 138.8186 | 138.8186 | 107.8042 | 90.51 | 476477.4805 | 189.451 | 943539.6368 | 3693501.2377 | 502186523.3146 | 502186523.3146 | 1 | 0.004 | 32190.01 | 0.004 | -1.7086 | -1.7086 | -5.3631 | -1.6836 | 10.3794 | 10.3794 | 10.3794 | 10.3794 | 4942071.5059 | 1964.8292 | 9786518.3474 | 38309464.909 | 130.1478 | 130.1478 | 102.7879 | 81.8142 | 128.4392 | 128.4392 | 97.4248 | 80.1306 | 66143930.3076 | 26299.3158 | 101717510.3377 | 334298783.3536 | 0.98691 | 0.98691 | 0.94786 | 0.97946 | 1.0298 | 1.0298 | 1.0047 | 1.0571 | 0.88095 | 0.88095 | 0.83402 | 0.82122 | 0.20805 | 0.20805 | 0.23357 | 0.32932 | 0.19575 | 0.19575 | 0.21264 | 0.32846 | 0.2009 | 0.2009 | 0.23332 | 0.26943 | 0.71193 | 0.71193 | 0.66427 | 0.66783 | 10.3794 | 10.3794 | 10.3794 | 10.3794 | 4942071.5059 | 1964.8292 | 9786518.3474 | 38309464.909 | 0 | 53040019.5914 | 5113707.8059 | 595.5969 | 0.23681 | 613.6843 | 575.0878 | 5113518.355
725 | TWI | 2 | 2042 | 2040 | 0.13174 | 5.2384e-05 | 0.20256 | 0.66565 | 138.7624 | 138.7624 | 107.7469 | 90.4521 | 476812.4244 | 189.6002 | 944199.9636 | 3696087.9495 | 502243369.9624 | 502243369.9624 | 1 | 0.004 | 32391.5901 | 0.004 | -1.704 | -1.704 | -5.3597 | -1.6808 | 10.3187 | 10.3187 | 10.3187 | 10.3187 | 4916616.104 | 1954.8829 | 9736078.5402 | 38112037.6269 | 130.1478 | 130.1478 | 102.7879 | 81.8142 | 128.4437 | 128.4437 | 97.4282 | 80.1334 | 66163628.0547 | 26309.3804 | 101734583.2619 | 334318849.2654 | 0.98694 | 0.98694 | 0.94789 | 0.97949 | 1.0299 | 1.0299 | 1.0048 | 1.0572 | 0.88098 | 0.88098 | 0.83405 | 0.82125 | 0.20805 | 0.20805 | 0.23357 | 0.32932 | 0.19575 | 0.19575 | 0.21264 | 0.32846 | 0.2009 | 0.2009 | 0.23332 | 0.26943 | 0.71193 | 0.71193 | 0.66427 | 0.66783 | 10.3187 | 10.3187 | 10.3187 | 10.3187 | 4916616.104 | 1954.8829 | 9736078.5402 | 38112037.6269 | 0 | 52766687.1539 | 5117289.9377 | 596.0155 | 0.237 | 614.1138 | 575.4905 | 5117100.3375
747 | TWI | 2 | 2043 | 2041 | 0.13176 | 5.2397e-05 | 0.20257 | 0.66562 | 138.7091 | 138.7091 | 107.6925 | 90.3971 | 477147.2705 | 189.7487 | 944860.231 | 3698674.3423 | 502314690.1261 | 502314690.1261 | 1 | 0.004 | 32594.4326 | 0.004 | -1.6995 | -1.6995 | -5.3563 | -1.678 | 10.2609 | 10.2609 | 10.2609 | 10.2609 | 4892510.7296 | 1945.4635 | 9688313.929 | 37925081.2795 | 130.1478 | 130.1478 | 102.7879 | 81.8142 | 128.4482 | 128.4482 | 97.4316 | 80.1362 | 66184665.2862 | 26319.8745 | 101754329.7534 | 334349375.212 | 0.98698 | 0.98698 | 0.94792 | 0.97952 | 1.03 | 1.03 | 1.0049 | 1.0573 | 0.88101 | 0.88101 | 0.83408 | 0.82128 | 0.20805 | 0.20805 | 0.23357 | 0.32932 | 0.19575 | 0.19575 | 0.21264 | 0.32846 | 0.2009 | 0.2009 | 0.23332 | 0.26943 | 0.71193 | 0.71193 | 0.66427 | 0.66783 | 10.2609 | 10.2609 | 10.2609 | 10.2609 | 4892510.7296 | 1945.4635 | 9688313.929 | 37925081.2795 | 0 | 52507851.4016 | 5120871.5926 | 596.4341 | 0.23719 | 614.5432 | 575.8932 | 5120681.8438
769 | TWI | 2 | 2044 | 2042 | 0.13178 | 5.241e-05 | 0.20258 | 0.66559 | 138.6586 | 138.6586 | 107.6408 | 90.3448 | 477482.0359 | 189.8965 | 945520.4658 | 3701260.5257 | 502399725.3717 | 502399725.3717 | 1 | 0.004 | 32798.5453 | 0.004 | -1.695 | -1.695 | -5.3529 | -1.6752 | 10.2058 | 10.2058 | 10.2058 | 10.2058 | 4869683.4961 | 1936.5431 | 9643082.037 | 37748038.218 | 130.1478 | 130.1478 | 102.7879 | 81.8142 | 128.4527 | 128.4527 | 97.435 | 80.139 | 66206972.3549 | 26330.776 | 101776609.9598 | 334389812.281 | 0.98701 | 0.98701 | 0.94796 | 0.97956 | 1.0301 | 1.0301 | 1.005 | 1.0574 | 0.88104 | 0.88104 | 0.83411 | 0.82131 | 0.20805 | 0.20805 | 0.23357 | 0.32932 | 0.19575 | 0.19575 | 0.21264 | 0.32846 | 0.2009 | 0.2009 | 0.23332 | 0.26943 | 0.71193 | 0.71193 | 0.66427 | 0.66783 | 10.2058 | 10.2058 | 10.2058 | 10.2058 | 4869683.4961 | 1936.5431 | 9643082.037 | 37748038.218 | 0 | 52262740.2941 | 5124452.9238 | 596.8525 | 0.23737 | 614.9727 | 576.2959 | 5124263.0273
791 | TWI | 2 | 2045 | 2043 | 0.1318 | 5.2422e-05 | 0.20259 | 0.66555 | 138.6106 | 138.6106 | 107.5918 | 90.2952 | 477816.7368 | 190.0436 | 946180.6935 | 3703846.6037 | 502497755.3449 | 502497755.3449 | 1 | 0.004 | 33003.9361 | 0.004 | -1.6905 | -1.6905 | -5.3495 | -1.6724 | 10.1534 | 10.1534 | 10.1534 | 10.1534 | 4848066.1211 | 1928.0952 | 9600247.5334 | 37580378.7616 | 130.1478 | 130.1478 | 102.7879 | 81.8142 | 128.4572 | 128.4572 | 97.4384 | 80.1418 | 66230483.1121 | 26342.0638 | 101801291.0511 | 334439639.1179 | 0.98705 | 0.98705 | 0.94799 | 0.97959 | 1.0301 | 1.0301 | 1.0051 | 1.0575 | 0.88107 | 0.88107 | 0.83414 | 0.82134 | 0.20805 | 0.20805 | 0.23357 | 0.32932 | 0.19575 | 0.19575 | 0.21264 | 0.32846 | 0.2009 | 0.2009 | 0.23332 | 0.26943 | 0.71193 | 0.71193 | 0.66427 | 0.66783 | 10.1534 | 10.1534 | 10.1534 | 10.1534 | 4848066.1211 | 1928.0952 | 9600247.5334 | 37580378.7616 | 0 | 52030620.5113 | 5128034.0776 | 597.2709 | 0.23755 | 615.4021 | 576.6986 | 5127844.034
813 | TWI | 2 | 2046 | 2044 | 0.13182 | 5.2434e-05 | 0.2026 | 0.66553 | 138.5652 | 138.5652 | 107.5453 | 90.2481 | 478151.3887 | 190.19 | 946840.9384 | 3706432.6757 | 502608095.8471 | 502608095.8471 | 1 | 0.004 | 33210.6132 | 0.004 | -1.686 | -1.686 | -5.3461 | -1.6696 | 10.1034 | 10.1034 | 10.1034 | 10.1034 | 4827593.7446 | 1920.0944 | 9559681.8733 | 37421599.7874 | 130.1478 | 130.1478 | 102.7879 | 81.8142 | 128.4617 | 128.4617 | 97.4418 | 80.1446 | 66255134.7307 | 26353.718 | 101828246.8652 | 334498360.5332 | 0.98708 | 0.98708 | 0.94802 | 0.97963 | 1.0302 | 1.0302 | 1.0052 | 1.0576 | 0.8811 | 0.8811 | 0.83417 | 0.82137 | 0.20805 | 0.20805 | 0.23357 | 0.32932 | 0.19575 | 0.19575 | 0.21264 | 0.32846 | 0.2009 | 0.2009 | 0.23332 | 0.26943 | 0.71193 | 0.71193 | 0.66427 | 0.66783 | 10.1034 | 10.1034 | 10.1034 | 10.1034 | 4827593.7446 | 1920.0944 | 9559681.8733 | 37421599.7874 | 0 | 51810795.4998 | 5131615.1929 | 597.6892 | 0.23774 | 615.8315 | 577.1012 | 5131425.0028
835 | TWI | 2 | 2047 | 2045 | 0.13184 | 5.2445e-05 | 0.20261 | 0.6655 | 138.5221 | 138.5221 | 107.501 | 90.2032 | 478486.0063 | 190.3359 | 947501.2238 | 3709018.8362 | 502730097.0531 | 502730097.0531 | 1 | 0.004 | 33418.5846 | 0.004 | -1.6815 | -1.6815 | -5.3427 | -1.6668 | 10.0558 | 10.0558 | 10.0558 | 10.0558 | 4808204.7608 | 1912.517 | 9521262.9635 | 37271223.4226 | 130.1478 | 130.1478 | 102.7879 | 81.8142 | 128.4662 | 128.4662 | 97.4452 | 80.1474 | 66280867.5415 | 26365.7195 | 101857357.579 | 334565506.2132 | 0.98711 | 0.98711 | 0.94806 | 0.97966 | 1.0303 | 1.0303 | 1.0053 | 1.0577 | 0.88114 | 0.88114 | 0.8342 | 0.82139 | 0.20805 | 0.20805 | 0.23357 | 0.32932 | 0.19575 | 0.19575 | 0.21264 | 0.32846 | 0.2009 | 0.2009 | 0.23332 | 0.26943 | 0.71193 | 0.71193 | 0.66427 | 0.66783 | 10.0558 | 10.0558 | 10.0558 | 10.0558 | 4808204.7608 | 1912.517 | 9521262.9635 | 37271223.4226 | 0 | 51602603.664 | 5135196.4022 | 598.1075 | 0.23792 | 616.261 | 577.5039 | 5135006.0663
857 | TWI | 2 | 2048 | 2046 | 0.13186 | 5.2456e-05 | 0.20262 | 0.66547 | 138.4811 | 138.4811 | 107.459 | 90.1606 | 478820.6038 | 190.4812 | 948161.5715 | 3711605.1753 | 502863141.7877 | 502863141.7877 | 1 | 0.004 | 33627.8583 | 0.004 | -1.677 | -1.677 | -5.3393 | -1.664 | 10.0104 | 10.0104 | 10.0104 | 10.0104 | 4789840.6553 | 1905.3401 | 9484874.8395 | 37128795.7809 | 130.1478 | 130.1478 | 102.7879 | 81.8142 | 128.4707 | 128.4707 | 97.4486 | 80.1502 | 66307624.8745 | 26378.0503 | 101888509.3903 | 334640629.4727 | 0.98715 | 0.98715 | 0.94809 | 0.9797 | 1.0304 | 1.0304 | 1.0054 | 1.0578 | 0.88117 | 0.88117 | 0.83422 | 0.82142 | 0.20805 | 0.20805 | 0.23357 | 0.32932 | 0.19575 | 0.19575 | 0.21264 | 0.32846 | 0.2009 | 0.2009 | 0.23332 | 0.26943 | 0.71193 | 0.71193 | 0.66427 | 0.66783 | 10.0104 | 10.0104 | 10.0104 | 10.0104 | 4789840.6553 | 1905.3401 | 9484874.8395 | 37128795.7809 | 0 | 51405416.6159 | 5138777.8317 | 598.5258 | 0.2381 | 616.6905 | 577.9066 | 5138587.3505
879 | TWI | 2 | 2049 | 2047 | 0.13188 | 5.2466e-05 | 0.20262 | 0.66545 | 138.4423 | 138.4423 | 107.4191 | 90.1201 | 479155.1944 | 190.6259 | 948822.0027 | 3714191.7785 | 503006643.8835 | 503006643.8835 | 1 | 0.004 | 33838.4425 | 0.004 | -1.6725 | -1.6725 | -5.3359 | -1.6612 | 9.9671 | 9.9671 | 9.9671 | 9.9671 | 4772445.8497 | 1898.5421 | 9450407.3576 | 36993885.7576 | 130.1478 | 130.1478 | 102.7879 | 81.8142 | 128.4752 | 128.4752 | 97.452 | 80.153 | 66335352.908 | 26390.6933 | 101921594.2153 | 334723306.0669 | 0.98718 | 0.98718 | 0.94812 | 0.97973 | 1.0305 | 1.0305 | 1.0055 | 1.0579 | 0.8812 | 0.8812 | 0.83425 | 0.82145 | 0.20805 | 0.20805 | 0.23357 | 0.32932 | 0.19575 | 0.19575 | 0.21264 | 0.32846 | 0.2009 | 0.2009 | 0.23332 | 0.26943 | 0.71193 | 0.71193 | 0.66427 | 0.66783 | 9.9671 | 9.9671 | 9.9671 | 9.9671 | 4772445.8497 | 1898.5421 | 9450407.3576 | 36993885.7576 | 0 | 51218637.507 | 5142359.6015 | 598.944 | 0.23828 | 617.12 | 578.3093 | 5142168.9755
901 | TWI | 2 | 2050 | 2048 | 0.13189 | 5.2476e-05 | 0.20263 | 0.66542 | 138.4055 | 138.4055 | 107.3811 | 90.0815 | 479489.7908 | 190.7702 | 949482.5374 | 3716778.7275 | 503160046.6254 | 503160046.6254 | 1 | 0.004 | 34050.3454 | 0.004 | -1.668 | -1.668 | -5.3325 | -1.6584 | 9.9257 | 9.9257 | 9.9257 | 9.9257 | 4755967.5548 | 1892.1024 | 9417755.9033 | 36866083.8882 | 130.1478 | 130.1478 | 102.7879 | 81.8142 | 128.4797 | 128.4797 | 97.4554 | 80.1558 | 66364000.5261 | 26403.6322 | 101956509.4016 | 334813133.0655 | 0.98722 | 0.98722 | 0.94815 | 0.97976 | 1.0306 | 1.0306 | 1.0056 | 1.058 | 0.88123 | 0.88123 | 0.83428 | 0.82148 | 0.20805 | 0.20805 | 0.23357 | 0.32932 | 0.19575 | 0.19575 | 0.21264 | 0.32846 | 0.2009 | 0.2009 | 0.23332 | 0.26943 | 0.71193 | 0.71193 | 0.66427 | 0.66783 | 9.9257 | 9.9257 | 9.9257 | 9.9257 | 4755967.5548 | 1892.1024 | 9417755.9033 | 36866083.8882 | 0 | 51041699.4487 | 5145941.8258 | 599.3622 | 0.23846 | 617.5496 | 578.7121 | 5145751.0556
923 | TWI | 2 | 2051 | 2049 | 0.13191 | 5.2485e-05 | 0.20264 | 0.6654 | 138.3705 | 138.3705 | 107.345 | 90.0448 | 479824.4053 | 190.914 | 950143.1944 | 3719366.1 | 503322821.2935 | 503322821.2935 | 1 | 0.004 | 34263.5753 | 0.004 | -1.6636 | -1.6636 | -5.3291 | -1.6556 | 9.8862 | 9.8862 | 9.8862 | 9.8862 | 4740355.6329 | 1886.0015 | 9386821.118 | 36745001.2796 | 130.1478 | 130.1478 | 102.7879 | 81.8142 | 128.4842 | 128.4842 | 97.4588 | 80.1586 | 66393519.1839 | 26416.8516 | 101993157.4592 | 334909727.7988 | 0.98725 | 0.98725 | 0.94819 | 0.9798 | 1.0307 | 1.0307 | 1.0057 | 1.0581 | 0.88126 | 0.88126 | 0.83431 | 0.82151 | 0.20805 | 0.20805 | 0.23357 | 0.32932 | 0.19575 | 0.19575 | 0.21264 | 0.32846 | 0.2009 | 0.2009 | 0.23332 | 0.26943 | 0.71193 | 0.71193 | 0.66427 | 0.66783 | 9.8862 | 9.8862 | 9.8862 | 9.8862 | 4740355.6329 | 1886.0015 | 9386821.118 | 36745001.2796 | 0 | 50874064.0321 | 5149524.6136 | 599.7805 | 0.23864 | 617.9793 | 579.115 | 5149333.6997
70 | WKM | 1 | 2010 | 2008 | 0.17647 | 0.05654 | 0.22136 | 0.54564 | 319.3636 | 223.1742 | 163.1229 | 131.1399 | 45191.434 | 20719.934 | 110981.824 | 340286.639 | 5238.629 | 81785475.98 | 15612 | 37.07 | 45418.4988 | 0.0023745 | -19.5435 | -19.5435 | -8.76 | -5.5085 | 96.1894 | 0 | 0 | 0 | 4346935.566 | 0 | 0 | 0 | 242.7177 | 242.7177 | 171.8828 | 136.6484 | 223.1742 | 223.1742 | 163.1229 | 131.1399 | 14432498.15 | 4624154.902 | 18103675.2 | 44625147.73 | 1.0356 | 1.0356 | 1.0466 | 1.0455 | 1.0368 | 1.0368 | 1.0488 | 1.0427 | 1.0356 | 1.0356 | 1.0466 | 1.0455 | 0.19076 | 0.19076 | 0.19095 | 0.22217 | 0.16276 | 0.16276 | 0.16602 | 0.19973 | 0.19076 | 0.19076 | 0.19095 | 0.22217 | 0 | 0 | 0 | 0 | 102.041 | 0 | 0 | 0 | 4611377.731 | 0 | 0 | 0 | 1697899.026 | 4611377.731 | 517179.831 | 56.4893 | 25.8999 | 72.1833 | 52.9835 | 496459.897
71 | WKM | 1 | 2011 | 2009 | 0.27348 | 0.086521 | 0.21691 | 0.42309 | 222.0555 | 126.1568 | 69.4915 | 44.1067 | 44149.02 | 24584.63 | 111892.706 | 343856.428 | 2284.9946 | 35846995.89 | 15688 | 43.048 | 42726.8349 | 0.002744 | 30.234 | 30.234 | 10.0878 | 6.0962 | 95.8987 | 0 | 0 | 0 | 4233832.226 | 0 | 0 | 0 | 95.9229 | 95.9229 | 59.4036 | 38.0104 | 126.1568 | 126.1568 | 69.4915 | 44.1067 | 9803532.787 | 3101519.071 | 7775588.33 | 15166355.71 | 1.0356 | 1.0356 | 1.0466 | 1.0455 | 1.0368 | 1.0368 | 1.0488 | 1.0427 | 1.0356 | 1.0356 | 1.0466 | 1.0455 | 0.19076 | 0.19076 | 0.19095 | 0.22217 | 0.16276 | 0.16276 | 0.16602 | 0.19973 | 0.19076 | 0.19076 | 0.19095 | 0.22217 | 0 | 0 | 0 | 0 | 103.0186 | 0 | 0 | 0 | 4548168.632 | 0 | 0 | 0 | 527680.9301 | 4548168.632 | 524482.784 | 55.1863 | 30.7308 | 72.7757 | 53.5393 | 499898.154
72 | WKM | 1 | 2012 | 2010 | 0.19773 | 0.060516 | 0.20417 | 0.53758 | 203.7724 | 105.8485 | 79.2838 | 67.9574 | 42837.283 | 25239.465 | 113687.301 | 349221.799 | 2804.7259 | 44146386.12 | 15740 | 42.342 | 41028.4155 | 0.0026901 | 16.8251 | 16.8251 | 5.1733 | 2.0743 | 97.9239 | 0 | 0 | 0 | 4194792.821 | 0 | 0 | 0 | 89.0234 | 89.0234 | 74.1105 | 65.8831 | 105.8485 | 105.8485 | 79.2838 | 67.9574 | 8729055.551 | 2671559.853 | 9013555.924 | 23732214.79 | 1.0356 | 1.0356 | 1.0466 | 1.0455 | 1.0368 | 1.0368 | 1.0488 | 1.0427 | 1.0356 | 1.0356 | 1.0466 | 1.0455 | 0.19076 | 0.19076 | 0.19095 | 0.22217 | 0.16276 | 0.16276 | 0.16602 | 0.19973 | 0.19076 | 0.19076 | 0.19095 | 0.22217 | 0 | 0 | 0 | 0 | 103.8912 | 0 | 0 | 0 | 4450417.2 | 0 | 0 | 0 | 787787.144 | 4450417.2 | 530985.848 | 53.5466 | 31.5493 | 73.943 | 54.3747 | 505746.383
73 | WKM | 1 | 2013 | 2011 | 0.22003 | 0.05832 | 0.1882 | 0.53346 | 178.3688 | 86.9902 | 59.8709 | 54.932 | 44456.307 | 24161.766 | 113286.017 | 349987.087 | 2284.0159 | 36039486.14 | 15779 | 38.714 | 39667.0859 | 0.0024535 | -0.26908 | -0.26908 | -0.08142 | 2.3318 | 91.3786 | 0 | 0 | 0 | 4062355.897 | 0 | 0 | 0 | 87.2593 | 87.2593 | 59.9523 | 52.6002 | 86.9902 | 86.9902 | 59.8709 | 54.932 | 7929619.136 | 2101836.966 | 6782536.464 | 19225493.58 | 1.0356 | 1.0356 | 1.0466 | 1.0455 | 1.0368 | 1.0368 | 1.0488 | 1.0427 | 1.0356 | 1.0356 | 1.0466 | 1.0455 | 0.19076 | 0.19076 | 0.19095 | 0.22217 | 0.16276 | 0.16276 | 0.16602 | 0.19973 | 0.19076 | 0.19076 | 0.19095 | 0.22217 | 0 | 0 | 0 | 0 | 103.6997 | 0 | 0 | 0 | 4610107.527 | 0 | 0 | 0 | 646242.0023 | 4610107.527 | 531891.177 | 55.5704 | 30.2022 | 73.682 | 54.4939 | 507729.411
74 | WKM | 1 | 2014 | 2012 | 0.15806 | 0.066363 | 0.20872 | 0.56685 | 230.5553 | 118.3148 | 101.1325 | 88.8247 | 37741.753 | 30878.69 | 113619.325 | 351323.685 | 3493.135 | 55051807.16 | 15760 | 54.132 | 39103.5638 | 0.0034348 | -8.6242 | -8.6242 | -10.1611 | -7.9407 | 112.2404 | 0 | 0 | 0 | 4236151.22 | 0 | 0 | 0 | 126.9391 | 126.9391 | 111.2936 | 96.7654 | 118.3148 | 118.3148 | 101.1325 | 88.8247 | 8701559.931 | 3653406.648 | 11490609.08 | 31206231.5 | 1.0356 | 1.0356 | 1.0466 | 1.0455 | 1.0368 | 1.0368 | 1.0488 | 1.0427 | 1.0356 | 1.0356 | 1.0466 | 1.0455 | 0.19076 | 0.19076 | 0.19095 | 0.22217 | 0.16276 | 0.16276 | 0.16602 | 0.19973 | 0.19076 | 0.19076 | 0.19095 | 0.22217 | 0 | 0 | 0 | 0 | 108.015 | 0 | 0 | 0 | 4076674.035 | 0 | 0 | 0 | 1153566.0987 | 4076674.035 | 533563.453 | 47.1772 | 38.5984 | 73.8987 | 54.702 | 502684.763
75 | WKM | 1 | 2015 | 2013 | 0.17067 | 0.055899 | 0.19367 | 0.57976 | 241.0809 | 88.574 | 86.2434 | 83.0791 | 35262.815 | 31436.077 | 111858.519 | 347604.436 | 3180.5969 | 49811328.2 | 15661 | 53.372 | 40467.497 | 0.003408 | 8.3564 | 8.3564 | 11.0071 | 7.0902 | 152.5069 | 0 | 0 | 0 | 5377821.237 | 0 | 0 | 0 | 80.2176 | 80.2176 | 75.2363 | 75.9889 | 88.574 | 88.574 | 86.2434 | 83.0791 | 8501191.442 | 2784420.537 | 9647057.276 | 28878658.94 | 1.0356 | 1.0356 | 1.0466 | 1.0455 | 1.0368 | 1.0368 | 1.0488 | 1.0427 | 1.0356 | 1.0356 | 1.0466 | 1.0455 | 0.19076 | 0.19076 | 0.19095 | 0.22217 | 0.16276 | 0.16276 | 0.16602 | 0.19973 | 0.19076 | 0.19076 | 0.19095 | 0.22217 | 0 | 0 | 0 | 0 | 124.8712 | 0 | 0 | 0 | 4403308.35 | 0 | 0 | 0 | 847559.4336 | 4403308.35 | 526161.847 | 44.0785 | 39.2951 | 72.7535 | 54.1229 | 494725.77
76 | WKM | 1 | 2016 | 2014 | 0.17585 | 0.069174 | 0.1924 | 0.56257 | 225.0905 | 98.2764 | 77.9615 | 72.9451 | 35375.872 | 31871.818 | 111748.615 | 349214.176 | 2883.1948 | 45280574.38 | 15705 | 51.426 | 39486.1194 | 0.0032745 | 7.1924 | 7.1924 | 4.8474 | 3.8074 | 126.8142 | 0 | 0 | 0 | 4486161.433 | 0 | 0 | 0 | 91.084 | 91.084 | 73.1141 | 69.1377 | 98.2764 | 98.2764 | 77.9615 | 72.9451 | 7962773.041 | 3132245.967 | 8712090.3 | 25473465.07 | 1.0356 | 1.0356 | 1.0466 | 1.0455 | 1.0368 | 1.0368 | 1.0488 | 1.0427 | 1.0356 | 1.0356 | 1.0466 | 1.0455 | 0.19076 | 0.19076 | 0.19095 | 0.22217 | 0.16276 | 0.16276 | 0.16602 | 0.19973 | 0.19076 | 0.19076 | 0.19095 | 0.22217 | 0 | 0 | 0 | 0 | 138.7734 | 0 | 0 | 0 | 4909231.719 | 0 | 0 | 0 | 797176.8946 | 4909231.719 | 528210.481 | 44.2198 | 39.8398 | 72.682 | 54.3736 | 496338.663
77 | WKM | 1 | 2017 | 2015 | 0.1942 | 0.058162 | 0.15559 | 0.59205 | 218.2613 | 74.787 | 79.6427 | 82.3246 | 35375.872 | 30921.363 | 77675.742 | 285939.886 | 2493.7212 | 39759891.03 | 15944 | 51.954 | 33348.5688 | 0.0032585 | 1.8167 | 1.8167 | 3.8758 | 3.9882 | 143.4743 | 0 | 0 | 0 | 5075529.069 | 0 | 0 | 0 | 72.9703 | 72.9703 | 75.7669 | 78.3364 | 74.787 | 74.787 | 79.6427 | 82.3246 | 7721184.217 | 2312515.807 | 6186308.988 | 23539882.02 | 1.0356 | 1.0356 | 1.0466 | 1.0455 | 1.0368 | 1.0368 | 1.0488 | 1.0427 | 1.0356 | 1.0356 | 1.0466 | 1.0455 | 0.19076 | 0.19076 | 0.19095 | 0.22217 | 0.16276 | 0.16276 | 0.16602 | 0.19973 | 0.19076 | 0.19076 | 0.19095 | 0.22217 | 0 | 0 | 0 | 0 | 147.0038 | 0 | 0 | 0 | 5200388.822 | 0 | 0 | 0 | 692835.6566 | 5200388.822 | 429912.863 | 44.2198 | 38.6517 | 50.5208 | 44.5216 | 398991.5
78 | WKM | 1 | 2018 | 2016 | 0.3334 | 0.11078 | 0.14 | 0.41582 | 220.6257 | 84.7564 | 65.2063 | 62.9442 | 35375.872 | 30597.466 | 50261.016 | 154649.536 | 1446.745 | 23409780.73 | 16181 | 48.296 | 34008.3824 | 0.0029847 | 9.7428 | 9.7428 | 3.355 | 2.137 | 135.8693 | 0 | 0 | 0 | 4806494.76 | 0 | 0 | 0 | 75.0136 | 75.0136 | 61.8514 | 60.8072 | 84.7564 | 84.7564 | 65.2063 | 62.9442 | 7804825.06 | 2593329.979 | 3277337.049 | 9734288.646 | 1.0356 | 1.0356 | 1.0466 | 1.0455 | 1.0368 | 1.0368 | 1.0488 | 1.0427 | 1.0356 | 1.0356 | 1.0466 | 1.0455 | 0.19076 | 0.19076 | 0.19095 | 0.22217 | 0.16276 | 0.16276 | 0.16602 | 0.19973 | 0.19076 | 0.19076 | 0.19095 | 0.22217 | 0 | 0 | 0 | 0 | 155.4178 | 0 | 0 | 0 | 5498039.889 | 0 | 0 | 0 | 333670.12 | 5498039.889 | 270883.89 | 44.2198 | 38.2468 | 32.6901 | 24.0793 | 240286.424
79 | WKM | 1 | 2019 | 2017 | 0.0049972 | 0.22864 | 0.23964 | 0.52672 | 145.3877 | 122.7599 | 76.732 | 54.5118 | 571.451 | 30965.412 | 51923.576 | 160648.164 | 1011.4875 | 16625819.78 | 16437 | 51.098 | 33811.9018 | 0.0031087 | -6.0799 | -6.0799 | -1.4208 | 0.50218 | 22.6278 | 0 | 0 | 0 | 12930.6904 | 0 | 0 | 0 | 128.8397 | 128.8397 | 78.1528 | 54.0097 | 122.7599 | 122.7599 | 76.732 | 54.5118 | 83081.9462 | 3801310.245 | 3984200.174 | 8757227.41 | 1.0356 | 1.0356 | 1.0466 | 1.0455 | 1.0368 | 1.0368 | 1.0488 | 1.0427 | 1.0356 | 1.0356 | 1.0466 | 1.0455 | 0.19076 | 0.19076 | 0.19095 | 0.22217 | 0.16276 | 0.16276 | 0.16602 | 0.19973 | 0.19076 | 0.19076 | 0.19095 | 0.22217 | 0 | 0 | 0 | 0 | 150.6425 | 0 | 0 | 0 | 86084.8215 | 0 | 0 | 0 | 293317.9629 | 86084.8215 | 244108.603 | 0.71431 | 38.7068 | 33.7714 | 25.0133 | 213143.191
224 | WKM | 1 | 2020 | 2018 | 6.9023e-05 | 0.18272 | 0.23683 | 0.58038 | 283.5983 | 134.7802 | 107.5773 | 85.5382 | 10.0409 | 30720.9528 | 49886.1526 | 153748.8485 | 1376.0029 | 22660149.4907 | 16468.0972 | 51.098 | 34486.689 | 0.0031028 | 4.6324 | 4.6324 | 4.7894 | 3.724 | 148.8182 | 0 | 0 | 0 | 210.7487 | 0 | 0 | 0 | 130.1478 | 130.1478 | 102.7879 | 81.8142 | 134.7802 | 134.7802 | 107.5773 | 85.5382 | 1564.0646 | 4140574.9466 | 5366616.7389 | 13151393.7406 | 0.90333 | 0.90333 | 1.0413 | 1.0397 | 0.90442 | 0.90442 | 1.0435 | 1.0368 | 0.90333 | 0.90333 | 1.0413 | 1.0397 | 0.19076 | 0.19076 | 0.19095 | 0.22217 | 0.16276 | 0.16276 | 0.16602 | 0.19973 | 0.19076 | 0.19076 | 0.19095 | 0.22217 | 0 | 0 | 0 | 0 | 158.4848 | 0 | 0 | 0 | 90566.3066 | 0 | 0 | 0 | 355276.8938 | 90566.3066 | 234365.9948 | 0.012551 | 38.4012 | 32.4463 | 23.9391 | 203645.0421
246 | WKM | 1 | 2021 | 2019 | 0.00011813 | 0.16534 | 0.24203 | 0.59252 | 258.9509 | 117.5666 | 107.0285 | 85.0606 | 10.0409 | 31240.7628 | 50234.4857 | 154742.8429 | 1346.3964 | 22214535.8565 | 16499.2533 | 51.098 | 35174.9429 | 0.003097 | -12.5812 | -12.5812 | 4.2406 | 3.2464 | 141.3843 | 0 | 0 | 0 | 1443.7316 | 0 | 0 | 0 | 130.1478 | 130.1478 | 102.7879 | 81.8142 | 117.5666 | 117.5666 | 107.0285 | 85.0606 | 2624.2078 | 3672870.4857 | 5376522.906 | 13162518.257 | 0.90333 | 0.90333 | 1.0422 | 1.0406 | 0.90442 | 0.90442 | 1.0444 | 1.0377 | 0.90333 | 0.90333 | 1.0422 | 1.0406 | 0.19076 | 0.19076 | 0.19095 | 0.22217 | 0.16276 | 0.16276 | 0.16602 | 0.19973 | 0.19076 | 0.19076 | 0.19095 | 0.22217 | 0 | 0 | 0 | 0 | 148.8182 | 0 | 0 | 0 | 1494.2705 | 0 | 0 | 0 | 365600.4128 | 1494.2705 | 236228.1324 | 0.012551 | 39.051 | 32.6728 | 24.0939 | 204987.3696
268 | WKM | 1 | 2022 | 2020 | 0.00011474 | 0.16517 | 0.24207 | 0.59264 | 254.0914 | 117.5666 | 107.1257 | 85.1321 | 10.0409 | 31365.0774 | 50449.0845 | 155417.3311 | 1350.5631 | 22325441.1468 | 16530.4682 | 51.098 | 35876.9323 | 0.0030911 | -12.5812 | -12.5812 | 4.3378 | 3.3179 | 136.5247 | 0 | 0 | 0 | 1381.1825 | 0 | 0 | 0 | 130.1478 | 130.1478 | 102.7879 | 81.8142 | 117.5666 | 117.5666 | 107.1257 | 85.1321 | 2561.6586 | 3687485.7217 | 5404392.3949 | 13231001.3716 | 0.90333 | 0.90333 | 1.0428 | 1.0411 | 0.90442 | 0.90442 | 1.045 | 1.0383 | 0.90333 | 0.90333 | 1.0428 | 1.0411 | 0.19076 | 0.19076 | 0.19095 | 0.22217 | 0.16276 | 0.16276 | 0.16602 | 0.19973 | 0.19076 | 0.19076 | 0.19095 | 0.22217 | 0 | 0 | 0 | 0 | 141.3843 | 0 | 0 | 0 | 1419.6271 | 0 | 0 | 0 | 372434.0733 | 1419.6271 | 237241.5339 | 0.012551 | 39.2063 | 32.8124 | 24.1989 | 205876.4566
290 | WKM | 1 | 2023 | 2021 | 0.00011336 | 0.16508 | 0.24209 | 0.59271 | 252.2415 | 117.5666 | 107.1852 | 85.1803 | 10.0409 | 31492.4825 | 50656.1476 | 156058.1081 | 1354.1857 | 22427674.6678 | 16561.7423 | 51.098 | 36592.9315 | 0.0030853 | -12.5812 | -12.5812 | 4.3973 | 3.3661 | 134.6749 | 0 | 0 | 0 | 1361.8731 | 0 | 0 | 0 | 130.1478 | 130.1478 | 102.7879 | 81.8142 | 117.5666 | 117.5666 | 107.1852 | 85.1803 | 2542.3493 | 3702464.3153 | 5429587.8249 | 13293080.1784 | 0.90333 | 0.90333 | 1.0433 | 1.0417 | 0.90442 | 0.90442 | 1.0456 | 1.0389 | 0.90333 | 0.90333 | 1.0433 | 1.0417 | 0.19076 | 0.19076 | 0.19095 | 0.22217 | 0.16276 | 0.16276 | 0.16602 | 0.19973 | 0.19076 | 0.19076 | 0.19095 | 0.22217 | 0 | 0 | 0 | 0 | 136.5247 | 0 | 0 | 0 | 1370.8332 | 0 | 0 | 0 | 378978.7691 | 1370.8332 | 238216.7791 | 0.012551 | 39.3656 | 32.9471 | 24.2987 | 206724.2966
312 | WKM | 1 | 2024 | 2022 | 5.1054e-05 | 0.15618 | 0.23567 | 0.6081 | 144.6679 | 144.6679 | 134.3437 | 112.3273 | 10.0409 | 30716.2026 | 49910.6114 | 154029.6007 | 1714.6917 | 28452007.9961 | 16593.0755 | 51.098 | 37323.2199 | 0.0030794 | -12.5812 | -12.5812 | 4.4545 | 3.4118 | 27.1013 | 27.1013 | 27.1013 | 27.1013 | 272.1221 | 853488.0816 | 1372848.8432 | 4229381.8924 | 130.1478 | 130.1478 | 102.7879 | 81.8142 | 117.5666 | 117.5666 | 107.2424 | 85.226 | 1452.5982 | 4443649.5834 | 6705175.6576 | 17301730.1569 | 0.90333 | 0.90333 | 1.0413 | 1.0399 | 0.90442 | 0.90442 | 1.0436 | 1.0371 | 0.90333 | 0.90333 | 1.0413 | 1.0399 | 0.19076 | 0.19076 | 0.19095 | 0.22217 | 0.16276 | 0.16276 | 0.16602 | 0.19973 | 0.19076 | 0.19076 | 0.19095 | 0.22217 | 0 | 0 | 0 | 0 | 27.1013 | 27.1013 | 27.1013 | 27.1013 | 272.1221 | 853488.0816 | 1372848.8432 | 4229381.8924 | 357646.1683 | 6455990.9392 | 234666.4556 | 0.012551 | 38.3953 | 32.4622 | 23.9828 | 203950.253
334 | WKM | 1 | 2025 | 2023 | 8.8524e-05 | 0.15642 | 0.23565 | 0.60785 | 144.2509 | 144.2509 | 133.7214 | 111.7662 | 17.4603 | 30851.5186 | 50138.6893 | 154737.2833 | 1711.447 | 28451896.3662 | 16624.468 | 51.098 | 38068.0827 | 0.0030736 | -12.5812 | -12.5812 | 4.2493 | 3.2678 | 26.6843 | 26.6843 | 26.6843 | 26.6843 | 267.9343 | 819639.1205 | 1331827.7045 | 4110165.8335 | 130.1478 | 130.1478 | 102.7879 | 81.8142 | 117.5666 | 117.5666 | 107.0372 | 85.082 | 2518.6621 | 4450358.2962 | 6704617.5221 | 17294401.8858 | 0.91237 | 0.91237 | 1.042 | 1.0406 | 0.91346 | 0.91346 | 1.0442 | 1.0377 | 0.91237 | 0.91237 | 1.042 | 1.0406 | 0.19076 | 0.19076 | 0.19095 | 0.22217 | 0.16276 | 0.16276 | 0.16602 | 0.19973 | 0.19076 | 0.19076 | 0.19095 | 0.22217 | 0 | 0 | 0 | 0 | 26.6843 | 26.6843 | 26.6843 | 26.6843 | 267.9343 | 819639.1205 | 1331827.7045 | 4110165.8335 | 364776.4005 | 6261900.5928 | 235744.9515 | 0.021825 | 38.5644 | 32.6105 | 24.093 | 204893.4329
356 | WKM | 1 | 2026 | 2024 | 0.00025496 | 0.15751 | 0.23551 | 0.60672 | 144.5207 | 144.5207 | 132.8792 | 110.9113 | 50.137 | 30973.7719 | 50370.854 | 155465.0876 | 1706.2802 | 28419666.6995 | 16655.9199 | 51.098 | 38827.8108 | 0.0030678 | -11.4055 | -11.4055 | 4.3129 | 3.3186 | 25.7785 | 25.7785 | 25.7785 | 25.7785 | 450.0996 | 795304.987 | 1292498.7611 | 3988890.611 | 130.1478 | 130.1478 | 102.7879 | 81.8142 | 118.7423 | 118.7423 | 107.1008 | 85.1328 | 7245.8341 | 4476352.5737 | 6693240.5257 | 17242827.766 | 0.92149 | 0.92149 | 1.0426 | 1.0412 | 0.9226 | 0.9226 | 1.0448 | 1.0383 | 0.92149 | 0.92149 | 1.0426 | 1.0412 | 0.19076 | 0.19076 | 0.19095 | 0.22217 | 0.16276 | 0.16276 | 0.16602 | 0.19973 | 0.19076 | 0.19076 | 0.19095 | 0.22217 | 0 | 0 | 0 | 0 | 25.7785 | 25.7785 | 25.7785 | 25.7785 | 450.0996 | 795304.987 | 1292498.7611 | 3988890.611 | 371998.1658 | 6077144.4587 | 236859.8505 | 0.062671 | 38.7172 | 32.7615 | 24.2063 | 205886.0786
378 | WKM | 1 | 2027 | 2025 | 0.00042163 | 0.1586 | 0.23536 | 0.60562 | 144.8938 | 144.8938 | 132.1293 | 110.149 | 82.6606 | 31094.2261 | 50600.1225 | 156183.3424 | 1702.271 | 28406530.6074 | 16687.4312 | 51.098 | 39602.7009 | 0.003062 | -10.2181 | -10.2181 | 4.3773 | 3.3706 | 24.9641 | 24.9641 | 24.9641 | 24.9641 | 1251.6254 | 773232.7995 | 1257463.7834 | 3881048.3005 | 130.1478 | 130.1478 | 102.7879 | 81.8142 | 119.9297 | 119.9297 | 107.1652 | 85.1848 | 11977.011 | 4505360.9068 | 6685761.2218 | 17203431.4677 | 0.9307 | 0.9307 | 1.0432 | 1.0418 | 0.93183 | 0.93183 | 1.0454 | 1.039 | 0.9307 | 0.9307 | 1.0432 | 1.0418 | 0.19076 | 0.19076 | 0.19095 | 0.22217 | 0.16276 | 0.16276 | 0.16602 | 0.19973 | 0.19076 | 0.19076 | 0.19095 | 0.22217 | 0 | 0 | 0 | 0 | 24.9641 | 24.9641 | 24.9641 | 24.9641 | 1251.6254 | 773232.7995 | 1257463.7834 | 3881048.3005 | 379193.5095 | 5912996.5088 | 237960.3516 | 0.10333 | 38.8678 | 32.9106 | 24.3182 | 206866.1255
400 | WKM | 1 | 2028 | 2026 | 0.00058873 | 0.1597 | 0.23519 | 0.60453 | 145.3635 | 145.3635 | 131.4632 | 109.4705 | 115.0656 | 31213.0168 | 50826.7573 | 156892.9072 | 1699.3212 | 28410955.5216 | 16719.0022 | 51.098 | 40393.0555 | 0.0030562 | -9.0188 | -9.0188 | 4.4408 | 3.4218 | 24.2345 | 24.2345 | 24.2345 | 24.2345 | 2003.2406 | 753553.7763 | 1226269.8968 | 3785028.9981 | 130.1478 | 130.1478 | 102.7879 | 81.8142 | 121.129 | 121.129 | 107.2286 | 85.236 | 16726.3472 | 4537233.8948 | 6681846.5592 | 17175148.7203 | 0.94001 | 0.94001 | 1.0438 | 1.0424 | 0.94114 | 0.94114 | 1.046 | 1.0396 | 0.94001 | 0.94001 | 1.0438 | 1.0424 | 0.19076 | 0.19076 | 0.19095 | 0.22217 | 0.16276 | 0.16276 | 0.16602 | 0.19973 | 0.19076 | 0.19076 | 0.19095 | 0.22217 | 0 | 0 | 0 | 0 | 24.2345 | 24.2345 | 24.2345 | 24.2345 | 2003.2406 | 753553.7763 | 1226269.8968 | 3785028.9981 | 386370.0627 | 5766855.9117 | 239047.7469 | 0.14383 | 39.0163 | 33.0581 | 24.4286 | 207834.7301
422 | WKM | 1 | 2029 | 2027 | 0.00075903 | 0.16082 | 0.23501 | 0.60342 | 145.8466 | 145.8466 | 130.7974 | 108.7926 | 147.882 | 31332.0045 | 51054.4144 | 157605.7719 | 1696.3753 | 28415360.1926 | 16750.633 | 51.098 | 41199.1833 | 0.0030504 | -7.8075 | -7.8075 | 4.5032 | 3.4722 | 23.5063 | 23.5063 | 23.5063 | 23.5063 | 2704.765 | 733701.8347 | 1194747.8624 | 3687968.2164 | 130.1478 | 130.1478 | 102.7879 | 81.8142 | 122.3403 | 122.3403 | 107.2911 | 85.2863 | 21568.0785 | 4569665.078 | 6677782.4575 | 17146344.5785 | 0.94941 | 0.94941 | 1.0444 | 1.0431 | 0.95055 | 0.95055 | 1.0467 | 1.0402 | 0.94941 | 0.94941 | 1.0444 | 1.0431 | 0.19076 | 0.19076 | 0.19095 | 0.22217 | 0.16276 | 0.16276 | 0.16602 | 0.19973 | 0.19076 | 0.19076 | 0.19095 | 0.22217 | 0 | 0 | 0 | 0 | 23.5063 | 23.5063 | 23.5063 | 23.5063 | 2704.765 | 733701.8347 | 1194747.8624 | 3687968.2164 | 393647.1696 | 5619122.6786 | 240140.0728 | 0.18485 | 39.165 | 33.2061 | 24.5396 | 208808.0683
444 | WKM | 1 | 2030 | 2028 | 0.000931 | 0.16194 | 0.23482 | 0.60231 | 146.3796 | 146.3796 | 130.1694 | 108.1526 | 180.8065 | 31450.3649 | 51281.4112 | 158316.4088 | 1693.9109 | 28427761.2969 | 16782.3236 | 51.098 | 42021.3991 | 0.0030446 | -6.5841 | -6.5841 | 4.5657 | 3.5225 | 22.8159 | 22.8159 | 22.8159 | 22.8159 | 3374.0583 | 714867.4104 | 1164851.6453 | 3595915.1631 | 130.1478 | 130.1478 | 102.7879 | 81.8142 | 123.5637 | 123.5637 | 107.3536 | 85.3367 | 26466.3807 | 4603690.8978 | 6675272.4627 | 17122331.5557 | 0.9589 | 0.9589 | 1.045 | 1.0437 | 0.96006 | 0.96006 | 1.0473 | 1.0408 | 0.9589 | 0.9589 | 1.045 | 1.0437 | 0.19076 | 0.19076 | 0.19095 | 0.22217 | 0.16276 | 0.16276 | 0.16602 | 0.19973 | 0.19076 | 0.19076 | 0.19095 | 0.22217 | 0 | 0 | 0 | 0 | 22.8159 | 22.8159 | 22.8159 | 22.8159 | 3374.0583 | 714867.4104 | 1164851.6453 | 3595915.1631 | 400970.9185 | 5479008.2771 | 241228.9913 | 0.22601 | 39.313 | 33.3538 | 24.6503 | 209778.6264
466 | WKM | 1 | 2031 | 2029 | 0.0011046 | 0.16308 | 0.23461 | 0.6012 | 146.9614 | 146.9614 | 129.5777 | 107.5488 | 213.8298 | 31568.1236 | 51507.7858 | 159024.9365 | 1691.911 | 28447916.7302 | 16814.0741 | 51.098 | 42860.0239 | 0.0030389 | -5.3484 | -5.3484 | 4.6277 | 3.5725 | 22.162 | 22.162 | 22.162 | 22.162 | 4007.0431 | 697004.5564 | 1136501.1948 | 3508616.1568 | 130.1478 | 130.1478 | 102.7879 | 81.8142 | 124.7993 | 124.7993 | 107.4156 | 85.3867 | 31424.7162 | 4639294.7695 | 6674258.0155 | 17102939.2291 | 0.96766 | 0.96766 | 1.0456 | 1.0443 | 0.96883 | 0.96883 | 1.0479 | 1.0414 | 0.96766 | 0.96766 | 1.0456 | 1.0443 | 0.19076 | 0.19076 | 0.19095 | 0.22217 | 0.16276 | 0.16276 | 0.16602 | 0.19973 | 0.19076 | 0.19076 | 0.19095 | 0.22217 | 0 | 0 | 0 | 0 | 22.162 | 22.162 | 22.162 | 22.162 | 4007.0431 | 697004.5564 | 1136501.1948 | 3508616.1568 | 408331.4346 | 5346128.9511 | 242314.6757 | 0.26729 | 39.4602 | 33.501 | 24.7606 | 210746.552
488 | WKM | 1 | 2032 | 2030 | 0.0012635 | 0.16412 | 0.23442 | 0.6002 | 147.5419 | 147.5419 | 129.0801 | 107.0393 | 243.9477 | 31686.2067 | 51731.8214 | 159725.1527 | 1690.944 | 28485447.7908 | 16845.8847 | 51.098 | 43715.3852 | 0.0030331 | -4.2087 | -4.2087 | 4.6894 | 3.6222 | 21.6029 | 21.6029 | 21.6029 | 21.6029 | 4619.3338 | 681961.6488 | 1112715.3112 | 3435392.9028 | 130.1478 | 130.1478 | 102.7879 | 81.8142 | 125.939 | 125.939 | 107.4772 | 85.4364 | 35992.502 | 4675042.2518 | 6677548.8005 | 17096864.2366 | 0.97448 | 0.97448 | 1.0462 | 1.0449 | 0.97565 | 0.97565 | 1.0485 | 1.042 | 0.97448 | 0.97448 | 1.0462 | 1.0449 | 0.19076 | 0.19076 | 0.19095 | 0.22217 | 0.16276 | 0.16276 | 0.16602 | 0.19973 | 0.19076 | 0.19076 | 0.19095 | 0.22217 | 0 | 0 | 0 | 0 | 21.6029 | 21.6029 | 21.6029 | 21.6029 | 4619.3338 | 681961.6488 | 1112715.3112 | 3435392.9028 | 415647.3044 | 5234689.1966 | 243387.1285 | 0.30493 | 39.6078 | 33.6467 | 24.8696 | 211700.9218
510 | WKM | 1 | 2033 | 2031 | 0.0013887 | 0.16494 | 0.23428 | 0.59939 | 147.9325 | 147.9325 | 128.6445 | 106.5918 | 267.8156 | 31808.5748 | 51956.3612 | 160425.6002 | 1690.3375 | 28529102.5894 | 16877.7555 | 51.098 | 44587.817 | 0.0030274 | -3.3218 | -3.3218 | 4.7501 | 3.6711 | 21.1065 | 21.1065 | 21.1065 | 21.1065 | 5148.8882 | 668785.6827 | 1091878.9315 | 3371242.7755 | 130.1478 | 130.1478 | 102.7879 | 81.8142 | 126.8259 | 126.8259 | 107.538 | 85.4853 | 39618.618 | 4705520.9012 | 6683902.2875 | 17100060.7828 | 0.97924 | 0.97924 | 1.0468 | 1.0455 | 0.98042 | 0.98042 | 1.049 | 1.0426 | 0.97924 | 0.97924 | 1.0468 | 1.0455 | 0.19076 | 0.19076 | 0.19095 | 0.22217 | 0.16276 | 0.16276 | 0.16602 | 0.19973 | 0.19076 | 0.19076 | 0.19095 | 0.22217 | 0 | 0 | 0 | 0 | 21.1065 | 21.1065 | 21.1065 | 21.1065 | 5148.8882 | 668785.6827 | 1091878.9315 | 3371242.7755 | 422995.2329 | 5137056.2779 | 244458.3518 | 0.33477 | 39.7607 | 33.7928 | 24.9787 | 212649.777
532 | WKM | 1 | 2034 | 2032 | 0.0014828 | 0.16555 | 0.23423 | 0.59874 | 148.0112 | 148.0112 | 128.1636 | 106.0989 | 286.07 | 31937.9727 | 52186.5186 | 161143.0275 | 1688.6789 | 28555030.224 | 16909.6865 | 51.098 | 45477.6601 | 0.0030217 | -2.7014 | -2.7014 | 4.8108 | 3.7199 | 20.5649 | 20.5649 | 20.5649 | 20.5649 | 5507.5892 | 654138.8211 | 1068475.1855 | 3299129.6705 | 130.1478 | 130.1478 | 102.7879 | 81.8142 | 127.4464 | 127.4464 | 107.5987 | 85.5341 | 42341.5772 | 4727178.6959 | 6688409.7511 | 17097100.1998 | 0.98258 | 0.98258 | 1.0474 | 1.0461 | 0.98377 | 0.98377 | 1.0497 | 1.0432 | 0.98258 | 0.98258 | 1.0474 | 1.0461 | 0.19076 | 0.19076 | 0.19095 | 0.22217 | 0.16276 | 0.16276 | 0.16602 | 0.19973 | 0.19076 | 0.19076 | 0.19095 | 0.22217 | 0 | 0 | 0 | 0 | 20.5649 | 20.5649 | 20.5649 | 20.5649 | 5507.5892 | 654138.8211 | 1068475.1855 | 3299129.6705 | 430544.051 | 5027251.2663 | 245553.5888 | 0.35759 | 39.9225 | 33.9425 | 25.0904 | 213615.6161
554 | WKM | 1 | 2035 | 2033 | 0.0015525 | 0.16599 | 0.23422 | 0.59823 | 147.9301 | 147.9301 | 127.7101 | 105.6332 | 299.9587 | 32071.1691 | 52418.2154 | 161864.4315 | 1687.0383 | 28581259.6465 | 16941.678 | 51.098 | 46385.2618 | 0.0030159 | -2.267 | -2.267 | 4.8728 | 3.7696 | 20.0494 | 20.0494 | 20.0494 | 20.0494 | 5735.5399 | 640338.0287 | 1046309.7577 | 3230825.2511 | 130.1478 | 130.1478 | 102.7879 | 81.8142 | 127.8807 | 127.8807 | 107.6607 | 85.5838 | 44372.9402 | 4744292.5849 | 6694334.8499 | 17098259.2715 | 0.98497 | 0.98497 | 1.048 | 1.0467 | 0.98615 | 0.98615 | 1.0503 | 1.0438 | 0.98497 | 0.98497 | 1.048 | 1.0467 | 0.19076 | 0.19076 | 0.19095 | 0.22217 | 0.16276 | 0.16276 | 0.16602 | 0.19973 | 0.19076 | 0.19076 | 0.19095 | 0.22217 | 0 | 0 | 0 | 0 | 20.0494 | 20.0494 | 20.0494 | 20.0494 | 5735.5399 | 640338.0287 | 1046309.7577 | 3230825.2511 | 438158.7659 | 4923208.5774 | 246653.7748 | 0.37495 | 40.089 | 34.0931 | 25.2027 | 214582.6057
576 | WKM | 1 | 2036 | 2034 | 0.0016057 | 0.16633 | 0.23424 | 0.59782 | 147.7514 | 147.7514 | 127.2831 | 105.1939 | 310.9141 | 32206.9136 | 52650.9107 | 162588.3431 | 1685.5119 | 28609423.2967 | 16973.73 | 51.098 | 47310.9766 | 0.0030102 | -1.9566 | -1.9566 | 4.9349 | 3.8194 | 19.5603 | 19.5603 | 19.5603 | 19.5603 | 5867.278 | 627321.1369 | 1025315.1158 | 3166114.0537 | 130.1478 | 130.1478 | 102.7879 | 81.8142 | 128.1911 | 128.1911 | 107.7228 | 85.6336 | 45937.9988 | 4758617.5049 | 6701570.1968 | 17103297.5961 | 0.98676 | 0.98676 | 1.0486 | 1.0473 | 0.98795 | 0.98795 | 1.0509 | 1.0444 | 0.98676 | 0.98676 | 1.0486 | 1.0473 | 0.19076 | 0.19076 | 0.19095 | 0.22217 | 0.16276 | 0.16276 | 0.16602 | 0.19973 | 0.19076 | 0.19076 | 0.19095 | 0.22217 | 0 | 0 | 0 | 0 | 19.5603 | 19.5603 | 19.5603 | 19.5603 | 5867.278 | 627321.1369 | 1025315.1158 | 3166114.0537 | 445825.0667 | 4824617.5843 | 247757.0815 | 0.38864 | 40.2586 | 34.2445 | 25.3154 | 215550.1679
598 | WKM | 1 | 2037 | 2035 | 0.0016483 | 0.1666 | 0.23428 | 0.59747 | 147.5213 | 147.5213 | 126.881 | 104.7794 | 320.0134 | 32344.2725 | 52884.226 | 163313.7527 | 1684.1628 | 28640607.4803 | 17005.8427 | 51.098 | 48255.166 | 0.0030045 | -1.7225 | -1.7225 | 4.9971 | 3.8692 | 19.0961 | 19.0961 | 19.0961 | 19.0961 | 5937.2356 | 615025.335 | 1005425.2452 | 3104797.6685 | 130.1478 | 130.1478 | 102.7879 | 81.8142 | 128.4252 | 128.4252 | 107.785 | 85.6834 | 47208.8007 | 4771469.3344 | 6710005.1456 | 17111924.1997 | 0.98821 | 0.98821 | 1.0492 | 1.0479 | 0.9894 | 0.9894 | 1.0515 | 1.045 | 0.98821 | 0.98821 | 1.0492 | 1.0479 | 0.19076 | 0.19076 | 0.19095 | 0.22217 | 0.16276 | 0.16276 | 0.16602 | 0.19973 | 0.19076 | 0.19076 | 0.19095 | 0.22217 | 0 | 0 | 0 | 0 | 19.0961 | 19.0961 | 19.0961 | 19.0961 | 5937.2356 | 615025.335 | 1005425.2452 | 3104797.6685 | 453533.6116 | 4731185.4843 | 248862.2646 | 0.40002 | 40.4303 | 34.3962 | 25.4284 | 216517.9921
620 | WKM | 1 | 2038 | 2036 | 0.0016842 | 0.16682 | 0.23433 | 0.59716 | 147.2686 | 147.2686 | 126.5025 | 104.3885 | 327.9401 | 32482.6592 | 53117.9359 | 164040.0675 | 1683.026 | 28675424.5694 | 17038.0161 | 51.098 | 49218.1986 | 0.0029989 | -1.5346 | -1.5346 | 5.0592 | 3.9189 | 18.6554 | 18.6554 | 18.6554 | 18.6554 | 5969.9947 | 603396.9562 | 986579.031 | 3046691.5409 | 130.1478 | 130.1478 | 102.7879 | 81.8142 | 128.6132 | 128.6132 | 107.8471 | 85.7331 | 48295.2785 | 4783676.355 | 6719552.1274 | 17123900.8084 | 0.98943 | 0.98943 | 1.0498 | 1.0485 | 0.99063 | 0.99063 | 1.0521 | 1.0456 | 0.98943 | 0.98943 | 1.0498 | 1.0485 | 0.19076 | 0.19076 | 0.19095 | 0.22217 | 0.16276 | 0.16276 | 0.16602 | 0.19973 | 0.19076 | 0.19076 | 0.19095 | 0.22217 | 0 | 0 | 0 | 0 | 18.6554 | 18.6554 | 18.6554 | 18.6554 | 5969.9947 | 603396.9562 | 986579.031 | 3046691.5409 | 461279.0685 | 4642637.5228 | 249968.6027 | 0.40993 | 40.6033 | 34.5483 | 25.5415 | 217485.9435
642 | WKM | 1 | 2039 | 2037 | 0.0017156 | 0.16702 | 0.23438 | 0.59688 | 147.0096 | 147.0096 | 126.1462 | 104.0198 | 335.0926 | 32621.7413 | 53351.9268 | 164766.9993 | 1682.1161 | 28714142.2823 | 17070.2504 | 51.098 | 50200.4506 | 0.0029932 | -1.3753 | -1.3753 | 5.1211 | 3.9685 | 18.2372 | 18.2372 | 18.2372 | 18.2372 | 5980.6932 | 592391.2523 | 968719.9669 | 2991623.9442 | 130.1478 | 130.1478 | 102.7879 | 81.8142 | 128.7725 | 128.7725 | 107.909 | 85.7826 | 49261.8322 | 4795709.3897 | 6730141.2841 | 17139029.7763 | 0.99051 | 0.99051 | 1.0504 | 1.0491 | 0.99171 | 0.99171 | 1.0527 | 1.0462 | 0.99051 | 0.99051 | 1.0504 | 1.0491 | 0.19076 | 0.19076 | 0.19095 | 0.22217 | 0.16276 | 0.16276 | 0.16602 | 0.19973 | 0.19076 | 0.19076 | 0.19095 | 0.22217 | 0 | 0 | 0 | 0 | 18.2372 | 18.2372 | 18.2372 | 18.2372 | 5980.6932 | 592391.2523 | 968719.9669 | 2991623.9442 | 469058.9277 | 4558715.8566 | 251075.7601 | 0.41887 | 40.7772 | 34.7004 | 25.6547 | 218454.0188
664 | WKM | 1 | 2040 | 2038 | 0.0017438 | 0.16719 | 0.23444 | 0.59663 | 146.7528 | 146.7528 | 125.8108 | 103.672 | 341.6958 | 32761.3424 | 53586.1535 | 165494.4457 | 1681.4351 | 28756820.3757 | 17102.5456 | 51.098 | 51202.3054 | 0.0029875 | -1.2349 | -1.2349 | 5.1829 | 4.0179 | 17.8399 | 17.8399 | 17.8399 | 17.8399 | 5978.0338 | 581970.0856 | 951795.4647 | 2939434.2813 | 130.1478 | 130.1478 | 102.7879 | 81.8142 | 128.9129 | 128.9129 | 107.9708 | 85.8321 | 50144.8191 | 4807819.6841 | 6741714.6171 | 17157141.2553 | 0.99149 | 0.99149 | 1.051 | 1.0497 | 0.99268 | 0.99268 | 1.0533 | 1.0468 | 0.99149 | 0.99149 | 1.051 | 1.0497 | 0.19076 | 0.19076 | 0.19095 | 0.22217 | 0.16276 | 0.16276 | 0.16602 | 0.19973 | 0.19076 | 0.19076 | 0.19095 | 0.22217 | 0 | 0 | 0 | 0 | 17.8399 | 17.8399 | 17.8399 | 17.8399 | 5978.0338 | 581970.0856 | 951795.4647 | 2939434.2813 | 476872.3802 | 4479177.8654 | 252183.6374 | 0.42712 | 40.9517 | 34.8528 | 25.7679 | 219422.295
686 | WKM | 1 | 2041 | 2039 | 0.0017694 | 0.16735 | 0.23449 | 0.59639 | 146.5025 | 146.5025 | 125.4951 | 103.344 | 347.8762 | 32901.374 | 53820.6086 | 166222.4075 | 1680.9787 | 28803405.9578 | 17134.902 | 51.098 | 52224.1544 | 0.0029819 | -1.1079 | -1.1079 | 5.2445 | 4.0671 | 17.4627 | 17.4627 | 17.4627 | 17.4627 | 5966.9134 | 572099.8584 | 935756.248 | 2889971.5953 | 130.1478 | 130.1478 | 102.7879 | 81.8142 | 129.0399 | 129.0399 | 108.0324 | 85.8813 | 50964.7466 | 4820135.1317 | 6754221.8515 | 17178084.2281 | 0.99238 | 0.99238 | 1.0516 | 1.0503 | 0.99358 | 0.99358 | 1.0539 | 1.0474 | 0.99238 | 0.99238 | 1.0516 | 1.0503 | 0.19076 | 0.19076 | 0.19095 | 0.22217 | 0.16276 | 0.16276 | 0.16602 | 0.19973 | 0.19076 | 0.19076 | 0.19095 | 0.22217 | 0 | 0 | 0 | 0 | 17.4627 | 17.4627 | 17.4627 | 17.4627 | 5966.9134 | 572099.8584 | 935756.248 | 2889971.5953 | 484719.5573 | 4403794.6151 | 253292.2662 | 0.43485 | 41.1267 | 35.0053 | 25.8813 | 220390.8922
708 | WKM | 1 | 2042 | 2040 | 0.001793 | 0.16749 | 0.23455 | 0.59617 | 146.2608 | 146.2608 | 125.198 | 103.0346 | 353.7077 | 33041.7948 | 54055.3043 | 166950.9387 | 1680.7394 | 28853790.1839 | 17167.3195 | 51.098 | 53266.3965 | 0.0029762 | -0.99116 | -0.99116 | 5.306 | 4.1162 | 17.1042 | 17.1042 | 17.1042 | 17.1042 | 5950.1273 | 562750.1308 | 920555.9164 | 2843093.4672 | 130.1478 | 130.1478 | 102.7879 | 81.8142 | 129.1566 | 129.1566 | 108.0939 | 85.9304 | 51733.5531 | 4832717.7275 | 6767617.902 | 17201721.0012 | 0.99322 | 0.99322 | 1.0522 | 1.0509 | 0.99441 | 0.99441 | 1.0545 | 1.048 | 0.99322 | 0.99322 | 1.0522 | 1.0509 | 0.19076 | 0.19076 | 0.19095 | 0.22217 | 0.16276 | 0.16276 | 0.16602 | 0.19973 | 0.19076 | 0.19076 | 0.19095 | 0.22217 | 0 | 0 | 0 | 0 | 17.1042 | 17.1042 | 17.1042 | 17.1042 | 5950.1273 | 562750.1308 | 920555.9164 | 2843093.4672 | 492601.0827 | 4332349.6418 | 254401.7454 | 0.44213 | 41.3022 | 35.1579 | 25.9947 | 221359.9506
730 | WKM | 1 | 2043 | 2041 | 0.0018147 | 0.16762 | 0.2346 | 0.59596 | 146.0283 | 146.0283 | 124.9186 | 102.7428 | 359.2362 | 33182.5877 | 54290.2629 | 167680.1196 | 1680.708 | 28907839.2984 | 17199.7985 | 51.098 | 54329.4387 | 0.0029706 | -0.88291 | -0.88291 | 5.3673 | 4.1652 | 16.7634 | 16.7634 | 16.7634 | 16.7634 | 5929.3433 | 553892.7943 | 906150.6425 | 2798665.2243 | 130.1478 | 130.1478 | 102.7879 | 81.8142 | 129.2649 | 129.2649 | 108.1552 | 85.9794 | 52458.6312 | 4845595.2609 | 6781861.4142 | 17227923.9922 | 0.99399 | 0.99399 | 1.0528 | 1.0515 | 0.99519 | 0.99519 | 1.0551 | 1.0486 | 0.99399 | 0.99399 | 1.0528 | 1.0515 | 0.19076 | 0.19076 | 0.19095 | 0.22217 | 0.16276 | 0.16276 | 0.16602 | 0.19973 | 0.19076 | 0.19076 | 0.19095 | 0.22217 | 0 | 0 | 0 | 0 | 16.7634 | 16.7634 | 16.7634 | 16.7634 | 5929.3433 | 553892.7943 | 906150.6425 | 2798665.2243 | 500517.8264 | 4264638.0044 | 255512.2063 | 0.44905 | 41.4782 | 35.3107 | 26.1082 | 222329.6186
752 | WKM | 1 | 2044 | 2042 | 0.0018348 | 0.16774 | 0.23466 | 0.59576 | 145.8053 | 145.8053 | 124.6557 | 102.4676 | 364.4927 | 33323.7485 | 54525.5108 | 168410.042 | 1680.8752 | 28965410.7726 | 17232.3388 | 51.098 | 55413.6962 | 0.002965 | -0.78188 | -0.78188 | 5.4284 | 4.214 | 16.4394 | 16.4394 | 16.4394 | 16.4394 | 5905.6247 | 545501.5931 | 892498.9563 | 2756559.3503 | 130.1478 | 130.1478 | 102.7879 | 81.8142 | 129.3659 | 129.3659 | 108.2163 | 86.0282 | 53144.9526 | 4858778.0201 | 6796913.9369 | 17256573.8631 | 0.99472 | 0.99472 | 1.0534 | 1.0521 | 0.99592 | 0.99592 | 1.0557 | 1.0492 | 0.99472 | 0.99472 | 1.0534 | 1.0521 | 0.19076 | 0.19076 | 0.19095 | 0.22217 | 0.16276 | 0.16276 | 0.16602 | 0.19973 | 0.19076 | 0.19076 | 0.19095 | 0.22217 | 0 | 0 | 0 | 0 | 16.4394 | 16.4394 | 16.4394 | 16.4394 | 5905.6247 | 545501.5931 | 892498.9563 | 2756559.3503 | 508470.7753 | 4200465.5244 | 256623.794 | 0.45562 | 41.6547 | 35.4637 | 26.2219 | 223300.0456
774 | WKM | 1 | 2045 | 2043 | 0.0018534 | 0.16786 | 0.23471 | 0.59558 | 145.5917 | 145.5917 | 124.4084 | 102.2081 | 369.5002 | 33465.2792 | 54761.0767 | 169140.8022 | 1681.2315 | 29026361.3701 | 17264.9407 | 51.098 | 56519.5922 | 0.0029594 | -0.68724 | -0.68724 | 5.4893 | 4.2627 | 16.1312 | 16.1312 | 16.1312 | 16.1312 | 5879.7021 | 537551.8431 | 879561.5796 | 2716655.0167 | 130.1478 | 130.1478 | 102.7879 | 81.8142 | 129.4605 | 129.4605 | 108.2772 | 86.0769 | 53796.1651 | 4872267.3667 | 6812739.4426 | 17287558.3957 | 0.9954 | 0.9954 | 1.054 | 1.0527 | 0.9966 | 0.9966 | 1.0563 | 1.0498 | 0.9954 | 0.9954 | 1.054 | 1.0527 | 0.19076 | 0.19076 | 0.19095 | 0.22217 | 0.16276 | 0.16276 | 0.16602 | 0.19973 | 0.19076 | 0.19076 | 0.19095 | 0.22217 | 0 | 0 | 0 | 0 | 16.1312 | 16.1312 | 16.1312 | 16.1312 | 5879.7021 | 537551.8431 | 879561.5796 | 2716655.0167 | 516460.9669 | 4139648.1414 | 257736.6583 | 0.46188 | 41.8316 | 35.617 | 26.3357 | 224271.3791
796 | WKM | 1 | 2046 | 2044 | 0.0018705 | 0.16796 | 0.23476 | 0.59541 | 145.3874 | 145.3874 | 124.176 | 101.9634 | 374.277 | 33607.1853 | 54996.9894 | 169872.4968 | 1681.7676 | 29090551.0307 | 17297.6043 | 51.098 | 57647.5588 | 0.0029538 | -0.59831 | -0.59831 | 5.5502 | 4.3113 | 15.8379 | 15.8379 | 15.8379 | 15.8379 | 5852.1126 | 530020.2553 | 867301.2908 | 2678837.6865 | 130.1478 | 130.1478 | 102.7879 | 81.8142 | 129.5494 | 129.5494 | 108.338 | 86.1255 | 54415.1529 | 4886060.0823 | 6829304.033 | 17320771.7626 | 0.99605 | 0.99605 | 1.0546 | 1.0533 | 0.99725 | 0.99725 | 1.0568 | 1.0504 | 0.99605 | 0.99605 | 1.0546 | 1.0533 | 0.19076 | 0.19076 | 0.19095 | 0.22217 | 0.16276 | 0.16276 | 0.16602 | 0.19973 | 0.19076 | 0.19076 | 0.19095 | 0.22217 | 0 | 0 | 0 | 0 | 15.8379 | 15.8379 | 15.8379 | 15.8379 | 5852.1126 | 530020.2553 | 867301.2908 | 2678837.6865 | 524489.455 | 4082011.3452 | 258850.9485 | 0.46785 | 42.009 | 35.7704 | 26.4496 | 225243.7632
818 | WKM | 1 | 2047 | 2045 | 0.0018864 | 0.16806 | 0.23481 | 0.59525 | 145.1919 | 145.1919 | 123.9574 | 101.7326 | 378.8388 | 33749.474 | 55233.2774 | 170605.2213 | 1682.4749 | 29157844.6484 | 17330.3297 | 51.098 | 58798.0362 | 0.0029482 | -0.51457 | -0.51457 | 5.6108 | 4.3597 | 15.5587 | 15.5587 | 15.5587 | 15.5587 | 5823.2721 | 522884.8164 | 855682.807 | 2642998.7642 | 130.1478 | 130.1478 | 102.7879 | 81.8142 | 129.6332 | 129.6332 | 108.3987 | 86.1739 | 55004.3253 | 4900150.5728 | 6846575.741 | 17356114.0093 | 0.99665 | 0.99665 | 1.0552 | 1.0539 | 0.99785 | 0.99785 | 1.0574 | 1.051 | 0.99665 | 0.99665 | 1.0552 | 1.0539 | 0.19076 | 0.19076 | 0.19095 | 0.22217 | 0.16276 | 0.16276 | 0.16602 | 0.19973 | 0.19076 | 0.19076 | 0.19095 | 0.22217 | 0 | 0 | 0 | 0 | 15.5587 | 15.5587 | 15.5587 | 15.5587 | 5823.2721 | 522884.8164 | 855682.807 | 2642998.7642 | 532557.2931 | 4027389.6597 | 259966.8114 | 0.47355 | 42.1868 | 35.9241 | 26.5637 | 226217.3374
840 | WKM | 1 | 2048 | 2046 | 0.0019011 | 0.16814 | 0.23486 | 0.59509 | 145.005 | 145.005 | 123.7521 | 101.515 | 383.199 | 33892.1532 | 55469.969 | 171339.0688 | 1683.3448 | 29228112.8095 | 17363.117 | 51.098 | 59971.4739 | 0.0029426 | -0.43557 | -0.43557 | 5.6714 | 4.408 | 15.2928 | 15.2928 | 15.2928 | 15.2928 | 5793.514 | 516124.6968 | 844672.6781 | 2609035.2758 | 130.1478 | 130.1478 | 102.7879 | 81.8142 | 129.7122 | 129.7122 | 108.4593 | 86.2222 | 55565.77 | 4914532.0043 | 6864524.3842 | 17393490.651 | 0.99723 | 0.99723 | 1.0558 | 1.0545 | 0.99843 | 0.99843 | 1.058 | 1.0516 | 0.99723 | 0.99723 | 1.0558 | 1.0545 | 0.19076 | 0.19076 | 0.19095 | 0.22217 | 0.16276 | 0.16276 | 0.16602 | 0.19973 | 0.19076 | 0.19076 | 0.19095 | 0.22217 | 0 | 0 | 0 | 0 | 15.2928 | 15.2928 | 15.2928 | 15.2928 | 5793.514 | 516124.6968 | 844672.6781 | 2609035.2758 | 540665.5249 | 3975626.1647 | 261084.3899 | 0.479 | 42.3652 | 36.078 | 26.6779 | 227192.2367
862 | WKM | 1 | 2049 | 2047 | 0.0019146 | 0.16822 | 0.23491 | 0.59495 | 144.8263 | 144.8263 | 123.5592 | 101.3099 | 387.3698 | 34035.2315 | 55707.0914 | 172074.1302 | 1684.3693 | 29301232.0229 | 17395.9663 | 51.098 | 61168.3299 | 0.002937 | -0.36092 | -0.36092 | 5.7318 | 4.4562 | 15.0395 | 15.0395 | 15.0395 | 15.0395 | 5763.1111 | 509720.1762 | 834239.1887 | 2576849.5716 | 130.1478 | 130.1478 | 102.7879 | 81.8142 | 129.7868 | 129.7868 | 108.5197 | 86.2704 | 56101.3379 | 4929196.9067 | 6883121.4463 | 17432812.3321 | 0.99777 | 0.99777 | 1.0564 | 1.0551 | 0.99897 | 0.99897 | 1.0586 | 1.0522 | 0.99777 | 0.99777 | 1.0564 | 1.0551 | 0.19076 | 0.19076 | 0.19095 | 0.22217 | 0.16276 | 0.16276 | 0.16602 | 0.19973 | 0.19076 | 0.19076 | 0.19095 | 0.22217 | 0 | 0 | 0 | 0 | 15.0395 | 15.0395 | 15.0395 | 15.0395 | 5763.1111 | 509720.1762 | 834239.1887 | 2576849.5716 | 548815.18 | 3926572.0477 | 262203.8228 | 0.48421 | 42.544 | 36.2323 | 26.7924 | 228168.5914
884 | WKM | 1 | 2050 | 2048 | 0.0019271 | 0.1683 | 0.23496 | 0.59482 | 144.6554 | 144.6554 | 123.378 | 101.1165 | 391.3623 | 34178.7177 | 55944.6713 | 172810.4932 | 1685.5408 | 29377084.7047 | 17428.8778 | 51.098 | 62389.0717 | 0.0029315 | -0.29029 | -0.29029 | 5.7921 | 4.5043 | 14.798 | 14.798 | 14.798 | 14.798 | 5732.2895 | 503652.5779 | 824352.2664 | 2546349.0478 | 130.1478 | 130.1478 | 102.7879 | 81.8142 | 129.8575 | 129.8575 | 108.58 | 86.3185 | 56612.6936 | 4944137.5092 | 6902339.9751 | 17473994.5267 | 0.99828 | 0.99828 | 1.0569 | 1.0556 | 0.99949 | 0.99949 | 1.0592 | 1.0528 | 0.99828 | 0.99828 | 1.0569 | 1.0556 | 0.19076 | 0.19076 | 0.19095 | 0.22217 | 0.16276 | 0.16276 | 0.16602 | 0.19973 | 0.19076 | 0.19076 | 0.19095 | 0.22217 | 0 | 0 | 0 | 0 | 14.798 | 14.798 | 14.798 | 14.798 | 5732.2895 | 503652.5779 | 824352.2664 | 2546349.0478 | 557007.2712 | 3880086.1816 | 263325.2445 | 0.4892 | 42.7234 | 36.3868 | 26.907 | 229146.5269
906 | WKM | 1 | 2051 | 2049 | 0.0019386 | 0.16837 | 0.235 | 0.59469 | 144.4921 | 144.4921 | 123.2079 | 100.9342 | 395.1868 | 34322.6206 | 56182.7345 | 173548.2429 | 1686.852 | 29455559.0459 | 17461.8516 | 51.098 | 63634.176 | 0.0029259 | -0.22337 | -0.22337 | 5.8523 | 4.5524 | 14.5677 | 14.5677 | 14.5677 | 14.5677 | 5701.2368 | 497904.2102 | 814983.396 | 2517445.8839 | 130.1478 | 130.1478 | 102.7879 | 81.8142 | 129.9244 | 129.9244 | 108.6402 | 86.3666 | 57101.3487 | 4959345.9386 | 6922154.4919 | 17516957.2667 | 0.99877 | 0.99877 | 1.0575 | 1.0562 | 0.99998 | 0.99998 | 1.0598 | 1.0533 | 0.99877 | 0.99877 | 1.0575 | 1.0562 | 0.19076 | 0.19076 | 0.19095 | 0.22217 | 0.16276 | 0.16276 | 0.16602 | 0.19973 | 0.19076 | 0.19076 | 0.19095 | 0.22217 | 0 | 0 | 0 | 0 | 14.5677 | 14.5677 | 14.5677 | 14.5677 | 5701.2368 | 497904.2102 | 814983.396 | 2517445.8839 | 565242.7933 | 3836034.7269 | 264448.7848 | 0.49398 | 42.9033 | 36.5416 | 27.0219 | 230126.1642

## Welfare change 1 MW
|  |  |  | Prices and quantities with diluted interconnection charge (from +1MW) lower price and demand response) | [7 empty] | Change in consumer surplus ($2018) |  |  |  |  | Present valued change in consumer surplus ($2018)
bb | type | p_yr | m_yr | pk_p | dg_p | sh_p | off_p | pk_q | dg_q | sh_q | off_q | pk | dg | sh | off | Total | pk | dg | sh | off | Total | Grid MWh |  | Change in consumer surplus ($2018) | Present valued change in consumer surplus ($2018) | Year | MWh, Grid | MWh, Grid (ex demand response) | Percentage change
BEN | 1 | 2010 | 2008 | 436.9245 | 229.8524 | 185.5703 | 160.4525 | 245177.854 | 4229.6455 | 181337.355 | 601669.395 | 0 | 0 | 0 | 0 | 0 | 0 | 0 | 0 | 0 | 0 | 1028184.604 | 2022 | 135086.525 | 113421.2512 | 2022 | 40973688.8195 | 40973640.2 | 0.0001187%
BEN | 1 | 2011 | 2009 | 131.5021 | 71.0797 | 44.1944 | 30.8814 | 205429.342 | 5613.488 | 179356.641 | 619038.126 | 0 | 0 | 0 | 0 | 0 | 0 | 0 | 0 | 0 | 0 | 1003824.109 | 2023 | 134006.9047 | 106146.0201 | 2023 | 40806576.3022 | 40806527.9414 | 0.0001185%
BEN | 1 | 2012 | 2010 | 378.9068 | 74.5981 | 79.3858 | 59.7094 | 160996.263 | 5618.704 | 190693.325 | 650049.098 | 0 | 0 | 0 | 0 | 0 | 0 | 0 | 0 | 0 | 0 | 1001738.686 | 2024 | 133152.1817 | 99499.056 | 2024 | 41080392.6556 | 41080344.5996 | 0.000117%
BEN | 1 | 2013 | 2011 | 156.1685 | 85.06 | 57.7077 | 46.0971 | 167487.495 | 5872.556 | 182399.603 | 613692.72 | 0 | 0 | 0 | 0 | 0 | 0 | 0 | 0 | 0 | 0 | 963579.818 | 2025 | 132847.5717 | 93652.2959 | 2025 | 41351165.9708 | 41351118.0502 | 0.0001159%
BEN | 1 | 2014 | 2012 | 369.2498 | 141.4796 | 122.7384 | 111.5 | 104086.481 | 11858.777 | 185086.777 | 608596.972 | 0 | 0 | 0 | 0 | 0 | 0 | 0 | 0 | 0 | 0 | 897770.23 | 2026 | 133819.2888 | 88997.47 | 2026 | 41619432.894 | 41619384.7221 | 0.0001157%
BEN | 1 | 2015 | 2013 | 398.9762 | 87.0124 | 85.0743 | 61.2477 | 91590.793 | 12368.323 | 191865.426 | 623461.548 | 0 | 0 | 0 | 0 | 0 | 0 | 0 | 0 | 0 | 0 | 906917.767 | 2027 | 133551.4832 | 83791.8528 | 2027 | 41895586.5905 | 41895538.5413 | 0.0001147%
BEN | 1 | 2016 | 2014 | 267.9588 | 84.6472 | 83.9701 | 58.5407 | 95340.03 | 13738.837 | 196884.299 | 644609.302 | 0 | 0 | 0 | 0 | 0 | 0 | 0 | 0 | 0 | 0 | 936833.631 | 2028 | 133271.4609 | 78883.1729 | 2028 | 42174517.2594 | 42174469.3372 | 0.0001136%
BEN | 1 | 2017 | 2015 | 198.7312 | 75.4682 | 74.7405 | 72.3667 | 103252.468 | 13731.94 | 219577.273 | 748595.394 | 0 | 0 | 0 | 0 | 0 | 0 | 0 | 0 | 0 | 0 | 1071425.135 | 2029 | 132997.0612 | 74264.8643 | 2029 | 42456238.1562 | 42456190.3592 | 0.0001126%
BEN | 1 | 2018 | 2016 | 177.9819 | 62.6343 | 57.7601 | 53.9457 | 105060.863 | 11441.678 | 221599.962 | 724801.299 | 0 | 0 | 0 | 0 | 0 | 0 | 0 | 0 | 0 | 0 | 1051462.124 | 2030 | 134592.1433 | 70901.4621 | 2030 | 42732890.5167 | 42732842.2821 | 0.0001129%
BEN | 1 | 2019 | 2017 | 258.3646 | 132.2618 | 78.1735 | 54.7135 | 106597.897 | 13412.973 | 212151.767 | 689479.044 | 0 | 0 | 0 | 0 | 0 | 0 | 0 | 0 | 0 | 0 | 1008228.708 | 2031 | 137124.7008 | 68146.7753 | 2031 | 43008437.2446 | 43008388.2943 | 0.0001138%
BEN | 1 | 2020 | 2018 | 272.0437 | 123.2255 | 92.1303 | 71.5231 | 106148.2212 | 13342.5713 | 209586.3523 | 680750.8287 | 0 | 0 | 0 | 0 | 0 | 0 | 0 | 0 | 0 | 0 | 996485.4022 | 2032 | 137315.4329 | 64378.8333 | 2032 | 43296825.1582 | 43296776.1927 | 0.0001131%
BEN | 1 | 2021 | 2019 | 264.5838 | 123.1995 | 92.0746 | 71.4779 | 106981.0878 | 13414.7807 | 211122.8962 | 685833.0507 | 0 | 0 | 0 | 0 | 0 | 0 | 0 | 0 | 0 | 0 | 1003937.0347 | 2033 | 137459.4962 | 60798.4678 | 2033 | 43588227.6666 | 43588178.7012 | 0.0001123%
BEN | 1 | 2022 | 2020 | 259.7726 | 123.2479 | 92.1083 | 71.5045 | 107798.442 | 13490.1573 | 212636.2108 | 690822.5499 | 0 | 0 | 0 | 0 | 0 | 0 | 0 | 0 | 0 | 0 | 1011257.2028 | 2034 | 137591.7951 | 57412.2488 | 2034 | 43882636.7831 | 43882587.821 | 0.0001116%
BEN | 1 | 2023 | 2021 | 257.9698 | 123.295 | 92.1413 | 71.5306 | 108558.5429 | 13578.8359 | 214111.4986 | 695633.2569 | 0 | 0 | 0 | 0 | 0 | 0 | 0 | 0 | 0 | 0 | 1018303.2983 | 2035 | 137712.844 | 54210.1492 | 2035 | 44180085.1302 | 44180036.1747 | 0.0001108%
BEN | 1 | 2024 | 2022 | 137.193 | 137.193 | 106.0279 | 85.4101 | 110715.6548 | 12880.1736 | 214364.8439 | 698841.0073 | 325.0591 | 37.8159 | 624.9639 | 2027.9109 | 3015.7499 | 272.9259 | 31.751 | 524.7318 | 1702.6731 | 2532.0818 | 1023921.5061 | 2036 | 137822.9948 | 51182.5563 | 2036 | 44480606.3103 | 44480557.3642 | 0.00011%
BEN | 1 | 2025 | 2023 | 136.9759 | 136.9759 | 105.6936 | 85.0869 | 111526.5026 | 12971.8407 | 215916.2808 | 703917.1377 | 320.6943 | 37.3005 | 616.4853 | 2000.4178 | 2974.8979 | 254.0199 | 29.5455 | 488.3141 | 1584.5183 | 2356.3978 | 1031359.9212 | 2037 | 137922.5829 | 48320.3206 | 2037 | 44784234.5319 | 44784185.5983 | 0.0001093%
BEN | 1 | 2026 | 2024 | 136.6635 | 136.6635 | 105.3695 | 84.7553 | 112343.737 | 13063.7237 | 217483.4618 | 709046.1091 | 312.4081 | 36.3279 | 600.4966 | 1948.5513 | 2897.784 | 233.4495 | 27.1463 | 448.726 | 1456.0709 | 2165.3928 | 1038873.3079 | 2038 | 138011.9289 | 45614.7381 | 2038 | 45091004.5562 | 45090955.6378 | 0.0001085%
BEN | 1 | 2027 | 2025 | 136.4557 | 136.4557 | 105.1498 | 84.5283 | 113151.9868 | 13155.5098 | 219037.4236 | 714126.4399 | 306.5868 | 35.645 | 589.2655 | 1912.1173 | 2843.6147 | 216.1316 | 25.1283 | 415.4089 | 1347.9673 | 2004.6362 | 1046315.8502 | 2039 | 138091.3389 | 43057.5322 | 2039 | 45400951.6592 | 45400902.7588 | 0.0001077%
BEN | 1 | 2028 | 2026 | 136.3343 | 136.3343 | 105.017 | 84.3881 | 113953.4233 | 13247.3103 | 220581.7654 | 719170.6514 | 302.8317 | 35.2048 | 582.0208 | 1888.615 | 2808.6723 | 201.4003 | 23.4132 | 387.0771 | 1256.0369 | 1867.9275 | 1053705.8401 | 2040 | 138161.1057 | 40640.8357 | 2040 | 45714111.6101 | 45714062.7303 | 0.0001069%
BEN | 1 | 2029 | 2027 | 136.1524 | 136.1524 | 104.8238 | 84.1878 | 114769.4419 | 13340.1959 | 222151.6432 | 724301.7464 | 297.6275 | 34.5947 | 571.9826 | 1856.05 | 2760.2547 | 186.7352 | 21.7051 | 358.8689 | 1164.5087 | 1731.8179 | 1061222.8316 | 2041 | 138221.5093 | 38357.1733 | 2041 | 46030520.6614 | 46030471.8048 | 0.0001061%
BEN | 1 | 2030 | 2028 | 135.9814 | 135.9814 | 104.6414 | 83.998 | 115589.7788 | 13433.6569 | 223730.1764 | 729460.6702 | 292.6541 | 34.0118 | 562.3905 | 1824.9322 | 2713.9886 | 173.2215 | 20.1315 | 332.8781 | 1080.1746 | 1606.4057 | 1068780.6254 | 2042 | 138272.8175 | 36199.4449 | 2042 | 46350215.5437 | 46350166.7127 | 0.0001054%
BEN | 1 | 2031 | 2029 | 135.8211 | 135.8211 | 104.4697 | 83.8191 | 116414.4173 | 13527.6947 | 225317.3629 | 734647.3812 | 287.9223 | 33.4574 | 553.2656 | 1795.3294 | 2669.9748 | 160.7743 | 18.6824 | 308.9406 | 1002.5026 | 1490.9 | 1076379.1614 | 2043 | 138315.2868 | 34160.9087 | 2043 | 46673233.4654 | 46673184.6624 | 0.0001046%
BEN | 1 | 2032 | 2030 | 135.7778 | 135.7778 | 104.4151 | 83.7572 | 117227.2473 | 13621.5074 | 226886.7528 | 739769.2623 | 285.9796 | 33.2301 | 549.5188 | 1783.1735 | 2651.902 | 150.6505 | 17.5052 | 289.4796 | 939.3536 | 1396.9889 | 1083883.2623 | 2044 | 138349.1623 | 32235.1653 | 2044 | 46999612.1149 | 46999563.3423 | 0.0001038%
BEN | 1 | 2033 | 2031 | 135.7964 | 135.7964 | 104.4226 | 83.7576 | 118036.2577 | 13715.4963 | 228451.5034 | 744872.3175 | 285.5264 | 33.1774 | 548.644 | 1780.3348 | 2647.6825 | 141.8979 | 16.4881 | 272.6593 | 884.7718 | 1315.8171 | 1091360.0787 | 2045 | 138374.6791 | 30416.1422 | 2045 | 47329389.6628 | 47329340.923 | 0.000103%
BEN | 1 | 2034 | 2032 | 135.689 | 135.689 | 104.3044 | 83.6322 | 118870.1791 | 13811.0989 | 230058.8051 | 750121.7522 | 282.054 | 32.7708 | 541.9488 | 1758.614 | 2615.3877 | 132.2379 | 15.3643 | 254.0868 | 824.5069 | 1226.1958 | 1099050.7364 | 2046 | 138392.0622 | 28698.0785 | 2046 | 47662604.7657 | 47662556.0609 | 0.0001022%
BEN | 1 | 2035 | 2033 | 135.5883 | 135.5883 | 104.1925 | 83.5131 | 119709.0435 | 13907.3206 | 231675.83 | 755402.6691 | 278.7063 | 32.379 | 535.4943 | 1737.6738 | 2584.2534 | 123.272 | 14.3213 | 236.8497 | 768.5748 | 1143.0178 | 1106787.5426 | 2047 | 138401.5272 | 27075.5106 | 2047 | 47999296.5704 | 47999247.9028 | 0.0001014%
BEN | 1 | 2036 | 2034 | 135.4948 | 135.4948 | 104.0877 | 83.4011 | 120552.7389 | 14004.1583 | 233302.4338 | 760714.5142 | 275.517 | 32.0058 | 529.346 | 1717.7267 | 2554.5955 | 114.9636 | 13.3549 | 220.8776 | 716.7473 | 1065.9434 | 1114569.6869 | 2048 | 138403.2806 | 25543.2581 | 2048 | 48339504.7185 | 48339456.0903 | 0.0001006%
BEN | 1 | 2037 | 2035 | 135.4079 | 135.4079 | 103.9896 | 83.2958 | 121401.3451 | 14101.6186 | 234938.7591 | 766057.7674 | 272.4772 | 31.6501 | 523.4861 | 1698.7155 | 2526.329 | 107.2596 | 12.459 | 206.0684 | 668.693 | 994.48 | 1122397.8715 | 2049 | 138397.5205 | 24096.4104 | 2049 | 48683269.351 | 48683220.7642 | 9.98e-05%
BEN | 1 | 2038 | 2036 | 135.3272 | 135.3272 | 103.8978 | 83.1967 | 122254.9401 | 14199.708 | 236584.9455 | 771432.8988 | 269.5781 | 31.311 | 517.898 | 1680.5855 | 2499.3726 | 100.1117 | 11.6278 | 192.3289 | 624.1097 | 928.178 | 1130272.7844
BEN | 1 | 2039 | 2037 | 135.2525 | 135.2525 | 103.8119 | 83.1037 | 123113.6007 | 14298.4329 | 238241.1304 | 776840.3702 | 266.8114 | 30.9875 | 512.5656 | 1663.2851 | 2473.6496 | 93.4757 | 10.8563 | 179.5742 | 582.7216 | 866.6278 | 1138195.1013
BEN | 1 | 2040 | 2038 | 135.1834 | 135.1834 | 103.7317 | 83.0162 | 123977.402 | 14397.7997 | 239907.4489 | 782280.6357 | 264.1695 | 30.6787 | 507.4739 | 1646.7656 | 2449.0876 | 87.3115 | 10.1397 | 167.7267 | 544.2775 | 809.4553 | 1146165.4866
BEN | 1 | 2041 | 2039 | 135.1196 | 135.1196 | 103.6567 | 82.934 | 124846.4179 | 14497.8148 | 241584.034 | 787754.1417 | 261.6449 | 30.3836 | 502.6087 | 1630.981 | 2425.6182 | 81.5821 | 9.4737 | 156.7158 | 508.5476 | 756.3192 | 1154184.5936
BEN | 1 | 2042 | 2040 | 135.0607 | 135.0607 | 103.5867 | 82.8567 | 125720.721 | 14598.4844 | 243271.0167 | 793261.3276 | 259.2308 | 30.1015 | 497.9567 | 1615.8878 | 2403.1768 | 76.2542 | 8.8545 | 146.4767 | 475.3221 | 706.9074 | 1162253.0653
BEN | 1 | 2043 | 2041 | 135.0064 | 135.0064 | 103.5213 | 82.7842 | 126600.3828 | 14699.8149 | 244968.5259 | 798802.6258 | 256.9206 | 29.8316 | 493.5052 | 1601.445 | 2381.7024 | 71.2968 | 8.2784 | 136.9502 | 444.4092 | 660.9346 | 1170371.5345
BEN | 1 | 2044 | 2042 | 134.9566 | 134.9566 | 103.4604 | 82.716 | 127485.4735 | 14801.8124 | 246676.689 | 804378.4626 | 254.7082 | 29.5731 | 489.2423 | 1587.614 | 2361.1375 | 66.6819 | 7.7422 | 128.0823 | 415.633 | 618.1393 | 1178540.625
BEN | 1 | 2045 | 2043 | 134.9109 | 134.9109 | 103.4036 | 82.652 | 128376.0622 | 14904.4832 | 248395.6313 | 809989.258 | 252.5876 | 29.3255 | 485.1567 | 1574.3581 | 2341.4279 | 62.3837 | 7.2428 | 119.8233 | 388.8327 | 578.2825 | 1186760.9515
BEN | 1 | 2046 | 2044 | 134.8691 | 134.8691 | 103.3507 | 82.592 | 129272.2171 | 15007.8334 | 250125.4769 | 815635.4265 | 250.5534 | 29.088 | 481.2378 | 1561.6431 | 2322.5222 | 58.3786 | 6.7775 | 112.1277 | 363.8607 | 541.1445 | 1195033.1205
BEN | 1 | 2047 | 2045 | 134.831 | 134.831 | 103.3015 | 82.5356 | 130174.0053 | 15111.8691 | 251866.3481 | 821317.3772 | 248.6005 | 28.86 | 477.4756 | 1549.4362 | 2304.3722 | 54.6449 | 6.3437 | 104.9539 | 340.5816 | 506.5241 | 1203357.7306
BEN | 1 | 2048 | 2046 | 134.7964 | 134.7964 | 103.2558 | 82.4827 | 131081.4932 | 15216.5964 | 253618.366 | 827035.5139 | 246.7238 | 28.6409 | 473.8605 | 1537.707 | 2286.9323 | 51.1626 | 5.9392 | 98.2635 | 318.8711 | 474.2365 | 1211735.3731
BEN | 1 | 2049 | 2047 | 134.765 | 134.765 | 103.2134 | 82.433 | 131994.7461 | 15322.0214 | 255381.6503 | 832790.236 | 244.9189 | 28.4303 | 470.3838 | 1526.4263 | 2270.1593 | 47.9135 | 5.5618 | 92.0213 | 298.615 | 444.1116 | 1220166.6323
BEN | 1 | 2050 | 2048 | 134.7367 | 134.7367 | 103.174 | 82.3865 | 132913.8286 | 15428.1502 | 257156.3192 | 838581.9384 | 243.1812 | 28.2276 | 467.037 | 1515.567 | 2254.0128 | 44.8807 | 5.2096 | 86.1948 | 279.7081 | 415.9933 | 1228652.0863
BEN | 1 | 2051 | 2049 | 134.7113 | 134.7113 | 103.1376 | 82.3428 | 133838.8046 | 15534.9888 | 258942.4903 | 844411.0118 | 241.5068 | 28.0323 | 463.812 | 1505.1032 | 2238.4544 | 42.0488 | 4.8807 | 80.7544 | 262.0537 | 389.7376 | 1237192.3068
BPE | 1 | 2010 | 2008 | 338.941 | 243.8069 | 170.1582 | 133.951 | 143190.887 | 21924.992 | 285711.199 | 860451.5785 | 0 | 0 | 0 | 0 | 0 | 0 | 0 | 0 | 0 | 0 | 1289353.6645
BPE | 1 | 2011 | 2009 | 227.9431 | 124.0781 | 70.2932 | 42.828 | 150054.05 | 20471.918 | 283873.687 | 854810.867 | 0 | 0 | 0 | 0 | 0 | 0 | 0 | 0 | 0 | 0 | 1288738.604
BPE | 1 | 2012 | 2010 | 191.6558 | 102.7157 | 79.6335 | 67.1678 | 147802.376 | 19435.782 | 287278.123 | 863879.969 | 0 | 0 | 0 | 0 | 0 | 0 | 0 | 0 | 0 | 0 | 1298960.468
BPE | 1 | 2013 | 2011 | 198.0883 | 94.9475 | 64.7356 | 57.0524 | 144987.7 | 24579.956 | 286688.947 | 866003.137 | 0 | 0 | 0 | 0 | 0 | 0 | 0 | 0 | 0 | 0 | 1297679.784
BPE | 1 | 2014 | 2012 | 233.1666 | 127.2154 | 107.9078 | 93.7861 | 147420.863 | 19652.321 | 284417.346 | 853524.393 | 0 | 0 | 0 | 0 | 0 | 0 | 0 | 0 | 0 | 0 | 1285362.602
BPE | 1 | 2015 | 2013 | 245.5222 | 87.582 | 84.1587 | 81.1046 | 124872.582 | 39238.882 | 279237.426 | 851877.421 | 0 | 0 | 0 | 0 | 0 | 0 | 0 | 0 | 0 | 0 | 1255987.429
BPE | 1 | 2016 | 2014 | 256.2881 | 96.5701 | 78.3367 | 72.7574 | 123589.862 | 40410.367 | 276574.044 | 841553.321 | 0 | 0 | 0 | 0 | 0 | 0 | 0 | 0 | 0 | 0 | 1241717.227
BPE | 1 | 2017 | 2015 | 229.793 | 76.9012 | 73.1604 | 75.4677 | 128799.709 | 40971.809 | 283515.229 | 857038.331 | 0 | 0 | 0 | 0 | 0 | 0 | 0 | 0 | 0 | 0 | 1269353.269
BPE | 1 | 2018 | 2016 | 240.5331 | 84.6075 | 65.1889 | 63.9521 | 123944.214 | 43529.28 | 281620.531 | 854031.634 | 0 | 0 | 0 | 0 | 0 | 0 | 0 | 0 | 0 | 0 | 1259596.379
BPE | 1 | 2019 | 2017 | 288.2594 | 129.2964 | 79.5676 | 56.329 | 129988.891 | 39132.885 | 281633.676 | 857817.752 | 0 | 0 | 0 | 0 | 0 | 0 | 0 | 0 | 0 | 0 | 1269440.319
BPE | 1 | 2020 | 2018 | 285.3181 | 136.4999 | 108.3417 | 85.7915 | 127056.0039 | 38671.2275 | 271892.4925 | 828508.4685 | 0 | 0 | 0 | 0 | 0 | 0 | 0 | 0 | 0 | 0 | 1227456.9648
BPE | 1 | 2021 | 2019 | 277.4838 | 136.0995 | 107.8545 | 85.4105 | 127554.1074 | 38769.5536 | 272852.1477 | 831544.6656 | 0 | 0 | 0 | 0 | 0 | 0 | 0 | 0 | 0 | 0 | 1231950.9208
BPE | 1 | 2022 | 2020 | 272.6936 | 136.1689 | 107.904 | 85.4511 | 127979.1987 | 38857.4737 | 273668.8344 | 834120.2204 | 0 | 0 | 0 | 0 | 0 | 0 | 0 | 0 | 0 | 0 | 1235768.2534
BPE | 1 | 2023 | 2021 | 270.9028 | 136.2279 | 107.946 | 85.4856 | 128346.5165 | 38959.2125 | 274432.4787 | 836468.5513 | 0 | 0 | 0 | 0 | 0 | 0 | 0 | 0 | 0 | 0 | 1239247.5465
BPE | 1 | 2024 | 2022 | 152.2685 | 152.2685 | 123.9749 | 101.5066 | 129492.8863 | 37956.0783 | 273448.3993 | 836209.561 | 438.7812 | 128.6126 | 921.6597 | 2806.5299 | 4295.5834 | 368.4092 | 107.9856 | 773.8433 | 2356.4166 | 3606.6546 | 1239150.8466
BPE | 1 | 2025 | 2023 | 152.2601 | 152.2601 | 123.758 | 101.3366 | 129879.7968 | 38063.4326 | 274244.035 | 838647.9331 | 437.2556 | 128.145 | 918.3369 | 2796.4282 | 4280.1658 | 346.3474 | 101.5029 | 727.4089 | 2215.0331 | 3390.2922 | 1242771.7649
BPE | 1 | 2026 | 2024 | 152.0895 | 152.0895 | 123.5752 | 101.1454 | 130266.865 | 38172.6531 | 275049.4688 | 841122.4356 | 429.4877 | 125.8546 | 901.9723 | 2746.6071 | 4203.9217 | 320.9382 | 94.0459 | 674.0062 | 2052.4246 | 3141.4149 | 1246438.7694
BPE | 1 | 2027 | 2025 | 152.0725 | 152.0725 | 123.5465 | 101.1083 | 130632.6219 | 38278.6982 | 275818.0289 | 843476.0523 | 425.9641 | 124.8184 | 894.5567 | 2724.0275 | 4169.3667 | 300.2879 | 87.992 | 630.6272 | 1920.3319 | 2939.239 | 1249926.703
BPE | 1 | 2028 | 2026 | 152.1785 | 152.1785 | 123.6419 | 101.1956 | 130981.1831 | 38382.2271 | 276556.9903 | 845732.4675 | 425.889 | 124.8009 | 894.411 | 2723.5789 | 4168.6799 | 283.2405 | 82.9997 | 594.8344 | 1811.3355 | 2772.4102 | 1253270.6409
BPE | 1 | 2029 | 2027 | 152.1617 | 152.1617 | 123.6154 | 101.1612 | 131348.5317 | 38488.8333 | 277329.2403 | 848097.14 | 422.5286 | 123.8128 | 887.3397 | 2702.0479 | 4135.729 | 265.0997 | 77.6817 | 556.7279 | 1695.2983 | 2594.8076 | 1256774.9121
BPE | 1 | 2030 | 2028 | 152.1462 | 152.1462 | 123.5893 | 101.127 | 131716.8852 | 38595.7124 | 278103.5141 | 850468.0527 | 419.1479 | 122.8188 | 880.2257 | 2680.3866 | 4102.579 | 248.093 | 72.6963 | 521.0042 | 1586.5167 | 2428.3102 | 1260288.4519
BPE | 1 | 2031 | 2029 | 152.1315 | 152.1315 | 123.564 | 101.0936 | 132086.1598 | 38702.8707 | 278879.7534 | 852844.9537 | 415.7979 | 121.8339 | 873.1764 | 2658.9225 | 4069.7307 | 232.1794 | 68.0314 | 487.5772 | 1484.7285 | 2272.5164 | 1263810.8669
BPE | 1 | 2032 | 2030 | 152.2963 | 152.2963 | 123.7182 | 101.2397 | 132429.8845 | 38806.1925 | 279611.6871 | 855076.6676 | 417.2818 | 122.2769 | 876.3173 | 2668.4784 | 4084.3544 | 219.8188 | 64.414 | 461.633 | 1405.7211 | 2151.5869 | 1267118.2392
BPE | 1 | 2033 | 2031 | 152.5472 | 152.5472 | 123.9598 | 101.4735 | 132761.5099 | 38907.797 | 280322.957 | 857240.3504 | 421.1396 | 123.4214 | 884.4633 | 2693.2707 | 4122.295 | 209.2935 | 61.3367 | 439.5512 | 1338.473 | 2048.6543 | 1270324.8172
BPE | 1 | 2034 | 2032 | 152.5738 | 152.5738 | 123.9777 | 101.4838 | 133127.1966 | 39014.8509 | 281094.1961 | 859599.4688 | 419.0154 | 122.7985 | 879.9983 | 2679.6737 | 4101.486 | 196.4508 | 57.5727 | 412.5776 | 1256.3356 | 1922.9367 | 1273820.8616
BPE | 1 | 2035 | 2033 | 152.6005 | 152.6005 | 123.994 | 101.4921 | 133494.2011 | 39122.2123 | 281867.9359 | 861966.4293 | 416.7737 | 122.1409 | 875.2853 | 2665.3217 | 4079.5216 | 184.3394 | 54.0231 | 387.1395 | 1178.8744 | 1804.3764 | 1277328.5663
BPE | 1 | 2036 | 2034 | 152.6262 | 152.6262 | 124.0094 | 101.4994 | 133862.3605 | 39229.8909 | 282644.0539 | 864340.7199 | 414.5075 | 121.4762 | 870.5209 | 2650.8131 | 4057.3177 | 172.9595 | 50.6878 | 363.238 | 1106.0917 | 1692.9769 | 1280847.1343
BPE | 1 | 2037 | 2035 | 152.651 | 152.651 | 124.0239 | 101.5059 | 134231.6701 | 39337.8867 | 283422.5438 | 866722.3187 | 412.219 | 120.8048 | 865.7095 | 2636.1613 | 4034.8945 | 162.2685 | 47.5543 | 340.7833 | 1037.7151 | 1588.3212 | 1284376.5327
BPE | 1 | 2038 | 2036 | 152.675 | 152.675 | 124.0376 | 101.5115 | 134602.1259 | 39446.1995 | 284203.3999 | 869111.2053 | 409.91 | 120.1273 | 860.8547 | 2621.3777 | 4012.2697 | 152.226 | 44.611 | 319.6908 | 973.4864 | 1490.0142 | 1287916.7311
BPE | 1 | 2039 | 2037 | 152.6982 | 152.6982 | 124.0504 | 101.5163 | 134973.7244 | 39554.8289 | 284986.6167 | 871507.3611 | 407.582 | 119.4443 | 855.9602 | 2606.473 | 3989.4595 | 142.7938 | 41.8466 | 299.8803 | 913.1616 | 1397.6824 | 1291467.7021
BPE | 1 | 2040 | 2038 | 152.7206 | 152.7206 | 124.0625 | 101.5203 | 135346.4622 | 39663.775 | 285772.1896 | 873910.7697 | 405.2368 | 118.7561 | 851.0292 | 2591.4574 | 3966.4796 | 133.936 | 39.2504 | 281.2762 | 856.5104 | 1310.9731 | 1295029.4215
BPE | 1 | 2041 | 2039 | 152.7424 | 152.7424 | 124.0739 | 101.5237 | 135720.3365 | 39773.0376 | 286560.1146 | 876321.4169 | 402.8757 | 118.0633 | 846.0649 | 2576.3404 | 3943.3444 | 125.6186 | 36.8127 | 263.807 | 803.3151 | 1229.5534 | 1298601.868
BPE | 1 | 2042 | 2040 | 152.7635 | 152.7635 | 124.0846 | 101.5263 | 136095.3447 | 39882.6168 | 287350.3883 | 878739.2899 | 400.5002 | 117.3662 | 841.0703 | 2561.131 | 3920.0678 | 117.8093 | 34.5239 | 247.4054 | 753.3705 | 1153.1091 | 1302185.0229
BPE | 1 | 2043 | 2041 | 152.784 | 152.784 | 124.0948 | 101.5284 | 136471.4846 | 39992.5125 | 288143.0077 | 881164.3781 | 398.1117 | 116.6653 | 836.048 | 2545.8377 | 3896.6627 | 110.478 | 32.3752 | 232.0076 | 706.4829 | 1081.3438 | 1305778.8703
BPE | 1 | 2044 | 2042 | 152.8039 | 152.8039 | 124.1043 | 101.5298 | 136848.7541 | 40102.7249 | 288937.9703 | 883596.6722 | 395.7112 | 115.9609 | 831.0009 | 2530.4685 | 3873.1414 | 103.5961 | 30.3582 | 217.5538 | 662.4697 | 1013.9778 | 1309383.3965
BPE | 1 | 2045 | 2043 | 152.8232 | 152.8232 | 124.1133 | 101.5307 | 137227.1516 | 40213.2541 | 289735.2742 | 886036.1646 | 393.3001 | 115.2533 | 825.9313 | 2515.0309 | 3849.5156 | 97.1367 | 28.4651 | 203.9873 | 621.1587 | 950.7478 | 1312998.5905
BPE | 1 | 2046 | 2044 | 152.8421 | 152.8421 | 124.1217 | 101.5311 | 137606.6757 | 40324.1002 | 290534.918 | 888482.8493 | 390.8795 | 114.5429 | 820.8416 | 2499.5322 | 3825.7961 | 91.0744 | 26.6883 | 191.255 | 582.3876 | 891.4053 | 1316624.443
BPE | 1 | 2047 | 2045 | 152.8605 | 152.8605 | 124.1297 | 101.531 | 137987.3252 | 40435.2635 | 291336.9005 | 890936.7215 | 388.4503 | 113.8299 | 815.734 | 2483.9791 | 3801.9934 | 85.3853 | 25.021 | 179.3065 | 546.0035 | 835.7163 | 1320260.9472
BPE | 1 | 2048 | 2046 | 152.8784 | 152.8784 | 124.1372 | 101.5304 | 138369.099 | 40546.7442 | 292141.2212 | 893397.778 | 386.0136 | 113.1148 | 810.6107 | 2468.378 | 3778.1171 | 80.0469 | 23.4564 | 168.0947 | 511.8625 | 783.4604 | 1323908.0982
BPE | 1 | 2049 | 2047 | 152.8959 | 152.8959 | 124.1442 | 101.5293 | 138751.9965 | 40658.5425 | 292947.8797 | 895866.0166 | 383.5704 | 112.3978 | 805.4735 | 2452.7349 | 3754.1766 | 75.0379 | 21.9884 | 157.5749 | 479.8289 | 734.4301 | 1327565.8928
BPE | 1 | 2050 | 2048 | 152.9129 | 152.9129 | 124.1509 | 101.5279 | 139136.0171 | 40770.6588 | 293756.8762 | 898341.4364 | 381.1215 | 111.679 | 800.3245 | 2437.0556 | 3730.1806 | 70.3385 | 20.6111 | 147.7053 | 449.775 | 688.43 | 1331234.3298
BPE | 1 | 2051 | 2049 | 152.9297 | 152.9297 | 124.1572 | 101.5261 | 139521.1606 | 40883.0935 | 294568.2112 | 900824.0378 | 378.6678 | 110.9589 | 795.1653 | 2421.3453 | 3706.1373 | 65.9299 | 19.3191 | 138.4463 | 421.5808 | 645.276 | 1334913.4096
BPE | 2 | 2010 | 2008 | 332.3052 | 233.022 | 164.2632 | 126.3108 | 26138.293 | 0.0785 | 50760.295 | 210268.9655 | 0 | 0 | 0 | 0 | 0 | 0 | 0 | 0 | 0 | 0 | 287167.5535
BPE | 2 | 2011 | 2009 | 205.7211 | 119.9276 | 69.4767 | 38.6828 | 27255.46 | 0.017 | 49808.964 | 199498.791 | 0 | 0 | 0 | 0 | 0 | 0 | 0 | 0 | 0 | 0 | 276563.215
BPE | 2 | 2012 | 2010 | 192.0853 | 99.4705 | 78.2875 | 62.5288 | 27039.604 | 0.014 | 51466.911 | 201797.924 | 0 | 0 | 0 | 0 | 0 | 0 | 0 | 0 | 0 | 0 | 280304.439
BPE | 2 | 2013 | 2011 | 174.3161 | 88.3662 | 62.4474 | 52.1991 | 26103.982 | 0.012 | 51156.378 | 212982.576 | 0 | 0 | 0 | 0 | 0 | 0 | 0 | 0 | 0 | 0 | 290242.936
BPE | 2 | 2014 | 2012 | 216.3505 | 121.0668 | 103.9445 | 88.9301 | 26306.229 | 0.012 | 49766.513 | 209601.174 | 0 | 0 | 0 | 0 | 0 | 0 | 0 | 0 | 0 | 0 | 285673.916
BPE | 2 | 2015 | 2013 | 200.7099 | 85.0809 | 82.3544 | 75.1869 | 25360.342 | 0.021 | 48981.201 | 202105.087 | 0 | 0 | 0 | 0 | 0 | 0 | 0 | 0 | 0 | 0 | 276446.63
BPE | 2 | 2016 | 2014 | 222.1176 | 93.7727 | 76.2721 | 65.8348 | 24620.085 | 0.013 | 46368.647 | 189979.088 | 0 | 0 | 0 | 0 | 0 | 0 | 0 | 0 | 0 | 0 | 260967.82
BPE | 2 | 2017 | 2015 | 217.5066 | 73.0616 | 71.882 | 72.4458 | 24028.59 | 0.029 | 46609.713 | 185121.104 | 0 | 0 | 0 | 0 | 0 | 0 | 0 | 0 | 0 | 0 | 255759.407
BPE | 2 | 2018 | 2016 | 210.0839 | 77.5901 | 64.0963 | 61.7266 | 23301.484 | 0.019 | 45340.57 | 187994.73 | 0 | 0 | 0 | 0 | 0 | 0 | 0 | 0 | 0 | 0 | 256636.784
BPE | 2 | 2019 | 2017 | 243.8833 | 117.2278 | 76.5203 | 53.499 | 21600.983 | 0.018 | 42969.909 | 184333.342 | 0 | 0 | 0 | 0 | 0 | 0 | 0 | 0 | 0 | 0 | 248904.234
BPE | 2 | 2020 | 2018 | 285.3181 | 136.4999 | 108.3417 | 85.7915 | 21446.6084 | 10.0075 | 42649.5955 | 182935.8056 | 0 | 0 | 0 | 0 | 0 | 0 | 0 | 0 | 0 | 0 | 247032.0095
BPE | 2 | 2021 | 2019 | 277.7573 | 136.3731 | 108.2367 | 85.707 | 21463.5634 | 10.2467 | 42686.8051 | 183092.4744 | 0 | 0 | 0 | 0 | 0 | 0 | 0 | 0 | 0 | 0 | 247242.8429
BPE | 2 | 2022 | 2020 | 272.9118 | 136.3871 | 108.249 | 85.7165 | 21480.4213 | 10.445 | 42722.3961 | 183242.6469 | 0 | 0 | 0 | 0 | 0 | 0 | 0 | 0 | 0 | 0 | 247445.4642
BPE | 2 | 2023 | 2021 | 271.0759 | 136.401 | 108.2607 | 85.7256 | 21496.7325 | 10.4984 | 42755.3735 | 183383.4922 | 0 | 0 | 0 | 0 | 0 | 0 | 0 | 0 | 0 | 0 | 247635.5982
BPE | 2 | 2024 | 2022 | 148.2968 | 148.2968 | 120.1539 | 97.6165 | 21482.125 | 17.8199 | 42820.5267 | 183557.1338 | 54.0925 | 0.044871 | 107.3779 | 458.7645 | 620.2798 | 45.4171 | 0.037675 | 90.1566 | 385.1875 | 520.7989 | 247859.7855
BPE | 2 | 2025 | 2023 | 148.2219 | 148.2219 | 120.1125 | 97.5643 | 21498.5361 | 17.8296 | 42853.2597 | 183697.4781 | 54.0641 | 0.044837 | 107.3218 | 458.5233 | 619.9541 | 42.8238 | 0.035515 | 85.0089 | 363.1934 | 491.0617 | 248049.2738
BPE | 2 | 2026 | 2024 | 148.1685 | 148.1685 | 120.0562 | 97.5058 | 21515.053 | 17.8435 | 42886.0287 | 183838.0412 | 53.4412 | 0.044322 | 106.0847 | 453.2372 | 612.8074 | 39.9344 | 0.03312 | 79.2727 | 338.6852 | 457.9254 | 248239.1229
BPE | 2 | 2027 | 2025 | 148.2508 | 148.2508 | 120.1357 | 97.583 | 21530.9118 | 17.8565 | 42917.7901 | 183974.0891 | 53.4419 | 0.044322 | 106.0867 | 453.2466 | 612.8195 | 37.6744 | 0.031245 | 74.787 | 319.5209 | 432.0136 | 248422.791
BPE | 2 | 2028 | 2026 | 148.4405 | 148.4405 | 120.3228 | 97.7679 | 21546.2498 | 17.8685 | 42948.757 | 184106.5742 | 53.9302 | 0.044725 | 107.0576 | 457.3958 | 618.4283 | 35.8667 | 0.029745 | 71.1994 | 304.1943 | 411.2901 | 248601.581
BPE | 2 | 2029 | 2027 | 148.5084 | 148.5084 | 120.3882 | 97.8311 | 21562.2007 | 17.8816 | 42980.6735 | 184243.3057 | 53.8622 | 0.044668 | 106.923 | 456.8214 | 617.6512 | 33.7938 | 0.028025 | 67.0848 | 286.6154 | 387.522 | 248786.18
BPE | 2 | 2030 | 2028 | 148.57 | 148.57 | 120.4471 | 97.8879 | 21578.1961 | 17.8947 | 43012.6628 | 184380.3592 | 53.7621 | 0.044585 | 106.7247 | 455.9745 | 616.5058 | 31.8217 | 0.02639 | 63.1702 | 269.8906 | 364.9089 | 248971.2181
BPE | 2 | 2031 | 2029 | 148.6256 | 148.6256 | 120.5001 | 97.9387 | 21594.2334 | 17.9078 | 43044.722 | 184517.7213 | 53.6334 | 0.044478 | 106.4697 | 454.8854 | 615.033 | 29.9486 | 0.024836 | 59.4521 | 254.0056 | 343.4312 | 249156.6767
BPE | 2 | 2032 | 2030 | 148.8408 | 148.8408 | 120.7126 | 98.149 | 21609.494 | 17.9198 | 43075.5914 | 184649.752 | 54.2119 | 0.044955 | 107.6199 | 459.8011 | 621.6779 | 28.5582 | 0.023682 | 56.6928 | 242.2175 | 327.4922 | 249334.8375
BPE | 2 | 2033 | 2031 | 149.13 | 149.13 | 120.9993 | 98.4336 | 21624.4008 | 17.9311 | 43105.9227 | 184779.3689 | 55.1103 | 0.045698 | 109.4058 | 467.4337 | 631.9955 | 27.3881 | 0.02271 | 54.3714 | 232.3002 | 314.0824 | 249509.6924
BPE | 2 | 2034 | 2032 | 149.2074 | 149.2074 | 121.0744 | 98.5066 | 21640.3635 | 17.9441 | 43137.8857 | 184916.285 | 55.0673 | 0.045662 | 109.3212 | 467.0727 | 631.507 | 25.8177 | 0.021408 | 51.2541 | 218.9819 | 296.0751 | 249694.5341
BPE | 2 | 2035 | 2033 | 149.2788 | 149.2788 | 121.1431 | 98.5732 | 21656.3704 | 17.9572 | 43169.9203 | 185053.5186 | 54.9923 | 0.045599 | 109.1727 | 466.4386 | 630.6492 | 24.3231 | 0.020168 | 48.2872 | 206.3062 | 278.9367 | 249879.8093
BPE | 2 | 2036 | 2034 | 149.3442 | 149.3442 | 121.2059 | 98.6338 | 21672.4188 | 17.9703 | 43202.0245 | 185191.0585 | 54.8892 | 0.045513 | 108.9685 | 465.5666 | 629.4699 | 22.9033 | 0.018991 | 45.4688 | 194.2647 | 262.6558 | 250065.5018
BPE | 2 | 2037 | 2035 | 149.404 | 149.404 | 121.2631 | 98.6887 | 21688.5072 | 17.9835 | 43234.1956 | 185328.894 | 54.76 | 0.045405 | 108.7124 | 464.4727 | 627.9905 | 21.5561 | 0.017874 | 42.7942 | 182.838 | 247.2061 | 250251.5969
BPE | 2 | 2038 | 2036 | 149.4585 | 149.4585 | 121.3149 | 98.7383 | 21704.634 | 17.9967 | 43266.4314 | 185467.0141 | 54.6064 | 0.045278 | 108.408 | 463.1724 | 626.2321 | 20.2789 | 0.016815 | 40.2589 | 172.0057 | 232.5603 | 250438.0795
BPE | 2 | 2039 | 2037 | 149.508 | 149.508 | 121.3616 | 98.7829 | 21720.7977 | 18.01 | 43298.7296 | 185605.4085 | 54.4303 | 0.045131 | 108.0587 | 461.6803 | 624.2145 | 19.0693 | 0.015812 | 37.8577 | 161.7468 | 218.6897 | 250624.9358
BPE | 2 | 2040 | 2038 | 149.5527 | 149.5527 | 121.4037 | 98.8228 | 21736.9969 | 18.0233 | 43331.0879 | 185744.0676 | 54.2333 | 0.044968 | 107.6678 | 460.0104 | 621.9564 | 17.9248 | 0.014862 | 35.5856 | 152.0394 | 205.5647 | 250812.1524
BPE | 2 | 2041 | 2039 | 149.593 | 149.593 | 121.4413 | 98.8582 | 21753.2302 | 18.0367 | 43363.5043 | 185882.9823 | 54.0168 | 0.044788 | 107.2383 | 458.1755 | 619.4754 | 16.8427 | 0.013965 | 33.4374 | 142.8613 | 193.1554 | 250999.7168
BPE | 2 | 2042 | 2040 | 149.6292 | 149.6292 | 121.4747 | 98.8894 | 21769.4964 | 18.0502 | 43395.9769 | 186022.1439 | 53.7824 | 0.044594 | 106.773 | 456.1879 | 616.788 | 15.8204 | 0.013117 | 31.4079 | 134.1901 | 181.4315 | 251187.6172
BPE | 2 | 2043 | 2041 | 149.6613 | 149.6613 | 121.5041 | 98.9166 | 21785.7943 | 18.0636 | 43428.5039 | 186161.5443 | 53.5313 | 0.044385 | 106.2747 | 454.0591 | 613.9095 | 14.8552 | 0.012317 | 29.4918 | 126.0037 | 170.363 | 251375.8425
BPE | 2 | 2044 | 2042 | 149.6898 | 149.6898 | 121.5299 | 98.9402 | 21802.1229 | 18.0771 | 43461.0836 | 186301.1758 | 53.2649 | 0.044164 | 105.7459 | 451.7997 | 610.8547 | 13.9446 | 0.011562 | 27.684 | 118.2799 | 159.9201 | 251564.3822
BPE | 2 | 2045 | 2043 | 149.7148 | 149.7148 | 121.5521 | 98.9602 | 21818.4809 | 18.0907 | 43493.7143 | 186441.0311 | 52.9843 | 0.043932 | 105.1889 | 449.42 | 607.6371 | 13.086 | 0.01085 | 25.9794 | 110.9971 | 150.0733 | 251753.2263
BPE | 2 | 2046 | 2044 | 149.7365 | 149.7365 | 121.5711 | 98.977 | 21834.8675 | 18.1043 | 43526.3945 | 186581.1035 | 52.6906 | 0.043688 | 104.6059 | 446.9293 | 604.2696 | 12.2768 | 0.010179 | 24.373 | 104.1339 | 140.794 | 251942.3656
BPE | 2 | 2047 | 2045 | 149.7551 | 149.7551 | 121.587 | 98.9906 | 21851.2817 | 18.1179 | 43559.1229 | 186721.3865 | 52.3849 | 0.043435 | 103.9991 | 444.3367 | 600.7642 | 11.5147 | 0.0095474 | 22.86 | 97.6697 | 132.054 | 252131.7911
BPE | 2 | 2048 | 2046 | 149.7708 | 149.7708 | 121.6 | 99.0014 | 21867.7226 | 18.1315 | 43591.898 | 186861.874 | 52.0682 | 0.043172 | 103.3704 | 441.6505 | 597.1323 | 10.7973 | 0.0089525 | 21.4357 | 91.5842 | 123.8261 | 252321.4946
BPE | 2 | 2049 | 2047 | 149.7839 | 149.7839 | 121.6102 | 99.0094 | 21884.1894 | 18.1452 | 43624.7185 | 187002.5603 | 51.7415 | 0.042901 | 102.7216 | 438.8786 | 593.3845 | 10.1222 | 0.0083928 | 20.0954 | 85.8579 | 116.0839 | 252511.4682
BPE | 2 | 2050 | 2048 | 149.7943 | 149.7943 | 121.6179 | 99.0149 | 21900.6813 | 18.1589 | 43657.5833 | 187143.4399 | 51.4054 | 0.042623 | 102.0545 | 436.0282 | 589.5308 | 9.4872 | 0.0078663 | 18.8348 | 80.472 | 108.8019 | 252701.7045
BPE | 2 | 2051 | 2049 | 149.8024 | 149.8024 | 121.6232 | 99.018 | 21917.1976 | 18.1727 | 43690.4911 | 187284.5078 | 51.061 | 0.042337 | 101.3707 | 433.1065 | 585.5805 | 8.8902 | 0.0073714 | 17.6497 | 75.4082 | 101.9555 | 252892.1965
HAY | 1 | 2010 | 2008 | 387.798 | 267.4204 | 184.5345 | 142.0933 | 538382.287 | 2714.2435 | 725638.659 | 2062823.426 | 0 | 0 | 0 | 0 | 0 | 0 | 0 | 0 | 0 | 0 | 3326844.372
HAY | 1 | 2011 | 2009 | 230.6693 | 131.0114 | 72.2646 | 43.1644 | 458406.584 | 4239.587 | 728483.643 | 2034119.52 | 0 | 0 | 0 | 0 | 0 | 0 | 0 | 0 | 0 | 0 | 3221009.747
HAY | 1 | 2012 | 2010 | 243.5973 | 103.4282 | 80.414 | 67.2374 | 446181.667 | 4767.858 | 729038.488 | 2055847.062 | 0 | 0 | 0 | 0 | 0 | 0 | 0 | 0 | 0 | 0 | 3231067.217
HAY | 1 | 2013 | 2011 | 194.805 | 96.0119 | 64.7239 | 57.7553 | 443690.833 | 5210.122 | 716116.918 | 2045732.751 | 0 | 0 | 0 | 0 | 0 | 0 | 0 | 0 | 0 | 0 | 3205540.502
HAY | 1 | 2014 | 2012 | 240.2972 | 133.982 | 113.1805 | 96.4522 | 435731.542 | 3905.332 | 719789.896 | 2043783.207 | 0 | 0 | 0 | 0 | 0 | 0 | 0 | 0 | 0 | 0 | 3199304.645
HAY | 1 | 2015 | 2013 | 222.6682 | 87.6407 | 84.0434 | 81.2801 | 421752.606 | 4101.506 | 688519.15 | 1989127.614 | 0 | 0 | 0 | 0 | 0 | 0 | 0 | 0 | 0 | 0 | 3099399.37
HAY | 1 | 2016 | 2014 | 230.5472 | 95.1215 | 77.0508 | 71.938 | 416808.917 | 10164.315 | 691284.749 | 1976653.51 | 0 | 0 | 0 | 0 | 0 | 0 | 0 | 0 | 0 | 0 | 3084747.176
HAY | 1 | 2017 | 2015 | 234.7628 | 75.909 | 71.7744 | 74.4574 | 406605.189 | 25040.347 | 688964.441 | 1963655.944 | 0 | 0 | 0 | 0 | 0 | 0 | 0 | 0 | 0 | 0 | 3059225.574
HAY | 1 | 2018 | 2016 | 230.5346 | 82.791 | 63.2565 | 62.86 | 398943.836 | 22531.811 | 679720.222 | 1968250.851 | 0 | 0 | 0 | 0 | 0 | 0 | 0 | 0 | 0 | 0 | 3046914.909
HAY | 1 | 2019 | 2017 | 285.7352 | 134.3601 | 81.4409 | 57.2282 | 405659.476 | 23904.348 | 685583.596 | 1981549.508 | 0 | 0 | 0 | 0 | 0 | 0 | 0 | 0 | 0 | 0 | 3072792.58
HAY | 1 | 2020 | 2018 | 289.1309 | 140.3127 | 109.654 | 85.3352 | 399985.9659 | 23008.9463 | 665037.8426 | 1926258.3605 | 0 | 0 | 0 | 0 | 0 | 0 | 0 | 0 | 0 | 0 | 2991282.169
HAY | 1 | 2021 | 2019 | 281.4419 | 140.0576 | 109.2268 | 85.0257 | 402563.8379 | 23081.1657 | 668934.2187 | 1937871.882 | 0 | 0 | 0 | 0 | 0 | 0 | 0 | 0 | 0 | 0 | 3009369.9386
HAY | 1 | 2022 | 2020 | 276.6997 | 140.175 | 109.31 | 85.0923 | 404943.4392 | 23153.949 | 672528.8087 | 1948549.2721 | 0 | 0 | 0 | 0 | 0 | 0 | 0 | 0 | 0 | 0 | 3026021.52
HAY | 1 | 2023 | 2021 | 274.9575 | 140.2827 | 109.3863 | 85.1533 | 407091.57 | 23262.0339 | 676006.5819 | 1958690.4417 | 0 | 0 | 0 | 0 | 0 | 0 | 0 | 0 | 0 | 0 | 3041788.5935
HAY | 1 | 2024 | 2022 | 157.771 | 157.771 | 126.8515 | 102.6025 | 414832.7438 | 21440.383 | 674195.1174 | 1962614.6531 | 1528.8732 | 79.0189 | 2470.5164 | 7159.2798 | 11237.6884 | 1283.6714 | 66.3458 | 2074.2932 | 6011.0694 | 9435.3799 | 3051642.5143
HAY | 1 | 2025 | 2023 | 157.9527 | 157.9527 | 126.648 | 102.4593 | 417032.917 | 21560.3406 | 677751.5965 | 1972969.6244 | 1528.4855 | 79.0217 | 2469.6113 | 7156.6723 | 11233.7909 | 1210.7037 | 62.5926 | 1956.1635 | 5668.7548 | 8898.2146 | 3067754.1379
HAY | 1 | 2026 | 2024 | 157.8404 | 157.8404 | 126.5137 | 102.3085 | 419253.043 | 21672.9002 | 681346.935 | 1983459.3286 | 1507.8611 | 77.9475 | 2436.2112 | 7059.8963 | 11081.9161 | 1126.7615 | 58.2469 | 1820.4788 | 5275.5652 | 8281.0524 | 3084059.3066
HAY | 1 | 2027 | 2025 | 157.9245 | 157.9245 | 126.5759 | 102.3541 | 421402.2902 | 21785.1671 | 684839.463 | 1993626.23 | 1504.515 | 77.7787 | 2430.8003 | 7044.2078 | 11057.3018 | 1060.6237 | 54.8309 | 1713.6183 | 4965.8885 | 7794.9614 | 3099867.9832
HAY | 1 | 2028 | 2026 | 158.1651 | 158.1651 | 126.7956 | 102.5577 | 423495.8126 | 21897.2876 | 688251.6385 | 2003539.8529 | 1515.231 | 78.3466 | 2448.1679 | 7094.5111 | 11136.2566 | 1007.7151 | 52.1049 | 1628.1715 | 4718.2551 | 7406.2466 | 3115287.304
HAY | 1 | 2029 | 2027 | 158.2442 | 158.2442 | 126.8546 | 102.6009 | 425668.0391 | 22010.6993 | 691781.5906 | 2013815.6391 | 1511.9354 | 78.1801 | 2442.8392 | 7079.0611 | 11112.0157 | 948.607 | 49.0511 | 1532.6675 | 4441.4905 | 6971.8161 | 3131265.2688
HAY | 1 | 2030 | 2028 | 158.3219 | 158.3219 | 126.9114 | 102.6415 | 427852.4779 | 22124.7236 | 695331.125 | 2024148.879 | 1508.2252 | 77.992 | 2436.8389 | 7061.6653 | 11084.7214 | 892.7162 | 46.1633 | 1442.3612 | 4179.7889 | 6561.0296 | 3147332.482
HAY | 1 | 2031 | 2029 | 158.398 | 158.398 | 126.9665 | 102.6804 | 430048.8419 | 22239.3463 | 698899.9246 | 2034538.4122 | 1504.341 | 77.7948 | 2430.5567 | 7043.453 | 11056.1455 | 840.0161 | 43.4402 | 1357.2102 | 3933.0274 | 6173.6939 | 3163487.1787
HAY | 1 | 2032 | 2030 | 158.7053 | 158.7053 | 127.2528 | 102.9505 | 432156.9349 | 22353.5019 | 702340.3128 | 2044525.5214 | 1520.6619 | 78.6569 | 2457.005 | 7120.0629 | 11176.3867 | 801.0657 | 41.4355 | 1294.3196 | 3750.7603 | 5887.5811 | 3179022.769
HAY | 1 | 2033 | 2031 | 159.1232 | 159.1232 | 127.651 | 103.333 | 434227.2881 | 22467.7127 | 705726.9265 | 2054341.8282 | 1546.9198 | 80.0405 | 2499.5534 | 7243.315 | 11369.8286 | 768.7717 | 39.7777 | 1242.2015 | 3599.7056 | 5650.4565 | 3194296.0428
HAY | 1 | 2034 | 2032 | 159.2459 | 159.2459 | 127.7545 | 103.4211 | 436435.4093 | 22583.8599 | 709318.3931 | 2064790.6748 | 1547.4854 | 80.0764 | 2500.4807 | 7245.9889 | 11374.0314 | 725.5216 | 37.543 | 1172.3229 | 3397.2024 | 5332.5898 | 3210544.4772
HAY | 1 | 2035 | 2033 | 159.3657 | 159.3657 | 127.8535 | 103.5039 | 438656.9108 | 22700.6563 | 712931.121 | 2075302.2348 | 1547.2792 | 80.0723 | 2500.1572 | 7245.039 | 11372.5477 | 684.3631 | 35.416 | 1105.8219 | 3204.4878 | 5030.0888 | 3226890.2667
HAY | 1 | 2036 | 2034 | 159.4822 | 159.4822 | 127.9492 | 103.5835 | 440891.1866 | 22818.0729 | 716564.4081 | 2085874.0158 | 1546.7419 | 80.0507 | 2499.2977 | 7242.536 | 11368.6263 | 645.4013 | 33.4024 | 1042.8696 | 3022.0572 | 4743.7305 | 3243329.6105
HAY | 1 | 2037 | 2035 | 159.5956 | 159.5956 | 128.0418 | 103.6599 | 443138.2377 | 22936.1118 | 720218.2656 | 2096506.0336 | 1545.8914 | 80.0128 | 2497.9308 | 7238.5633 | 11362.3984 | 608.5344 | 31.4967 | 983.3012 | 2849.4336 | 4472.7659 | 3259862.5369
HAY | 1 | 2038 | 2036 | 159.7061 | 159.7061 | 128.1315 | 103.7334 | 445398.0728 | 23054.7757 | 723892.7154 | 2107198.3365 | 1544.7426 | 79.9592 | 2496.0807 | 7233.1906 | 11353.9732 | 573.6624 | 29.694 | 926.9556 | 2686.1496 | 4216.4616 | 3276489.1247
HAY | 1 | 2039 | 2037 | 159.8139 | 159.8139 | 128.2183 | 103.804 | 447670.7034 | 23174.0672 | 727587.7836 | 2117950.987 | 1543.3094 | 79.8908 | 2493.77 | 7226.4835 | 11343.4537 | 540.6889 | 27.9892 | 873.6768 | 2531.7536 | 3974.1086 | 3293209.474
HAY | 1 | 2040 | 2038 | 159.919 | 159.919 | 128.3025 | 103.872 | 449956.1441 | 23293.989 | 731303.5005 | 2128764.0603 | 1541.6051 | 79.8081 | 2491.0203 | 7218.5044 | 11330.9378 | 509.5205 | 26.3776 | 823.3146 | 2385.8096 | 3745.0224 | 3310023.705
HAY | 1 | 2041 | 2039 | 160.0215 | 160.0215 | 128.3841 | 103.9373 | 452254.4119 | 23414.5438 | 735039.9006 | 2139637.6441 | 1539.6423 | 79.7118 | 2487.8519 | 7209.3125 | 11316.5185 | 480.0678 | 24.8545 | 775.724 | 2247.8977 | 3528.544 | 3326931.9566
HAY | 1 | 2042 | 2040 | 160.1217 | 160.1217 | 128.4633 | 104.0003 | 454565.5265 | 23535.7345 | 738797.0221 | 2150571.8375 | 1537.433 | 79.6026 | 2484.2842 | 7198.9639 | 11300.2838 | 452.2442 | 23.4155 | 730.7656 | 2117.6141 | 3324.0395 | 3343934.386
HAY | 1 | 2043 | 2041 | 160.2196 | 160.2196 | 128.5402 | 104.0609 | 456889.5099 | 23657.5639 | 742574.9066 | 2161566.7512 | 1534.9886 | 79.4811 | 2480.3357 | 7187.5121 | 11282.3175 | 425.9672 | 22.0564 | 688.3058 | 1994.5712 | 3130.9006 | 3361031.1677
HAY | 1 | 2044 | 2042 | 160.3154 | 160.3154 | 128.6149 | 104.1193 | 459226.3867 | 23780.0347 | 746373.5994 | 2172622.5061 | 1532.3199 | 79.3478 | 2476.0239 | 7175.0076 | 11262.6991 | 401.1571 | 20.773 | 648.2163 | 1878.3973 | 2948.5438 | 3378222.4922
HAY | 1 | 2045 | 2043 | 160.4091 | 160.4091 | 128.6875 | 104.1757 | 461576.1834 | 23903.15 | 750193.1491 | 2183739.2337 | 1529.437 | 79.2033 | 2471.3653 | 7161.4985 | 11241.5041 | 377.7381 | 19.5615 | 610.3742 | 1768.7365 | 2776.4104 | 3395508.5663
HAY | 1 | 2046 | 2044 | 160.5008 | 160.5008 | 128.7581 | 104.23 | 463938.9288 | 24026.9126 | 754033.6074 | 2194917.075 | 1526.3498 | 79.0481 | 2466.3757 | 7147.0308 | 11218.8043 | 355.6374 | 18.4181 | 574.6622 | 1665.2484 | 2613.966 | 3412889.6112
HAY | 1 | 2047 | 2045 | 160.5906 | 160.5906 | 128.8269 | 104.2824 | 466314.6536 | 24151.3254 | 757895.029 | 2206156.1802 | 1523.0675 | 78.8826 | 2461.0702 | 7131.6477 | 11194.668 | 334.7855 | 17.3392 | 540.9679 | 1567.6077 | 2460.7003 | 3430365.8627
HAY | 1 | 2048 | 2046 | 160.6787 | 160.6787 | 128.8938 | 104.333 | 468703.3904 | 24276.3916 | 761777.4715 | 2217456.7086 | 1519.5989 | 78.7073 | 2455.4631 | 7115.3908 | 11169.1601 | 315.1161 | 16.3214 | 509.1844 | 1475.504 | 2316.1258 | 3447937.5705
HAY | 1 | 2049 | 2047 | 160.7651 | 160.7651 | 128.959 | 104.3818 | 471105.1739 | 24402.114 | 765680.9953 | 2228818.8278 | 1515.9524 | 78.5227 | 2449.5679 | 7098.2993 | 11142.3422 | 296.566 | 15.3614 | 479.2093 | 1388.6413 | 2179.778 | 3465604.997
HAY | 1 | 2050 | 2048 | 160.8499 | 160.8499 | 129.0226 | 104.429 | 473520.0404 | 24528.4959 | 769605.6634 | 2240242.7139 | 1512.136 | 78.3291 | 2443.3975 | 7080.4106 | 11114.2732 | 279.0749 | 14.4562 | 450.9455 | 1306.7375 | 2051.214 | 3483368.4176
HAY | 1 | 2051 | 2049 | 160.9331 | 160.9331 | 129.0847 | 104.4747 | 475948.0277 | 24655.5403 | 773551.5415 | 2251728.5504 | 1508.1573 | 78.1271 | 2436.9642 | 7061.7604 | 11085.009 | 262.5855 | 13.6027 | 424.3002 | 1229.524 | 1930.0124 | 3501228.1196
HLY | 1 | 2010 | 2008 | 319.7305 | 222.0063 | 156.9842 | 125.9816 | 308058.606 | 37611.6345 | 608775.033 | 1829972.829 | 0 | 0 | 0 | 0 | 0 | 0 | 0 | 0 | 0 | 0 | 2746806.468
HLY | 1 | 2011 | 2009 | 224.962 | 126.8294 | 70.809 | 44.4546 | 327509.606 | 21088.567 | 596399.427 | 1814088.876 | 0 | 0 | 0 | 0 | 0 | 0 | 0 | 0 | 0 | 0 | 2737997.909
HLY | 1 | 2012 | 2010 | 196.455 | 107.0019 | 82.1837 | 69.0689 | 324763.81 | 24297.313 | 598814.388 | 1815215.983 | 0 | 0 | 0 | 0 | 0 | 0 | 0 | 0 | 0 | 0 | 2738794.181
HLY | 1 | 2013 | 2011 | 196.4851 | 96.3943 | 72.3666 | 61.7634 | 308097.105 | 45227.227 | 607116.369 | 1854028.355 | 0 | 0 | 0 | 0 | 0 | 0 | 0 | 0 | 0 | 0 | 2769241.829
HLY | 1 | 2014 | 2012 | 225.5341 | 121.68 | 104.9829 | 92.6051 | 307879.504 | 45445.591 | 611434.97 | 1868895.207 | 0 | 0 | 0 | 0 | 0 | 0 | 0 | 0 | 0 | 0 | 2788209.681
HLY | 1 | 2015 | 2013 | 216.1903 | 92.0308 | 87.1526 | 81.206 | 311829.087 | 39995.545 | 613524.028 | 1858922.926 | 0 | 0 | 0 | 0 | 0 | 0 | 0 | 0 | 0 | 0 | 2784276.041
HLY | 1 | 2016 | 2014 | 230.3028 | 102.0513 | 80.8081 | 74.6061 | 306871.131 | 45525.387 | 610854.596 | 1875926.006 | 0 | 0 | 0 | 0 | 0 | 0 | 0 | 0 | 0 | 0 | 2793651.733
HLY | 1 | 2017 | 2015 | 222.9792 | 80.5603 | 77.7842 | 77.8216 | 313992.447 | 48631.723 | 630036.102 | 1937236.682 | 0 | 0 | 0 | 0 | 0 | 0 | 0 | 0 | 0 | 0 | 2881265.231
HLY | 1 | 2018 | 2016 | 226.0558 | 90.8341 | 70.2074 | 67.3513 | 316068.63 | 47650.195 | 631950.557 | 1944521.334 | 0 | 0 | 0 | 0 | 0 | 0 | 0 | 0 | 0 | 0 | 2892540.521
HLY | 1 | 2019 | 2017 | 264.0489 | 130.0618 | 80.9339 | 57.6456 | 316487.65 | 52058.82 | 636234.858 | 1967173.898 | 0 | 0 | 0 | 0 | 0 | 0 | 0 | 0 | 0 | 0 | 2919896.406
HLY | 1 | 2020 | 2018 | 287.7246 | 138.9064 | 111.1809 | 87.7123 | 310721.6881 | 51368.4466 | 617204.7586 | 1907632.2028 | 0 | 0 | 0 | 0 | 0 | 0 | 0 | 0 | 0 | 0 | 2835558.6495
HLY | 1 | 2021 | 2019 | 279.9617 | 138.5775 | 110.7486 | 87.3672 | 313638.5192 | 51760.4004 | 622757.0063 | 1925041.1207 | 0 | 0 | 0 | 0 | 0 | 0 | 0 | 0 | 0 | 0 | 2861436.6462
HLY | 1 | 2022 | 2020 | 275.2713 | 138.7466 | 110.8781 | 87.4709 | 316410.7953 | 52143.5198 | 628016.9509 | 1941495.3621 | 0 | 0 | 0 | 0 | 0 | 0 | 0 | 0 | 0 | 0 | 2885923.1083
HLY | 1 | 2023 | 2021 | 273.5809 | 138.906 | 110.9999 | 87.5681 | 319050.3011 | 52560.8299 | 633193.7988 | 1957547.5304 | 0 | 0 | 0 | 0 | 0 | 0 | 0 | 0 | 0 | 0 | 2909791.6303
HLY | 1 | 2024 | 2022 | 154.1325 | 154.1325 | 126.1947 | 102.738 | 324639.2484 | 50948.2544 | 635129.4828 | 1969686.9362 | 1037.1532 | 162.7688 | 2018.644 | 6233.0591 | 9451.6251 | 870.8138 | 136.6638 | 1694.8924 | 5233.3966 | 7935.7667 | 2929455.6674
HLY | 1 | 2025 | 2023 | 154.3396 | 154.3396 | 126.1293 | 102.6991 | 327351.294 | 51371.6804 | 640395.8057 | 1986024.501 | 1042.3851 | 163.5829 | 2028.5896 | 6263.7905 | 9498.348 | 825.6666 | 129.573 | 1606.8329 | 4961.5088 | 7523.5813 | 2953771.6007
HLY | 1 | 2026 | 2024 | 154.3464 | 154.3464 | 126.1046 | 102.6492 | 330081.9246 | 51797.8399 | 645722.9172 | 2002561.0147 | 1034.0134 | 162.2617 | 2012.2344 | 6213.2962 | 9421.8058 | 772.675 | 121.2514 | 1503.6586 | 4642.9364 | 7040.5214 | 2978365.8565
HLY | 1 | 2027 | 2025 | 154.5505 | 154.5505 | 126.2777 | 102.797 | 332764.7162 | 52222.5068 | 650977.2163 | 2018846.3584 | 1039.2965 | 163.1022 | 2022.5381 | 6245.0915 | 9470.0284 | 732.663 | 114.9806 | 1425.8095 | 4402.5431 | 6675.9963 | 3002588.2909
HLY | 1 | 2028 | 2026 | 154.9109 | 154.9109 | 126.6084 | 103.1028 | 335412.6001 | 52646.6347 | 656180.4094 | 2034952.2961 | 1055.7253 | 165.7075 | 2054.603 | 6344.0581 | 9620.094 | 702.1177 | 110.205 | 1366.4283 | 4219.161 | 6397.9119 | 3026545.3055
HLY | 1 | 2029 | 2027 | 155.1015 | 155.1015 | 126.7702 | 103.2401 | 338142.7693 | 53078.583 | 661527.0145 | 2051524.5735 | 1060.5428 | 166.4744 | 2063.999 | 6373.0515 | 9664.0676 | 665.3977 | 104.4481 | 1294.9785 | 3998.5313 | 6063.3556 | 3051194.3573
HLY | 1 | 2030 | 2028 | 155.2882 | 155.2882 | 126.927 | 103.3719 | 340897.1833 | 53514.2033 | 666920.3075 | 2068242.3881 | 1064.8382 | 167.1588 | 2072.3755 | 6398.8975 | 9703.2699 | 630.2761 | 98.941 | 1226.6359 | 3787.4976 | 5743.3506 | 3076059.8788
HLY | 1 | 2031 | 2029 | 155.4705 | 155.4705 | 127.0794 | 103.4993 | 343675.7527 | 53953.5208 | 672360.4162 | 2085105.8871 | 1068.7968 | 167.79 | 2080.0947 | 6422.7148 | 9739.3964 | 596.8106 | 93.6931 | 1161.514 | 3586.4104 | 5438.4281 | 3101142.056
HLY | 1 | 2032 | 2030 | 155.8884 | 155.8884 | 127.4673 | 103.8621 | 346390.1596 | 54390.2579 | 677700.7928 | 2101628.527 | 1089.2357 | 171.032 | 2119.9936 | 6545.8598 | 9926.1212 | 573.7958 | 90.0975 | 1116.7862 | 3448.2773 | 5228.9568 | 3125719.4794
HLY | 1 | 2033 | 2031 | 156.4167 | 156.4167 | 127.9671 | 104.3373 | 349084.8244 | 54827.6163 | 683015.5434 | 2118056.0039 | 1117.7684 | 175.5578 | 2175.7039 | 6717.8068 | 10186.8369 | 555.4967 | 87.2469 | 1081.2582 | 3338.5442 | 5062.5459 | 3150156.3717
HLY | 1 | 2034 | 2032 | 156.6372 | 156.6372 | 128.1597 | 104.5056 | 351915.3407 | 55276.6962 | 688562.8716 | 2135245.3637 | 1124.8768 | 176.6887 | 2189.5764 | 6760.6159 | 10251.7578 | 527.3861 | 82.8386 | 1026.5588 | 3169.6406 | 4806.4241 | 3175723.5761
HLY | 1 | 2035 | 2033 | 156.8533 | 156.8533 | 128.3461 | 104.6669 | 354771.5353 | 55729.6194 | 694159.3454 | 2152588.1906 | 1131.239 | 177.7017 | 2201.9916 | 6798.9261 | 10309.8585 | 500.3481 | 78.5977 | 973.943 | 3007.1716 | 4560.0603 | 3201519.0713
HLY | 1 | 2036 | 2034 | 157.0641 | 157.0641 | 128.5269 | 104.8226 | 357653.0777 | 56186.4078 | 699804.8924 | 2170083.7907 | 1137.1948 | 178.6505 | 2213.6132 | 6834.7869 | 10364.2454 | 474.5117 | 74.5446 | 923.6635 | 2851.9178 | 4324.6375 | 3227541.7608
HLY | 1 | 2037 | 2035 | 157.2698 | 157.2698 | 128.7026 | 104.9732 | 360560.0863 | 56647.0867 | 705499.7691 | 2187732.9303 | 1142.7638 | 179.538 | 2224.4797 | 6868.3163 | 10415.0979 | 449.8447 | 70.6745 | 875.6582 | 2703.6872 | 4099.8646 | 3253792.7857
HLY | 1 | 2038 | 2036 | 157.4706 | 157.4706 | 128.8734 | 105.1188 | 363492.689 | 57111.6827 | 711244.2461 | 2205536.4231 | 1147.9634 | 180.3671 | 2234.6248 | 6899.6192 | 10462.5745 | 426.3128 | 66.9819 | 829.8601 | 2562.2731 | 3885.4279 | 3280273.3582
HLY | 1 | 2039 | 2037 | 157.6668 | 157.6668 | 129.0395 | 105.2598 | 366451.019 | 57580.2224 | 717038.6031 | 2223495.1131 | 1152.81 | 181.1403 | 2244.0807 | 6928.7946 | 10506.8257 | 403.8798 | 63.4614 | 786.1998 | 2427.4602 | 3681.0011 | 3306984.7352
HLY | 1 | 2040 | 2038 | 157.8588 | 157.8588 | 129.2013 | 105.3963 | 369435.2146 | 58052.7332 | 722883.129 | 2241609.873 | 1157.3192 | 181.8602 | 2252.8779 | 6955.9364 | 10547.9937 | 382.5091 | 60.1071 | 744.6055 | 2299.0275 | 3486.2492 | 3333928.2166
HLY | 1 | 2041 | 2039 | 158.0466 | 158.0466 | 129.3588 | 105.5286 | 372445.4192 | 58529.2429 | 728778.1212 | 2259881.6036 | 1161.5058 | 182.5289 | 2261.0451 | 6981.1337 | 10586.2135 | 362.163 | 56.9134 | 705.0045 | 2176.7505 | 3300.8314 | 3361105.144
HLY | 1 | 2042 | 2040 | 158.2305 | 158.2305 | 129.5125 | 105.6569 | 375481.7806 | 59009.7797 | 734723.8853 | 2278311.2329 | 1165.3838 | 183.1488 | 2268.6096 | 7004.4707 | 10621.6129 | 342.8039 | 53.8742 | 667.3238 | 2060.4029 | 3124.4048 | 3388516.8988
HLY | 1 | 2043 | 2041 | 158.4107 | 158.4107 | 129.6624 | 105.7815 | 378544.4516 | 59494.3724 | 740720.7352 | 2296899.7147 | 1168.9664 | 183.7219 | 2275.5974 | 7026.0275 | 10654.3133 | 324.3941 | 50.9838 | 631.4899 | 1949.7584 | 2956.6262 | 3416164.9015
HLY | 1 | 2044 | 2042 | 158.5875 | 158.5875 | 129.8087 | 105.9024 | 381633.5891 | 59983.0503 | 746768.9925 | 2315648.0284 | 1172.2663 | 184.2503 | 2282.033 | 7045.88 | 10684.4296 | 306.8961 | 48.2362 | 597.43 | 1844.5921 | 2797.1544 | 3444050.61
HLY | 1 | 2045 | 2043 | 158.7609 | 158.7609 | 129.9517 | 106.02 | 384749.3545 | 60475.8429 | 752868.9864 | 2334557.1779 | 1175.2953 | 184.7358 | 2287.9398 | 7064.1 | 10712.071 | 290.2727 | 45.6258 | 565.0721 | 1744.6812 | 2645.6517 | 3472175.5187
HLY | 1 | 2046 | 2044 | 158.9312 | 158.9312 | 130.0914 | 106.1343 | 387891.9131 | 60972.7804 | 759021.0535 | 2353628.191 | 1178.0649 | 185.1802 | 2293.3399 | 7080.7559 | 10737.3409 | 274.4875 | 43.1467 | 534.3451 | 1649.8064 | 2501.7857 | 3500541.1576
HLY | 1 | 2047 | 2045 | 159.0985 | 159.0985 | 130.2282 | 106.2456 | 391061.4347 | 61473.8934 | 765225.5377 | 2372862.1186 | 1180.5857 | 185.5852 | 2298.2542 | 7095.9124 | 10760.3375 | 259.5046 | 40.7935 | 505.1793 | 1559.7527 | 2365.2301 | 3529149.091
HLY | 1 | 2048 | 2046 | 159.263 | 159.263 | 130.362 | 106.3539 | 394258.0926 | 61979.2128 | 771482.7898 | 2392260.0345 | 1182.8679 | 185.9524 | 2302.7027 | 7109.6311 | 10781.1541 | 245.2889 | 38.5606 | 477.5068 | 1474.3096 | 2235.6658 | 3558000.9169
HLY | 1 | 2049 | 2047 | 159.4248 | 159.4248 | 130.4932 | 106.4595 | 397482.0641 | 62488.77 | 777793.1676 | 2411823.0341 | 1184.9213 | 186.2833 | 2306.7043 | 7121.9703 | 10799.8792 | 231.8063 | 36.4426 | 451.2609 | 1393.2721 | 2112.7819 | 3587098.2658
HLY | 1 | 2050 | 2048 | 159.584 | 159.584 | 130.6217 | 106.5625 | 400733.5303 | 63002.5968 | 784157.0354 | 2431552.2347 | 1186.7549 | 186.5795 | 2310.2769 | 7132.9854 | 10816.5967 | 219.0236 | 34.4345 | 426.3772 | 1316.4405 | 1996.2758 | 3616442.8004
HLY | 1 | 2051 | 2049 | 159.7409 | 159.7409 | 130.7478 | 106.663 | 404012.6758 | 63520.7255 | 790574.7643 | 2451448.7745 | 1188.3777 | 186.8422 | 2313.4377 | 7142.729 | 10831.3865 | 206.9086 | 32.5311 | 402.7929 | 1243.6215 | 1885.8541 | 3646036.2145
HLY | 2 | 2010 | 2008 | 320.8527 | 219.5214 | 157.5538 | 122.7164 | 52848.472 | 0.125 | 104735.181 | 431407.0705 | 0 | 0 | 0 | 0 | 0 | 0 | 0 | 0 | 0 | 0 | 588990.7235
HLY | 2 | 2011 | 2009 | 208.3831 | 114.7977 | 67.4608 | 41.9734 | 53994.334 | 0.017 | 104946.432 | 413871.278 | 0 | 0 | 0 | 0 | 0 | 0 | 0 | 0 | 0 | 0 | 572812.044
HLY | 2 | 2012 | 2010 | 191.8162 | 96.6971 | 80.32 | 66.8865 | 54329.417 | 0.011 | 101127.45 | 428816.203 | 0 | 0 | 0 | 0 | 0 | 0 | 0 | 0 | 0 | 0 | 584273.07
HLY | 2 | 2013 | 2011 | 182.2314 | 92.9301 | 70.5233 | 53.5931 | 54292.867 | 0.028 | 103955.302 | 441367.678 | 0 | 0 | 0 | 0 | 0 | 0 | 0 | 0 | 0 | 0 | 599615.847
HLY | 2 | 2014 | 2012 | 207.5769 | 115.0861 | 100.4104 | 87.2295 | 55445.836 | 0.038 | 107020.816 | 440450.664 | 0 | 0 | 0 | 0 | 0 | 0 | 0 | 0 | 0 | 0 | 602917.316
HLY | 2 | 2015 | 2013 | 204.9272 | 90.8695 | 85.3693 | 77.4632 | 53993.805 | 0.033 | 105529.443 | 438126.539 | 0 | 0 | 0 | 0 | 0 | 0 | 0 | 0 | 0 | 0 | 597649.787
HLY | 2 | 2016 | 2014 | 215.5758 | 92.6378 | 79.0118 | 69.8656 | 54205.18 | 0.088 | 104758.047 | 438830.48 | 0 | 0 | 0 | 0 | 0 | 0 | 0 | 0 | 0 | 0 | 597793.707
HLY | 2 | 2017 | 2015 | 200.5532 | 75.84 | 75.087 | 74.5159 | 55272.977 | 9.024 | 106896.525 | 432375.138 | 0 | 0 | 0 | 0 | 0 | 0 | 0 | 0 | 0 | 0 | 594544.64
HLY | 2 | 2018 | 2016 | 219.4531 | 87.2217 | 67.3918 | 63.7996 | 53164.933 | 0.047 | 104023.438 | 434068.664 | 0 | 0 | 0 | 0 | 0 | 0 | 0 | 0 | 0 | 0 | 591257.035
HLY | 2 | 2019 | 2017 | 256.9495 | 125.1394 | 79.5963 | 54.5544 | 51503.92 | 0.027 | 101702.671 | 427436.032 | 0 | 0 | 0 | 0 | 0 | 0 | 0 | 0 | 0 | 0 | 580642.623
HLY | 2 | 2020 | 2018 | 287.7246 | 138.9064 | 111.1809 | 87.7123 | 51186.1256 | 10.0129 | 101014.7215 | 424540.3022 | 0 | 0 | 0 | 0 | 0 | 0 | 0 | 0 | 0 | 0 | 576741.1493
HLY | 2 | 2021 | 2019 | 280.1793 | 138.795 | 111.0832 | 87.6351 | 51254.5071 | 10.5716 | 101157.0483 | 425132.6154 | 0 | 0 | 0 | 0 | 0 | 0 | 0 | 0 | 0 | 0 | 577544.1708
HLY | 2 | 2022 | 2020 | 275.3439 | 138.8191 | 111.1035 | 87.651 | 51322.4618 | 11.0308 | 101295.7262 | 425710.4674 | 0 | 0 | 0 | 0 | 0 | 0 | 0 | 0 | 0 | 0 | 578328.6554
HLY | 2 | 2023 | 2021 | 273.5179 | 138.8431 | 111.1233 | 87.6665 | 51389.1153 | 11.1523 | 101428.4788 | 426267.1625 | 0 | 0 | 0 | 0 | 0 | 0 | 0 | 0 | 0 | 0 | 579084.7566
HLY | 2 | 2024 | 2022 | 149.4774 | 149.4774 | 121.7532 | 98.2923 | 51400.8781 | 28.1434 | 101657.427 | 427020.4039 | 115.5804 | 0.063283 | 227.6657 | 953.0514 | 1296.3607 | 97.0435 | 0.053134 | 191.1525 | 800.2003 | 1088.4494 | 580078.709
HLY | 2 | 2025 | 2023 | 149.5703 | 149.5703 | 121.8745 | 98.4012 | 51466.0663 | 28.1693 | 101787.1428 | 427564.8601 | 117.1635 | 0.064128 | 230.7876 | 966.1203 | 1314.1356 | 92.8045 | 0.050795 | 182.8054 | 765.2578 | 1040.9185 | 580818.0692
HLY | 2 | 2026 | 2024 | 149.6699 | 149.6699 | 121.9697 | 98.4924 | 51531.6706 | 28.2047 | 101917.2708 | 428111.201 | 117.3686 | 0.064239 | 231.193 | 967.8187 | 1316.4446 | 87.7047 | 0.048003 | 172.7609 | 723.2104 | 983.724 | 581560.1423
HLY | 2 | 2027 | 2025 | 149.9319 | 149.9319 | 122.2271 | 98.746 | 51595.4745 | 28.2379 | 102044.6659 | 428645.5186 | 119.3352 | 0.065311 | 235.0713 | 984.0581 | 1338.5298 | 84.1266 | 0.046042 | 165.716 | 693.7221 | 943.6107 | 582285.659
HLY | 2 | 2028 | 2026 | 150.3202 | 150.3202 | 122.6111 | 99.1261 | 51657.8939 | 28.2693 | 102169.9707 | 429170.6318 | 122.6553 | 0.067122 | 241.6184 | 1011.4724 | 1375.8132 | 81.5728 | 0.04464 | 160.69 | 672.6869 | 914.9944 | 582998.4963
HLY | 2 | 2029 | 2027 | 150.5471 | 150.5471 | 122.834 | 99.3452 | 51722.2696 | 28.303 | 102298.3248 | 429709.0933 | 124.1989 | 0.067963 | 244.6632 | 1024.2223 | 1393.1523 | 77.9239 | 0.042641 | 153.5047 | 642.6098 | 874.081 | 583729.6877
HLY | 2 | 2030 | 2028 | 150.7585 | 150.7585 | 123.041 | 99.5484 | 51786.9146 | 28.337 | 102427.1277 | 430249.4937 | 125.5482 | 0.068698 | 247.3249 | 1035.3687 | 1408.3105 | 74.3118 | 0.040662 | 146.3912 | 612.8331 | 833.5768 | 584463.5361
HLY | 2 | 2031 | 2029 | 150.9551 | 150.9551 | 123.2333 | 99.7368 | 51851.8169 | 28.3713 | 102556.3635 | 430791.7624 | 126.7193 | 0.069336 | 249.6354 | 1045.044 | 1421.468 | 70.7594 | 0.038717 | 139.3951 | 583.5471 | 793.7403 | 585199.9428
HLY | 2 | 2032 | 2030 | 151.3449 | 151.3449 | 123.6186 | 100.1183 | 51914.5746 | 28.4029 | 102682.3344 | 431319.6766 | 129.9257 | 0.071084 | 255.9594 | 1071.5252 | 1457.4814 | 68.4433 | 0.037446 | 134.8362 | 564.4661 | 767.783 | 585916.5856
HLY | 2 | 2033 | 2031 | 151.8203 | 151.8203 | 124.09 | 100.5858 | 51976.4313 | 28.4333 | 102806.957 | 431841.6449 | 134.0091 | 0.073309 | 264.0132 | 1105.2501 | 1503.3457 | 66.5984 | 0.036432 | 131.2065 | 549.2754 | 747.1168 | 586625.0332
HLY | 2 | 2034 | 2032 | 152.0244 | 152.0244 | 124.2901 | 100.7822 | 52041.4993 | 28.4676 | 102936.5644 | 432385.4482 | 135.191 | 0.073952 | 266.3454 | 1115.0171 | 1516.6274 | 63.3828 | 0.034671 | 124.8731 | 522.7635 | 711.0541 | 587363.512
HLY | 2 | 2035 | 2033 | 152.2151 | 152.2151 | 124.4764 | 100.9646 | 52106.8147 | 28.5021 | 103066.5852 | 432931.0359 | 136.2028 | 0.074502 | 268.3424 | 1123.3804 | 1528.0002 | 60.2426 | 0.032952 | 118.6881 | 496.8722 | 675.836 | 588104.4359
HLY | 2 | 2036 | 2034 | 152.3928 | 152.3928 | 124.6496 | 101.134 | 52172.3661 | 28.5368 | 103197.0069 | 433478.3506 | 137.0613 | 0.074969 | 270.0371 | 1130.478 | 1537.6514 | 57.1909 | 0.031282 | 112.677 | 471.709 | 641.6082 | 588847.7237
HLY | 2 | 2037 | 2035 | 152.558 | 152.558 | 124.8105 | 101.291 | 52238.1451 | 28.5718 | 103327.8169 | 434027.337 | 137.7762 | 0.075357 | 271.4484 | 1136.389 | 1545.689 | 54.2351 | 0.029664 | 106.8547 | 447.3353 | 608.4547 | 589593.2991
HLY | 2 | 2038 | 2036 | 152.7117 | 152.7117 | 124.9597 | 101.4363 | 52304.1439 | 28.607 | 103459.0031 | 434577.9414 | 138.3565 | 0.075672 | 272.5946 | 1141.19 | 1552.2169 | 51.3807 | 0.028102 | 101.2319 | 423.7974 | 576.4381 | 590341.0883
HLY | 2 | 2039 | 2037 | 152.8543 | 152.8543 | 125.0978 | 101.5705 | 52370.3548 | 28.6423 | 103590.5539 | 435130.1135 | 138.8112 | 0.075918 | 273.4929 | 1144.953 | 1557.333 | 48.6316 | 0.026598 | 95.8165 | 401.1272 | 545.6019 | 591091.0222
HLY | 2 | 2040 | 2038 | 152.9865 | 152.9865 | 125.2256 | 101.6944 | 52436.7708 | 28.6779 | 103722.4586 | 435683.8061 | 139.1484 | 0.076101 | 274.1595 | 1147.7456 | 1561.1296 | 45.9903 | 0.025152 | 90.6133 | 379.3449 | 515.9736 | 591843.0355
HLY | 2 | 2041 | 2039 | 153.109 | 153.109 | 125.3435 | 101.8084 | 52503.3854 | 28.7137 | 103854.7072 | 436238.9745 | 139.3758 | 0.076223 | 274.6096 | 1149.6318 | 1563.6933 | 43.458 | 0.023767 | 85.6246 | 358.4606 | 487.567 | 592597.0671
HLY | 2 | 2042 | 2040 | 153.2222 | 153.2222 | 125.4522 | 101.9132 | 52570.1921 | 28.7496 | 103987.2899 | 436795.5771 | 139.5007 | 0.07629 | 274.8575 | 1150.6715 | 1565.106 | 41.0349 | 0.022441 | 80.8508 | 338.4763 | 460.3844 | 593353.0592
HLY | 2 | 2043 | 2041 | 153.3267 | 153.3267 | 125.5522 | 102.0093 | 52637.1853 | 28.7857 | 104120.198 | 437353.5743 | 139.5299 | 0.076305 | 274.9168 | 1150.9214 | 1565.4445 | 38.7203 | 0.021175 | 76.2908 | 319.3866 | 434.4188 | 594110.9576
HLY | 2 | 2044 | 2042 | 153.423 | 153.423 | 125.6439 | 102.0971 | 52704.3593 | 28.822 | 104253.423 | 437912.9292 | 139.47 | 0.076271 | 274.8002 | 1150.4347 | 1564.7811 | 36.5129 | 0.019967 | 71.9419 | 301.1806 | 409.6554 | 594870.7115
HLY | 2 | 2045 | 2043 | 153.5115 | 153.5115 | 125.7279 | 102.1772 | 52771.7089 | 28.8584 | 104386.9569 | 438473.6068 | 139.3269 | 0.076191 | 274.5197 | 1149.2613 | 1563.184 | 34.4108 | 0.018818 | 67.8005 | 283.8429 | 386.0729 | 595632.2727
HLY | 2 | 2046 | 2044 | 153.5928 | 153.5928 | 125.8046 | 102.2499 | 52839.2293 | 28.895 | 104520.7923 | 439035.5744 | 139.1064 | 0.07607 | 274.0864 | 1147.4485 | 1560.7173 | 32.4116 | 0.017724 | 63.8618 | 267.3539 | 363.645 | 596395.5961
HLY | 2 | 2047 | 2045 | 153.6672 | 153.6672 | 125.8744 | 102.3158 | 52906.9159 | 28.9317 | 104654.9222 | 439598.8011 | 138.8139 | 0.075909 | 273.511 | 1145.0405 | 1557.4412 | 30.5127 | 0.016686 | 60.1205 | 251.6914 | 342.3412 | 597160.6392
HLY | 2 | 2048 | 2046 | 153.7351 | 153.7351 | 125.9377 | 102.3752 | 52974.7642 | 28.9685 | 104789.3398 | 440163.2577 | 138.4543 | 0.075712 | 272.8034 | 1142.079 | 1553.4125 | 28.711 | 0.0157 | 56.5707 | 236.8306 | 322.128 | 597927.3618
HLY | 2 | 2049 | 2047 | 153.7969 | 153.7969 | 125.995 | 102.4285 | 53042.7703 | 29.0055 | 104924.0391 | 440728.9168 | 138.0325 | 0.075481 | 271.973 | 1138.6034 | 1548.6844 | 27.0033 | 0.014766 | 53.2061 | 222.7451 | 302.9693 | 598695.7262
HLY | 2 | 2050 | 2048 | 153.853 | 153.853 | 126.0464 | 102.476 | 53110.9303 | 29.0427 | 105059.014 | 441295.7527 | 137.5529 | 0.075218 | 271.0287 | 1134.6504 | 1543.3071 | 25.3863 | 0.013882 | 50.0202 | 209.4074 | 284.8277 | 599465.697
HLY | 2 | 2051 | 2049 | 153.9037 | 153.9037 | 126.0925 | 102.5181 | 53179.2405 | 29.0799 | 105194.2592 | 441863.741 | 137.0197 | 0.074926 | 269.9786 | 1130.2547 | 1537.3279 | 23.8565 | 0.013045 | 47.006 | 196.7888 | 267.6644 | 600237.2407
ISL | 1 | 2010 | 2008 | 441.1905 | 337.6723 | 191.2157 | 156.4777 | 620893.136 | 20198.537 | 1133777.179 | 3558987.302 | 0 | 0 | 0 | 0 | 0 | 0 | 0 | 0 | 0 | 0 | 5313657.617
ISL | 1 | 2011 | 2009 | 155.7337 | 61.9984 | 51.7294 | 33.422 | 632869.912 | 18603.394 | 1132923.237 | 3550714.461 | 0 | 0 | 0 | 0 | 0 | 0 | 0 | 0 | 0 | 0 | 5316507.61
ISL | 1 | 2012 | 2010 | 178.5575 | 80.0975 | 90.4006 | 60.6317 | 629943.149 | 18736.816 | 1141417.737 | 3612763.437 | 0 | 0 | 0 | 0 | 0 | 0 | 0 | 0 | 0 | 0 | 5384124.323
ISL | 1 | 2013 | 2011 | 208.1301 | 114.3537 | 67.5924 | 42.1977 | 606972.092 | 17313.734 | 1096553.499 | 3390543.398 | 0 | 0 | 0 | 0 | 0 | 0 | 0 | 0 | 0 | 0 | 5094068.989
ISL | 1 | 2014 | 2012 | 277.4846 | 175.5147 | 144.989 | 109.629 | 601512.808 | 21916.04 | 1056830.135 | 3333537.366 | 0 | 0 | 0 | 0 | 0 | 0 | 0 | 0 | 0 | 0 | 4991880.309
ISL | 1 | 2015 | 2013 | 219.4855 | 92.5611 | 96.5657 | 61.8505 | 606453.416 | 21696.297 | 1097043.315 | 3462201.958 | 0 | 0 | 0 | 0 | 0 | 0 | 0 | 0 | 0 | 0 | 5165698.689
ISL | 1 | 2016 | 2014 | 224.3366 | 101.314 | 85.6284 | 59.7975 | 603320.319 | 31311.066 | 1121546.964 | 3444519.303 | 0 | 0 | 0 | 0 | 0 | 0 | 0 | 0 | 0 | 0 | 5169386.586
ISL | 1 | 2017 | 2015 | 229.8213 | 89.2876 | 89.7457 | 70.5516 | 622912.244 | 32298.384 | 1177539.251 | 3713881.059 | 0 | 0 | 0 | 0 | 0 | 0 | 0 | 0 | 0 | 0 | 5514332.554
ISL | 1 | 2018 | 2016 | 209.3681 | 79.483 | 69.7523 | 60.6296 | 625983.222 | 29670.569 | 1165820.69 | 3664575.439 | 0 | 0 | 0 | 0 | 0 | 0 | 0 | 0 | 0 | 0 | 5456379.351
ISL | 1 | 2019 | 2017 | 273.1823 | 140.3539 | 80.7916 | 58.675 | 616204.765 | 29456.864 | 1141041.18 | 3589383.664 | 0 | 0 | 0 | 0 | 0 | 0 | 0 | 0 | 0 | 0 | 5346629.609
ISL | 1 | 2020 | 2018 | 286.8791 | 138.0609 | 104.6982 | 83.021 | 611557.5966 | 28331.6676 | 1119161.4366 | 3518321.8457 | 0 | 0 | 0 | 0 | 0 | 0 | 0 | 0 | 0 | 0 | 5249040.8789
ISL | 1 | 2021 | 2019 | 279.3098 | 137.9255 | 104.4372 | 82.8073 | 618038.3514 | 28519.8515 | 1130463.1845 | 3554304.2905 | 0 | 0 | 0 | 0 | 0 | 0 | 0 | 0 | 0 | 0 | 5302805.8265
ISL | 1 | 2022 | 2020 | 274.6403 | 138.1155 | 104.5743 | 82.9174 | 624309.4796 | 28715.6283 | 1141396.3821 | 3589028.1127 | 0 | 0 | 0 | 0 | 0 | 0 | 0 | 0 | 0 | 0 | 5354733.9745
ISL | 1 | 2023 | 2021 | 272.9726 | 138.2977 | 104.7058 | 83.0227 | 630291.4613 | 28969.6998 | 1152192.5752 | 3623062.206 | 0 | 0 | 0 | 0 | 0 | 0 | 0 | 0 | 0 | 0 | 5405546.2426
ISL | 1 | 2024 | 2022 | 153.2025 | 153.2025 | 119.567 | 97.8576 | 644421.0114 | 26251.4785 | 1157090.1387 | 3649452.2125 | 2011.8986 | 81.9578 | 3588.6101 | 11269.8849 | 16952.3514 | 1689.2289 | 68.8133 | 3013.0663 | 9462.4127 | 14233.5211 | 5450963.3626
ISL | 1 | 2025 | 2023 | 153.3171 | 153.3171 | 119.336 | 97.6473 | 650702.0253 | 26516.1536 | 1168279.6225 | 3684808.9949 | 1999.6625 | 81.4864 | 3566.2048 | 11199.6283 | 16846.982 | 1583.92 | 64.5449 | 2824.7682 | 8871.1546 | 13344.3877 | 5503790.6427
ISL | 1 | 2026 | 2024 | 153.192 | 153.192 | 119.1669 | 97.4512 | 657031.0716 | 26770.0383 | 1179596.3813 | 3720571.8298 | 1963.8973 | 80.0169 | 3502.2042 | 10998.6829 | 16544.8013 | 1467.5383 | 59.7933 | 2617.0507 | 8218.8557 | 12363.238 | 5557199.2827
ISL | 1 | 2027 | 2025 | 153.2197 | 153.2197 | 119.151 | 97.4081 | 663311.3419 | 27026.242 | 1190849.3367 | 3756096.1465 | 1949.0884 | 79.4145 | 3475.6899 | 10915.4247 | 16419.6175 | 1374.0304 | 55.9841 | 2450.2242 | 7694.9437 | 11575.1824 | 5610256.8252
ISL | 1 | 2028 | 2026 | 153.3723 | 153.3723 | 119.261 | 97.4913 | 669559.7345 | 27284.7807 | 1202065.3807 | 3791472.0949 | 1951.9535 | 79.5428 | 3480.7846 | 10931.4034 | 16443.6842 | 1298.1606 | 52.9005 | 2314.9206 | 7270.0076 | 10935.9892 | 5663097.2102
ISL | 1 | 2029 | 2027 | 153.4187 | 153.4187 | 119.2656 | 97.4692 | 675944.4546 | 27545.8268 | 1213509.1358 | 3827593.2273 | 1940.1907 | 79.0659 | 3459.721 | 10865.2577 | 16344.2352 | 1217.2996 | 49.6069 | 2170.6717 | 6816.9971 | 10254.5754 | 5717046.8177
ISL | 1 | 2030 | 2028 | 153.475 | 153.475 | 119.2794 | 97.4561 | 682383.3058 | 27809.3912 | 1225051.0195 | 3864022.2259 | 1929.3642 | 78.628 | 3440.3333 | 10804.3731 | 16252.6986 | 1141.9877 | 46.5398 | 2036.328 | 6395.0919 | 9619.9473 | 5771456.5512
ISL | 1 | 2031 | 2029 | 153.5401 | 153.5401 | 119.3019 | 97.4517 | 688876.9617 | 28075.4693 | 1236692.4282 | 3900763.3084 | 1919.6218 | 78.235 | 3422.8859 | 10749.5796 | 16170.3223 | 1071.9068 | 43.686 | 1911.3216 | 6002.5091 | 9029.4235 | 5826332.6983
ISL | 1 | 2032 | 2030 | 153.7875 | 153.7875 | 119.5067 | 97.6296 | 695294.5679 | 28343.9629 | 1248227.6896 | 3937121.481 | 1935.4915 | 78.9011 | 3451.2362 | 10838.5699 | 16304.1986 | 1019.5928 | 41.5641 | 1818.0682 | 5709.6234 | 8588.8484 | 5880643.7385
ISL | 1 | 2033 | 2031 | 154.1269 | 154.1269 | 119.8048 | 97.901 | 701701.0516 | 28614.9103 | 1259759.381 | 3973442.5897 | 1964.8892 | 80.1269 | 3503.7784 | 11003.5103 | 16552.3047 | 976.4897 | 39.8206 | 1741.2705 | 5468.4075 | 8225.9883 | 5934903.0224
ISL | 1 | 2034 | 2032 | 154.2506 | 154.2506 | 119.8877 | 97.9575 | 708332.007 | 28888.5758 | 1271657.9917 | 4010978.076 | 1963.9834 | 80.099 | 3502.1323 | 10998.3262 | 16544.5409 | 920.792 | 37.5535 | 1641.9363 | 5156.4445 | 7756.7264 | 5990968.0747
ISL | 1 | 2035 | 2033 | 154.3808 | 154.3808 | 119.9756 | 98.0185 | 715021.9908 | 29164.9117 | 1283662.847 | 4048847.9493 | 1963.2921 | 80.0804 | 3500.8699 | 10994.3459 | 16538.5883 | 868.366 | 35.4196 | 1548.4381 | 4862.8098 | 7315.0336 | 6047532.787
ISL | 1 | 2036 | 2034 | 154.5159 | 154.5159 | 120.0684 | 98.0844 | 721771.4607 | 29443.8855 | 1295775.2237 | 4087055.7457 | 1963.1978 | 80.0865 | 3500.6755 | 10993.7185 | 16537.6784 | 819.1739 | 33.4173 | 1460.7096 | 4587.2946 | 6900.5954 | 6104602.4302
ISL | 1 | 2037 | 2035 | 154.6553 | 154.6553 | 120.1655 | 98.1546 | 728581.2317 | 29725.5223 | 1307996.5355 | 4125606.0015 | 1963.6493 | 80.1153 | 3501.4574 | 10996.156 | 16541.378 | 772.9832 | 31.5371 | 1378.3357 | 4328.596 | 6511.452 | 6162183.7686
ISL | 1 | 2038 | 2036 | 154.7989 | 154.7989 | 120.2667 | 98.2288 | 735452.1102 | 30009.8478 | 1320328.1826 | 4164503.2065 | 1964.5984 | 80.1647 | 3503.1295 | 11001.3881 | 16549.2806 | 729.5819 | 29.7703 | 1300.9376 | 4085.5241 | 6145.814 | 6220283.4992
ISL | 1 | 2039 | 2037 | 154.9461 | 154.9461 | 120.3716 | 98.3066 | 742384.8968 | 30296.888 | 1332771.5575 | 4203751.8219 | 1966 | 80.2329 | 3505.611 | 11009.1614 | 16561.0054 | 688.7759 | 28.1091 | 1228.1691 | 3856.9913 | 5802.0454 | 6278908.2762
ISL | 1 | 2040 | 2038 | 155.0968 | 155.0968 | 120.4799 | 98.3878 | 749380.3872 | 30586.669 | 1345328.0461 | 4243356.284 | 1967.8119 | 80.3181 | 3508.8265 | 11019.2387 | 16576.1953 | 650.3874 | 26.5462 | 1159.7128 | 3642.0018 | 5478.6482 | 6338064.7172
ISL | 1 | 2041 | 2039 | 155.2505 | 155.2505 | 120.5912 | 98.4721 | 756439.3723 | 30879.2172 | 1357999.0282 | 4283321.0069 | 1969.9945 | 80.4187 | 3512.7051 | 11031.3977 | 16594.516 | 614.2536 | 25.0749 | 1095.2781 | 3439.6419 | 5174.2485 | 6397759.4075
ISL | 1 | 2042 | 2040 | 155.4071 | 155.4071 | 120.7053 | 98.5591 | 763562.6392 | 31174.5595 | 1370785.879 | 4323650.3862 | 1972.5108 | 80.5332 | 3517.1805 | 11045.4302 | 16615.6547 | 580.2247 | 23.6893 | 1034.5976 | 3249.073 | 4887.5846 | 6457998.9045
ISL | 1 | 2043 | 2041 | 155.5662 | 155.5662 | 120.8219 | 98.6486 | 770750.9716 | 31472.7227 | 1383689.9694 | 4364348.8014 | 1975.326 | 80.6601 | 3522.1907 | 11061.1415 | 16639.3182 | 548.163 | 22.3836 | 977.4259 | 3069.5231 | 4617.4956 | 6518789.7424
ISL | 1 | 2044 | 2042 | 155.7277 | 155.7277 | 120.9408 | 98.7404 | 778005.1503 | 31773.7339 | 1396712.6671 | 4405420.6188 | 1978.4076 | 80.7982 | 3527.6775 | 11078.3492 | 16665.2326 | 517.9417 | 21.1527 | 923.5363 | 2900.2815 | 4362.9122 | 6580138.4363
ISL | 1 | 2045 | 2043 | 155.8913 | 155.8913 | 121.0619 | 98.8343 | 785325.9537 | 32077.6206 | 1409855.3378 | 4446870.1945 | 1981.7254 | 80.9461 | 3533.5869 | 11096.883 | 16693.1413 | 489.4437 | 19.9919 | 872.7202 | 2740.6921 | 4122.8478 | 6642051.486
ISL | 1 | 2046 | 2044 | 156.0567 | 156.0567 | 121.1847 | 98.93 | 792714.1583 | 32384.4106 | 1423119.3452 | 4488701.8769 | 1985.2509 | 81.1026 | 3539.8678 | 11116.5834 | 16722.8048 | 462.5607 | 18.8968 | 824.7844 | 2590.1487 | 3896.3906 | 6704535.3804
ISL | 1 | 2047 | 2045 | 156.2239 | 156.2239 | 121.3093 | 99.0273 | 800170.5394 | 32694.1316 | 1436506.0524 | 4530920.009 | 1988.9576 | 81.2667 | 3546.473 | 11137.3016 | 16753.9989 | 437.1928 | 17.8632 | 779.5503 | 2448.0906 | 3682.697 | 6767596.6008
ISL | 1 | 2048 | 2046 | 156.3927 | 156.3927 | 121.4353 | 99.1261 | 807695.8712 | 33006.8119 | 1450016.8223 | 4573528.9314 | 1992.8208 | 81.4374 | 3553.3581 | 11158.8982 | 16786.5144 | 413.2472 | 16.8875 | 736.8526 | 2313.9979 | 3480.9851 | 6831241.625
ISL | 1 | 2049 | 2047 | 156.5628 | 156.5628 | 121.5627 | 99.2262 | 815290.9276 | 33322.48 | 1463653.0187 | 4616532.9839 | 1996.8172 | 81.6137 | 3560.4816 | 11181.2433 | 16820.1558 | 390.6376 | 15.9661 | 696.5375 | 2187.3882 | 3290.5295 | 6895476.9302
ISL | 1 | 2050 | 2048 | 156.7341 | 156.7341 | 121.6913 | 99.3274 | 822956.4821 | 33641.1646 | 1477416.0063 | 4659936.5085 | 2000.9252 | 81.7947 | 3567.805 | 11204.2157 | 16854.7406 | 369.2842 | 15.0958 | 658.4625 | 2067.8135 | 3110.656 | 6960308.9969
ISL | 1 | 2051 | 2049 | 156.9066 | 156.9066 | 121.8209 | 99.4297 | 830693.3088 | 33962.8946 | 1491307.152 | 4703743.851 | 2005.1248 | 81.9795 | 3575.2922 | 11227.7021 | 16890.0986 | 349.1125 | 14.2735 | 622.4946 | 1954.8567 | 2940.7373 | 7025744.3117
ISL | 2 | 2010 | 2008 | 450.0181 | 342.9303 | 188.6745 | 144.6512 | 5864.287 | 0.0555 | 12309.715 | 48614.251 | 0 | 0 | 0 | 0 | 0 | 0 | 0 | 0 | 0 | 0 | 66788.253
ISL | 2 | 2011 | 2009 | 161.451 | 66.3074 | 54.6912 | 34.4983 | 6297.389 | 0.01 | 12365.33 | 47518.614 | 0 | 0 | 0 | 0 | 0 | 0 | 0 | 0 | 0 | 0 | 66181.333
ISL | 2 | 2012 | 2010 | 179.9742 | 80.9411 | 91.0384 | 59.9781 | 6119.309 | 0.006 | 12291.141 | 48239.41 | 0 | 0 | 0 | 0 | 0 | 0 | 0 | 0 | 0 | 0 | 66649.86
ISL | 2 | 2013 | 2011 | 200.932 | 112.5906 | 66.6186 | 40.8722 | 6507.596 | 0.011 | 12742.592 | 50326.025 | 0 | 0 | 0 | 0 | 0 | 0 | 0 | 0 | 0 | 0 | 69576.213
ISL | 2 | 2014 | 2012 | 266.329 | 182.1227 | 148.7689 | 110.7103 | 6733.006 | 0.005 | 12579.735 | 50785.844 | 0 | 0 | 0 | 0 | 0 | 0 | 0 | 0 | 0 | 0 | 70098.585
ISL | 2 | 2015 | 2013 | 217.9898 | 94.0798 | 98.5373 | 61.5052 | 6203.001 | 0.009 | 12217.448 | 50222.692 | 0 | 0 | 0 | 0 | 0 | 0 | 0 | 0 | 0 | 0 | 68643.141
ISL | 2 | 2016 | 2014 | 226.3111 | 108.2043 | 86.67 | 59.6043 | 6195.818 | 0.01 | 11789.404 | 49406.906 | 0 | 0 | 0 | 0 | 0 | 0 | 0 | 0 | 0 | 0 | 67392.128
ISL | 2 | 2017 | 2015 | 206.6729 | 91.648 | 92.6075 | 71.202 | 6274.811 | 0.012 | 12227.467 | 49446.069 | 0 | 0 | 0 | 0 | 0 | 0 | 0 | 0 | 0 | 0 | 67948.347
ISL | 2 | 2018 | 2016 | 156.3529 | 82.2849 | 71.8456 | 61.9014 | 8734.637 | 8.217 | 16031.452 | 61732.568 | 0 | 0 | 0 | 0 | 0 | 0 | 0 | 0 | 0 | 0 | 86498.657
ISL | 2 | 2019 | 2017 | 244.4631 | 149.1885 | 86.1599 | 60.879 | 9040.04 | 7.759 | 16478.032 | 60913.034 | 0 | 0 | 0 | 0 | 0 | 0 | 0 | 0 | 0 | 0 | 86431.106
ISL | 2 | 2020 | 2018 | 286.8791 | 138.0609 | 104.6982 | 83.021 | 9020.8343 | 10.0162 | 16434.8947 | 60757.8539 | 0 | 0 | 0 | 0 | 0 | 0 | 0 | 0 | 0 | 0 | 86213.5829
ISL | 2 | 2021 | 2019 | 279.407 | 138.0227 | 104.6625 | 82.9935 | 9035.9248 | 10.1121 | 16463.139 | 60862.0965 | 0 | 0 | 0 | 0 | 0 | 0 | 0 | 0 | 0 | 0 | 86361.1604
ISL | 2 | 2022 | 2020 | 274.5775 | 138.0528 | 104.6859 | 83.012 | 9051.1848 | 10.1951 | 16491.012 | 60964.9813 | 0 | 0 | 0 | 0 | 0 | 0 | 0 | 0 | 0 | 0 | 86507.178
ISL | 2 | 2023 | 2021 | 272.7579 | 138.0831 | 104.709 | 83.0303 | 9065.9641 | 10.2277 | 16517.968 | 61064.5926 | 0 | 0 | 0 | 0 | 0 | 0 | 0 | 0 | 0 | 0 | 86648.5247
ISL | 2 | 2024 | 2022 | 149.4292 | 149.4292 | 116.048 | 94.3647 | 9083.5887 | 12.7454 | 16555.3277 | 61194.869 | 21.7842 | 0.030566 | 39.5068 | 145.5613 | 206.8829 | 18.2904 | 0.025664 | 33.1707 | 122.2161 | 173.7029 | 86833.7854
ISL | 2 | 2025 | 2023 | 149.3387 | 149.3387 | 115.9534 | 94.2623 | 9098.5133 | 12.7664 | 16582.4478 | 61295.1709 | 21.6648 | 0.030399 | 39.2899 | 144.762 | 205.7472 | 17.1606 | 0.024079 | 31.1213 | 114.6651 | 162.971 | 86976.132
ISL | 2 | 2026 | 2024 | 149.2483 | 149.2483 | 115.8559 | 94.1602 | 9113.4635 | 12.7877 | 16609.6138 | 61395.6413 | 21.3254 | 0.029923 | 38.6739 | 142.4919 | 202.521 | 15.9355 | 0.02236 | 28.8994 | 106.4782 | 151.3355 | 87118.7187
ISL | 2 | 2027 | 2025 | 149.2789 | 149.2789 | 115.8793 | 94.179 | 9128.1946 | 12.8084 | 16636.4599 | 61494.8721 | 21.2224 | 0.029779 | 38.4872 | 141.8041 | 201.5435 | 14.961 | 0.020993 | 27.132 | 99.9663 | 142.0802 | 87259.5267
ISL | 2 | 2028 | 2026 | 149.407 | 149.407 | 116.0003 | 94.2954 | 9142.7521 | 12.8286 | 16663.0548 | 61593.1273 | 21.3085 | 0.029899 | 38.6435 | 142.3803 | 202.3622 | 14.1713 | 0.019884 | 25.7002 | 94.691 | 134.5824 | 87398.9341
ISL | 2 | 2029 | 2027 | 149.4346 | 149.4346 | 116.021 | 94.3117 | 9157.5356 | 12.8494 | 16689.9954 | 61692.7084 | 21.2007 | 0.029748 | 38.448 | 141.6599 | 201.3383 | 13.3016 | 0.018664 | 24.1228 | 88.8791 | 126.3221 | 87540.2394
ISL | 2 | 2030 | 2028 | 149.4611 | 149.4611 | 116.0405 | 94.3266 | 9172.3457 | 12.8702 | 16716.9835 | 61792.4654 | 21.0901 | 0.029592 | 38.2474 | 140.9207 | 200.2878 | 12.4832 | 0.017516 | 22.6386 | 83.4108 | 118.55 | 87681.7947
ISL | 2 | 2031 | 2029 | 149.4864 | 149.4864 | 116.0588 | 94.3403 | 9187.1823 | 12.891 | 16744.0188 | 61892.3979 | 20.9773 | 0.029434 | 38.0429 | 140.1672 | 199.2168 | 11.7136 | 0.016436 | 21.243 | 78.2686 | 111.2416 | 87823.599
ISL | 2 | 2032 | 2030 | 149.6553 | 149.6553 | 116.2206 | 94.4976 | 9201.7514 | 12.9111 | 16770.6624 | 61990.8133 | 21.1363 | 0.029657 | 38.3316 | 141.2313 | 200.7288 | 11.1343 | 0.015623 | 20.1926 | 74.3989 | 105.7414 | 87963.2271
ISL | 2 | 2033 | 2031 | 149.8932 | 149.8932 | 116.4517 | 94.7242 | 9216.2034 | 12.931 | 16797.139 | 62088.5782 | 21.4238 | 0.030059 | 38.8537 | 143.1553 | 203.4629 | 10.647 | 0.014938 | 19.3091 | 71.1438 | 101.1148 | 88101.9206
ISL | 2 | 2034 | 2032 | 149.9483 | 149.9483 | 116.5001 | 94.7681 | 9231.0496 | 12.9517 | 16824.2129 | 62188.6381 | 21.3655 | 0.029977 | 38.748 | 142.766 | 202.9095 | 10.017 | 0.014054 | 18.1666 | 66.9343 | 95.1319 | 88243.9006
ISL | 2 | 2035 | 2033 | 150.0015 | 150.0015 | 116.5464 | 94.8098 | 9245.9244 | 12.9726 | 16851.3369 | 62288.8848 | 21.3019 | 0.029888 | 38.6327 | 142.3414 | 202.3059 | 9.4218 | 0.013219 | 17.0873 | 62.9577 | 89.4801 | 88386.1462
ISL | 2 | 2036 | 2034 | 150.0527 | 150.0527 | 116.5905 | 94.8493 | 9260.8275 | 12.9935 | 16878.5112 | 62389.3181 | 21.234 | 0.029792 | 38.5097 | 141.888 | 201.6615 | 8.8602 | 0.012431 | 16.0687 | 59.2049 | 84.1463 | 88528.6569
ISL | 2 | 2037 | 2035 | 150.1018 | 150.1018 | 116.6326 | 94.8869 | 9275.7588 | 13.0144 | 16905.7356 | 62489.9374 | 21.162 | 0.029691 | 38.3792 | 141.4074 | 200.9783 | 8.3304 | 0.011688 | 15.1078 | 55.6645 | 79.1144 | 88671.4318
ISL | 2 | 2038 | 2036 | 150.1489 | 150.1489 | 116.6727 | 94.9225 | 9290.7182 | 13.0353 | 16933.0098 | 62590.7419 | 21.0862 | 0.029585 | 38.2418 | 140.901 | 200.2586 | 7.8307 | 0.010987 | 14.2016 | 52.3256 | 74.3689 | 88814.4699
ISL | 2 | 2039 | 2037 | 150.1943 | 150.1943 | 116.7111 | 94.9562 | 9305.7055 | 13.0564 | 16960.3337 | 62691.7309 | 21.0068 | 0.029474 | 38.0978 | 140.3704 | 199.5045 | 7.3596 | 0.010326 | 13.3473 | 49.1779 | 69.8952 | 88957.7701
ISL | 2 | 2040 | 2038 | 150.2378 | 150.2378 | 116.7476 | 94.9882 | 9320.7206 | 13.0774 | 16987.7071 | 62792.9037 | 20.924 | 0.029357 | 37.9476 | 139.8171 | 198.7181 | 6.9156 | 0.009703 | 12.5422 | 46.2114 | 65.6789 | 89101.3314
ISL | 2 | 2041 | 2039 | 150.2797 | 150.2797 | 116.7825 | 95.0185 | 9335.7634 | 13.0985 | 17015.1299 | 62894.2596 | 20.838 | 0.029237 | 37.7916 | 139.2425 | 197.9013 | 6.4974 | 0.0091161 | 11.7836 | 43.4165 | 61.7066 | 89245.1528
ISL | 2 | 2042 | 2040 | 150.32 | 150.32 | 116.8158 | 95.0472 | 9350.8337 | 13.1196 | 17042.6018 | 62995.798 | 20.7489 | 0.029112 | 37.6302 | 138.6477 | 197.056 | 6.1034 | 0.0085634 | 11.0691 | 40.784 | 57.9651 | 89389.2335
ISL | 2 | 2043 | 2041 | 150.3588 | 150.3588 | 116.8475 | 95.0744 | 9365.9315 | 13.1408 | 17070.1227 | 63097.5184 | 20.6571 | 0.028983 | 37.4636 | 138.0341 | 196.1838 | 5.7324 | 0.0080429 | 10.3964 | 38.3052 | 54.442 | 89533.5726
ISL | 2 | 2044 | 2042 | 150.3962 | 150.3962 | 116.8779 | 95.1002 | 9381.0567 | 13.1621 | 17097.6926 | 63199.4204 | 20.5626 | 0.02885 | 37.2923 | 137.4028 | 195.2866 | 5.3832 | 0.0075529 | 9.763 | 35.9717 | 51.1255 | 89678.1696
ISL | 2 | 2045 | 2043 | 150.4322 | 150.4322 | 116.9068 | 95.1245 | 9396.2091 | 13.1833 | 17125.3112 | 63301.5033 | 20.4656 | 0.028714 | 37.1165 | 136.7549 | 194.3657 | 5.0546 | 0.0070918 | 9.167 | 33.7755 | 48.0042 | 89823.0236
ISL | 2 | 2046 | 2044 | 150.4668 | 150.4668 | 116.9344 | 95.1476 | 9411.3888 | 13.2046 | 17152.9786 | 63403.7668 | 20.3664 | 0.028575 | 36.9364 | 136.0915 | 193.4228 | 4.7453 | 0.0066579 | 8.6061 | 31.7091 | 45.0672 | 89968.1341
ISL | 2 | 2047 | 2045 | 150.5002 | 150.5002 | 116.9608 | 95.1694 | 9426.5955 | 13.226 | 17180.6945 | 63506.2105 | 20.2649 | 0.028433 | 36.7524 | 135.4135 | 192.4592 | 4.4544 | 0.0062498 | 8.0785 | 29.7652 | 42.3045 | 90113.5005
ISL | 2 | 2048 | 2046 | 150.5324 | 150.5324 | 116.986 | 95.19 | 9441.8294 | 13.2474 | 17208.4589 | 63608.834 | 20.1614 | 0.028287 | 36.5647 | 134.7218 | 191.4761 | 4.1808 | 0.0058659 | 7.5823 | 27.937 | 39.706 | 90259.1223
ISL | 2 | 2049 | 2047 | 150.5635 | 150.5635 | 117.01 | 95.2094 | 9457.0902 | 13.2688 | 17236.2718 | 63711.6371 | 20.056 | 0.02814 | 36.3735 | 134.0174 | 190.475 | 3.9236 | 0.005505 | 7.1158 | 26.2178 | 37.2627 | 90404.999
ISL | 2 | 2050 | 2048 | 150.5935 | 150.5935 | 117.033 | 95.2278 | 9472.3779 | 13.2903 | 17264.133 | 63814.6193 | 19.9488 | 0.027989 | 36.1791 | 133.3011 | 189.457 | 3.6817 | 0.0051656 | 6.6771 | 24.6016 | 34.9656 | 90551.1302
ISL | 2 | 2051 | 2049 | 150.6225 | 150.6225 | 117.0549 | 95.2451 | 9487.6926 | 13.3118 | 17292.0424 | 63917.7805 | 19.8399 | 0.027837 | 35.9817 | 132.5737 | 188.4231 | 3.4543 | 0.0048466 | 6.2648 | 23.0824 | 32.8064 | 90697.5154
KIK | 1 | 2010 | 2008 | 456.07 | 353.5838 | 201.03 | 162.7074 | 155703.409 | 2523.2155 | 275833.1755 | 858271.6705 | 0 | 0 | 0 | 0 | 0 | 0 | 0 | 0 | 0 | 0 | 1289808.255
KIK | 1 | 2011 | 2009 | 160.229 | 64.8202 | 53.7009 | 34.2965 | 159804.449 | 1633.644 | 266227.755 | 829860.923 | 0 | 0 | 0 | 0 | 0 | 0 | 0 | 0 | 0 | 0 | 1255893.127
KIK | 1 | 2012 | 2010 | 180.3683 | 83.208 | 93.4832 | 62.308 | 158489.889 | 2121.491 | 278484.013 | 843667.967 | 0 | 0 | 0 | 0 | 0 | 0 | 0 | 0 | 0 | 0 | 1280641.869
KIK | 1 | 2013 | 2011 | 209.5767 | 115.2928 | 68.8593 | 43.0473 | 155161.669 | 2136.069 | 269646.573 | 849462.968 | 0 | 0 | 0 | 0 | 0 | 0 | 0 | 0 | 0 | 0 | 1274271.21
KIK | 1 | 2014 | 2012 | 279.4196 | 182.9097 | 149.292 | 114.395 | 160627.073 | 2166.439 | 274006.861 | 846124.314 | 0 | 0 | 0 | 0 | 0 | 0 | 0 | 0 | 0 | 0 | 1280758.248
KIK | 1 | 2015 | 2013 | 203.7785 | 96.1702 | 100.6564 | 64.3129 | 156240.039 | 2118.888 | 272991.259 | 846217.858 | 0 | 0 | 0 | 0 | 0 | 0 | 0 | 0 | 0 | 0 | 1275449.156
KIK | 1 | 2016 | 2014 | 231.6715 | 105.0373 | 88.3051 | 63.3368 | 154049.291 | 2103.438 | 270447.343 | 844148.867 | 0 | 0 | 0 | 0 | 0 | 0 | 0 | 0 | 0 | 0 | 1268645.501
KIK | 1 | 2017 | 2015 | 236.6006 | 92.7092 | 89.5024 | 71.5232 | 145503.337 | 13174.063 | 273497.694 | 860951.489 | 0 | 0 | 0 | 0 | 0 | 0 | 0 | 0 | 0 | 0 | 1279952.52
KIK | 1 | 2018 | 2016 | 237.6059 | 84.4466 | 72.4845 | 62.5402 | 134940.606 | 16881.036 | 269384.343 | 848489.003 | 0 | 0 | 0 | 0 | 0 | 0 | 0 | 0 | 0 | 0 | 1252813.952
KIK | 1 | 2019 | 2017 | 286.5582 | 151.4448 | 86.2072 | 61.8036 | 134766.53 | 18954.353 | 261979.875 | 802229.67 | 0 | 0 | 0 | 0 | 0 | 0 | 0 | 0 | 0 | 0 | 1198976.075
KIK | 1 | 2020 | 2018 | 289.9928 | 141.1746 | 106.3703 | 83.995 | 133438.3571 | 18838.2814 | 256868.9262 | 786291.3222 | 0 | 0 | 0 | 0 | 0 | 0 | 0 | 0 | 0 | 0 | 1176598.6055
KIK | 1 | 2021 | 2019 | 282.378 | 140.9937 | 106.1005 | 83.778 | 134047.0208 | 18888.0863 | 257920.9749 | 789618.7872 | 0 | 0 | 0 | 0 | 0 | 0 | 0 | 0 | 0 | 0 | 1181586.7829
KIK | 1 | 2022 | 2020 | 277.6021 | 141.0774 | 106.157 | 83.8241 | 134606.3644 | 18937.3836 | 258885.7933 | 792656.169 | 0 | 0 | 0 | 0 | 0 | 0 | 0 | 0 | 0 | 0 | 1186148.3268
KIK | 1 | 2023 | 2021 | 275.8288 | 141.1539 | 106.2086 | 83.8661 | 135096.2365 | 18999.3446 | 259800.9657 | 795478.4466 | 0 | 0 | 0 | 0 | 0 | 0 | 0 | 0 | 0 | 0 | 1190375.6488
KIK | 1 | 2024 | 2022 | 156.7648 | 156.7648 | 121.8016 | 99.449 | 137019.8643 | 18257.4839 | 259130.3388 | 796104.9592 | 451.346 | 60.1405 | 847.8116 | 2593.3319 | 3952.63 | 378.9588 | 50.4951 | 711.8389 | 2177.4115 | 3318.7044 | 1192255.1623
KIK | 1 | 2025 | 2023 | 156.8456 | 156.8456 | 121.5853 | 99.277 | 137529.294 | 18323.8822 | 260076.8141 | 799019.5607 | 449.5601 | 59.8977 | 844.3397 | 2582.7294 | 3936.5268 | 356.0937 | 47.4446 | 668.7961 | 2045.7636 | 3118.0979 | 1196625.6687
KIK | 1 | 2026 | 2024 | 156.6958 | 156.6958 | 121.4175 | 99.0987 | 138039.769 | 18389.8578 | 261033.7783 | 801970.4529 | 441.8624 | 58.8656 | 829.8424 | 2538.3931 | 3868.9635 | 330.1853 | 43.9878 | 620.1065 | 1896.835 | 2891.1146 | 1201044.0001
KIK | 1 | 2027 | 2025 | 156.6994 | 156.6994 | 121.4037 | 99.0743 | 138529.0745 | 18454.6858 | 261956.6313 | 804808.5979 | 438.6509 | 58.4366 | 823.7991 | 2519.9081 | 3840.7946 | 309.2316 | 41.1955 | 580.7458 | 1776.4358 | 2707.6087 | 1205294.3037
KIK | 1 | 2028 | 2026 | 156.826 | 156.826 | 121.5139 | 99.1743 | 139001.3841 | 18518.6212 | 262852.2409 | 807556.4773 | 439.0957 | 58.499 | 824.6454 | 2522.4916 | 3844.7317 | 292.0237 | 38.9052 | 548.4363 | 1677.601 | 2556.9662 | 1209410.1024
KIK | 1 | 2029 | 2027 | 156.8311 | 156.8311 | 121.5035 | 99.1539 | 139493.5037 | 18583.8733 | 263780.6817 | 810411.4956 | 436.0863 | 58.0971 | 818.9832 | 2505.1722 | 3818.3388 | 273.6059 | 36.4509 | 513.8402 | 1571.776 | 2395.673 | 1213685.681
KIK | 1 | 2030 | 2028 | 156.8382 | 156.8382 | 121.4942 | 99.1344 | 139987.2237 | 18649.3441 | 264712.1141 | 813275.7206 | 433.068 | 57.6941 | 813.3043 | 2487.802 | 3791.8685 | 256.3323 | 34.149 | 481.3936 | 1472.5262 | 2244.4011 | 1217975.0585
KIK | 1 | 2031 | 2029 | 156.8466 | 156.8466 | 121.4863 | 99.1163 | 140482.4897 | 18715.0335 | 265646.5068 | 816148.989 | 430.0921 | 57.2967 | 807.7053 | 2470.6759 | 3765.77 | 240.1612 | 31.9942 | 451.0184 | 1379.6125 | 2102.7863 | 1222277.9855
KIK | 1 | 2032 | 2030 | 157.0354 | 157.0354 | 121.6586 | 99.2784 | 140951.9834 | 18779.302 | 266539.2654 | 818884.7604 | 432.2789 | 57.5933 | 811.8338 | 2483.296 | 3785.002 | 227.7191 | 30.3395 | 427.6639 | 1308.1694 | 1993.8918 | 1226376.0092
KIK | 1 | 2033 | 2031 | 157.3111 | 157.3111 | 121.9192 | 99.5291 | 141409.5372 | 18842.9842 | 267413.0559 | 821557.4344 | 437.0217 | 58.2336 | 820.7792 | 2510.6456 | 3826.6801 | 217.1864 | 28.9403 | 407.9021 | 1247.714 | 1901.7428 | 1230380.0275
KIK | 1 | 2034 | 2032 | 157.362 | 157.362 | 121.9557 | 99.5559 | 141902.9653 | 18908.9492 | 268345.8949 | 824423.3983 | 435.3777 | 58.0152 | 817.6899 | 2501.1945 | 3812.2773 | 204.122 | 27.1998 | 383.3649 | 1172.6576 | 1787.3444 | 1234672.2584
KIK | 1 | 2035 | 2033 | 157.4135 | 157.4135 | 121.9911 | 99.5811 | 142398.3322 | 18975.1533 | 269282.2362 | 827300.2837 | 433.617 | 57.7812 | 814.3809 | 2491.071 | 3796.8501 | 191.7892 | 25.5567 | 360.2014 | 1101.8031 | 1679.3505 | 1238980.8521
KIK | 1 | 2036 | 2034 | 157.4645 | 157.4645 | 122.026 | 99.6058 | 142895.5155 | 19041.5943 | 270221.986 | 830187.6733 | 431.8366 | 57.5445 | 811.0344 | 2480.8331 | 3781.2486 | 180.1903 | 24.0113 | 338.4163 | 1035.165 | 1577.7829 | 1243305.1748
KIK | 1 | 2037 | 2035 | 157.5149 | 157.5149 | 122.0603 | 99.63 | 143394.5203 | 19108.2732 | 271165.1548 | 833085.5986 | 430.037 | 57.3053 | 807.652 | 2470.4854 | 3765.4797 | 169.2825 | 22.558 | 317.9292 | 972.4974 | 1482.2671 | 1247645.2736
KIK | 1 | 2038 | 2036 | 157.5648 | 157.5648 | 122.0941 | 99.6536 | 143895.3515 | 19175.1905 | 272111.7524 | 835994.0894 | 428.2189 | 57.0635 | 804.2348 | 2460.0313 | 3749.5485 | 159.0253 | 21.1914 | 298.6642 | 913.5681 | 1392.4489 | 1252001.1934
KIK | 1 | 2039 | 2037 | 157.6142 | 157.6142 | 122.1273 | 99.6767 | 144398.0145 | 19242.347 | 273061.7887 | 838913.1761 | 426.3829 | 56.8194 | 800.7839 | 2449.474 | 3733.4602 | 149.3806 | 19.9063 | 280.5497 | 858.158 | 1307.9946 | 1256372.9793
KIK | 1 | 2040 | 2038 | 157.6631 | 157.6631 | 122.1601 | 99.6993 | 144902.5143 | 19309.7436 | 274015.2737 | 841842.8889 | 424.5296 | 56.5729 | 797.3003 | 2438.817 | 3717.2198 | 140.3125 | 18.6981 | 263.5181 | 806.0607 | 1228.5895 | 1260760.6769
KIK | 1 | 2041 | 2039 | 157.7115 | 157.7115 | 122.1924 | 99.7213 | 145408.8561 | 19377.381 | 274972.2175 | 844783.2586 | 422.6595 | 56.3242 | 793.7852 | 2428.0633 | 3700.8321 | 131.7872 | 17.5621 | 247.506 | 757.0816 | 1153.9369 | 1265164.3322
KIK | 1 | 2042 | 2040 | 157.7595 | 157.7595 | 122.2242 | 99.7429 | 145917.0452 | 19445.2599 | 275932.6302 | 847734.316 | 420.7731 | 56.0732 | 790.2395 | 2417.2162 | 3684.302 | 123.7727 | 16.4942 | 232.4532 | 711.0372 | 1083.7573 | 1269583.9914
KIK | 1 | 2043 | 2041 | 157.807 | 157.807 | 122.2555 | 99.764 | 146427.0868 | 19513.3812 | 276896.5221 | 850696.0921 | 418.871 | 55.8202 | 786.6642 | 2406.2788 | 3667.6342 | 116.2388 | 15.4904 | 218.3033 | 667.7546 | 1017.7872 | 1274019.701
KIK | 1 | 2044 | 2042 | 157.854 | 157.854 | 122.2863 | 99.7847 | 146938.9864 | 19581.7455 | 277863.9034 | 853668.6183 | 416.9538 | 55.5651 | 783.0604 | 2395.2541 | 3650.8334 | 109.1574 | 14.5468 | 205.0031 | 627.071 | 955.7782 | 1278471.5081
KIK | 1 | 2045 | 2043 | 157.9006 | 157.9006 | 122.3167 | 99.8048 | 147452.7492 | 19650.3538 | 278834.7844 | 856651.9262 | 415.0219 | 55.3081 | 779.429 | 2384.1451 | 3633.9041 | 102.5015 | 13.6599 | 192.5023 | 588.8327 | 897.4964 | 1282939.4598
KIK | 1 | 2046 | 2044 | 157.9467 | 157.9467 | 122.3466 | 99.8246 | 147968.3807 | 19719.2068 | 279809.1756 | 859646.0474 | 413.0759 | 55.0491 | 775.7711 | 2372.9547 | 3616.8508 | 96.2461 | 12.8264 | 180.7536 | 552.8952 | 842.7213 | 1287423.6037
KIK | 1 | 2047 | 2045 | 157.9924 | 157.9924 | 122.3761 | 99.8438 | 148485.8864 | 19788.3052 | 280787.0876 | 862651.014 | 411.1162 | 54.7883 | 772.0874 | 2361.6859 | 3599.6778 | 90.3675 | 12.043 | 169.7126 | 519.1222 | 791.2453 | 1291923.9879
KIK | 1 | 2048 | 2046 | 158.0377 | 158.0377 | 122.4052 | 99.8627 | 149005.2716 | 19857.6499 | 281768.5308 | 865666.8581 | 409.1434 | 54.5258 | 768.379 | 2350.3414 | 3582.3896 | 84.8432 | 11.3069 | 159.3372 | 487.3855 | 742.8728 | 1296440.6605
KIK | 1 | 2049 | 2047 | 158.0826 | 158.0826 | 122.4339 | 99.8811 | 149526.542 | 19927.2417 | 282753.5159 | 868693.6123 | 407.1579 | 54.2615 | 764.6468 | 2338.9241 | 3564.9904 | 79.6524 | 10.6152 | 149.588 | 457.5641 | 697.4196 | 1300973.6702
KIK | 1 | 2050 | 2048 | 158.1271 | 158.1271 | 122.4621 | 99.8991 | 150049.7031 | 19997.0813 | 283742.0536 | 871731.3091 | 405.1603 | 53.9956 | 760.8917 | 2327.4367 | 3547.4843 | 74.7751 | 9.9653 | 140.4277 | 429.5441 | 654.7121 | 1305523.0658
KIK | 1 | 2051 | 2049 | 158.1712 | 158.1712 | 122.49 | 99.9167 | 150574.7606 | 20067.1697 | 284734.1547 | 874779.9816 | 403.1509 | 53.7281 | 757.1146 | 2315.882 | 3529.8755 | 70.1927 | 9.3546 | 131.8213 | 403.2185 | 614.5871 | 1310088.8968
MDN | 1 | 2010 | 2008 | 329.3883 | 228.1933 | 167.3718 | 113.7829 | 144083.029 | 11797.4595 | 280029.756 | 938345.9755 | 0 | 0 | 0 | 0 | 0 | 0 | 0 | 0 | 0 | 0 | 1362458.7605
MDN | 1 | 2011 | 2009 | 241.8146 | 143.7214 | 78.2116 | 45.2287 | 140366.912 | 17366.898 | 275811.439 | 916050.568 | 0 | 0 | 0 | 0 | 0 | 0 | 0 | 0 | 0 | 0 | 1332228.919
MDN | 1 | 2012 | 2010 | 223.5766 | 119.2849 | 92.7831 | 70.6103 | 134911.622 | 22391.645 | 275192.895 | 910902.616 | 0 | 0 | 0 | 0 | 0 | 0 | 0 | 0 | 0 | 0 | 1321007.133
MDN | 1 | 2013 | 2011 | 200.1928 | 104.3277 | 95.5837 | 60.7826 | 137812.312 | 22806.464 | 280871.241 | 926000.919 | 0 | 0 | 0 | 0 | 0 | 0 | 0 | 0 | 0 | 0 | 1344684.472
MDN | 1 | 2014 | 2012 | 233.2246 | 135.0092 | 123.7429 | 93.7878 | 138898.772 | 22671.545 | 281523.494 | 940913.765 | 0 | 0 | 0 | 0 | 0 | 0 | 0 | 0 | 0 | 0 | 1361336.031
MDN | 1 | 2015 | 2013 | 219.2101 | 98.9566 | 103.9501 | 79.3572 | 136496.48 | 22993.799 | 278523.048 | 925360.669 | 0 | 0 | 0 | 0 | 0 | 0 | 0 | 0 | 0 | 0 | 1340380.197
MDN | 1 | 2016 | 2014 | 233.0809 | 106.8156 | 94.234 | 73.1927 | 138299.427 | 22514.886 | 279643.9 | 926446.764 | 0 | 0 | 0 | 0 | 0 | 0 | 0 | 0 | 0 | 0 | 1344390.091
MDN | 1 | 2017 | 2015 | 225.8198 | 84.5565 | 87.9849 | 77.6678 | 138593.91 | 22484.74 | 283251.018 | 953565.285 | 0 | 0 | 0 | 0 | 0 | 0 | 0 | 0 | 0 | 0 | 1375410.213
MDN | 1 | 2018 | 2016 | 230.384 | 98.192 | 76.6661 | 69.3078 | 141787.743 | 24503.891 | 292258.895 | 987814.856 | 0 | 0 | 0 | 0 | 0 | 0 | 0 | 0 | 0 | 0 | 1421861.494
MDN | 1 | 2019 | 2017 | 272.8003 | 142.987 | 87.5128 | 59.3984 | 146591.862 | 24102.664 | 298340.493 | 1008365.256 | 0 | 0 | 0 | 0 | 0 | 0 | 0 | 0 | 0 | 0 | 1453297.611
MDN | 1 | 2020 | 2018 | 302.4549 | 153.6367 | 120.8317 | 92.127 | 142973.8853 | 23707.265 | 287931.5045 | 971925.4611 | 0 | 0 | 0 | 0 | 0 | 0 | 0 | 0 | 0 | 0 | 1402830.8509
MDN | 1 | 2021 | 2019 | 294.5281 | 153.1438 | 120.2836 | 91.6942 | 143865.6676 | 23816.6792 | 289642.4574 | 977803.8903 | 0 | 0 | 0 | 0 | 0 | 0 | 0 | 0 | 0 | 0 | 1411312.0153
MDN | 1 | 2022 | 2020 | 289.7927 | 153.268 | 120.3766 | 91.7662 | 144681.6259 | 23920.4534 | 291195.5027 | 983122.8479 | 0 | 0 | 0 | 0 | 0 | 0 | 0 | 0 | 0 | 0 | 1418999.9765
MDN | 1 | 2023 | 2021 | 288.0559 | 153.381 | 120.4605 | 91.8311 | 145439.9962 | 24038.5061 | 292700.17 | 988221.0798 | 0 | 0 | 0 | 0 | 0 | 0 | 0 | 0 | 0 | 0 | 1426361.246
MDN | 1 | 2024 | 2022 | 170.1931 | 170.1931 | 137.249 | 108.6006 | 146920.8257 | 23255.9645 | 292410.0199 | 989312.951 | 520.1829 | 82.3393 | 1029.3558 | 3465.147 | 5097.0249 | 436.7556 | 69.1336 | 864.267 | 2909.4042 | 4279.5604 | 1428643.7966
MDN | 1 | 2025 | 2023 | 170.5131 | 170.5131 | 137.3503 | 108.7307 | 147664.8875 | 23375.2356 | 293884.4071 | 994293.8062 | 528.5912 | 83.6756 | 1045.9363 | 3520.9677 | 5179.1707 | 418.6938 | 66.2789 | 828.4795 | 2788.9362 | 4102.3883 | 1435843.1008
MDN | 1 | 2026 | 2024 | 170.6423 | 170.6423 | 137.4573 | 108.8189 | 148415.7016 | 23495.0342 | 295380.1644 | 999351.8276 | 528.6249 | 83.6843 | 1046.009 | 3521.2062 | 5179.5244 | 395.0193 | 62.5338 | 781.6388 | 2631.2501 | 3870.442 | 1443147.6935
MDN | 1 | 2027 | 2025 | 171.0389 | 171.0389 | 137.8321 | 109.1747 | 149129.4948 | 23612.6904 | 296816.3108 | 1004190.4586 | 536.9354 | 85.0166 | 1062.5248 | 3576.7787 | 5261.2555 | 378.5183 | 59.9334 | 749.0381 | 2521.4878 | 3708.9775 | 1450136.2642
MDN | 1 | 2028 | 2026 | 171.6422 | 171.6422 | 138.4155 | 109.7397 | 149814.8924 | 23728.7984 | 298207.2159 | 1008861.9518 | 551.7847 | 87.3958 | 1092.0364 | 3676.0821 | 5407.299 | 366.9684 | 58.1232 | 726.2666 | 2444.8046 | 3596.1627 | 1456884.0601
MDN | 1 | 2029 | 2027 | 171.986 | 171.986 | 138.7408 | 110.0471 | 150543.2161 | 23848.1716 | 299670.2804 | 1013794.3957 | 558.6758 | 88.5021 | 1105.7378 | 3722.1821 | 5475.0979 | 350.5201 | 55.5273 | 693.7536 | 2335.3431 | 3435.1441 | 1464007.8922
MDN | 1 | 2030 | 2028 | 172.3085 | 172.3085 | 139.043 | 110.3308 | 151278.8401 | 23968.3881 | 301146.5302 | 1018773.0474 | 564.716 | 89.4727 | 1117.7496 | 3762.5953 | 5534.5336 | 334.2545 | 52.9588 | 661.5942 | 2227.0744 | 3275.882 | 1471198.4177
MDN | 1 | 2031 | 2029 | 172.6103 | 172.6103 | 139.3242 | 110.5935 | 152021.3996 | 24089.4352 | 302635.5356 | 1023796.1645 | 570.0695 | 90.3337 | 1128.3975 | 3798.4189 | 5587.2195 | 318.3238 | 50.4419 | 630.0913 | 2121.0173 | 3119.8742 | 1478453.0997
MDN | 1 | 2032 | 2030 | 173.2282 | 173.2282 | 139.9215 | 111.1721 | 152719.042 | 24207.8089 | 304051.8913 | 1028552.4946 | 585.108 | 92.7467 | 1158.2999 | 3899.0321 | 5735.1867 | 308.2276 | 48.8578 | 610.1779 | 2053.9615 | 3021.2248 | 1485323.4278
MDN | 1 | 2033 | 2031 | 173.9862 | 173.9862 | 140.661 | 111.8938 | 153398.2697 | 24325.3135 | 305439.4719 | 1033201.7996 | 604.578 | 95.8717 | 1197.0218 | 4029.3191 | 5926.7905 | 300.4567 | 47.6453 | 594.8832 | 2002.4481 | 2945.4333 | 1492039.5412
MDN | 1 | 2034 | 2032 | 174.305 | 174.305 | 140.9624 | 112.1776 | 154148.4893 | 24447.9955 | 306945.4797 | 1038280.4618 | 610.5956 | 96.8406 | 1208.998 | 4069.6097 | 5986.0439 | 286.271 | 45.4027 | 566.8255 | 1907.9918 | 2806.491 | 1499374.4308
MDN | 1 | 2035 | 2033 | 174.6054 | 174.6054 | 141.2422 | 112.4387 | 154905.9987 | 24571.5226 | 308464.5661 | 1043404.9947 | 615.7416 | 97.6703 | 1219.2415 | 4104.0692 | 6036.7226 | 272.3431 | 43.1997 | 539.2717 | 1815.2338 | 2670.0482 | 1506775.5595
MDN | 1 | 2036 | 2034 | 174.8872 | 174.8872 | 141.5033 | 112.6811 | 155670.2202 | 24695.8754 | 309996.0793 | 1048572.7239 | 620.2781 | 98.4023 | 1228.2734 | 4134.4515 | 6081.4053 | 258.8204 | 41.0599 | 512.5156 | 1725.1622 | 2537.558 | 1514239.0234
MDN | 1 | 2037 | 2035 | 175.1517 | 175.1517 | 141.7469 | 112.906 | 156441.0168 | 24821.0468 | 311539.8047 | 1053782.8517 | 624.2443 | 99.0431 | 1236.1716 | 4161.0191 | 6120.4781 | 245.7315 | 38.9879 | 486.6144 | 1637.9697 | 2409.3035 | 1521763.6732
MDN | 1 | 2038 | 2036 | 175.3999 | 175.3999 | 141.974 | 113.1142 | 157218.2665 | 24947.0306 | 313095.5499 | 1059034.663 | 627.6757 | 99.5981 | 1243.0065 | 4184.0088 | 6154.2891 | 233.0964 | 36.9872 | 461.6084 | 1553.792 | 2285.484 | 1529348.4794
MDN | 1 | 2039 | 2037 | 175.6327 | 175.6327 | 142.1856 | 113.307 | 158001.8565 | 25073.8213 | 314663.1374 | 1064327.4967 | 630.6055 | 100.0728 | 1248.8442 | 4203.643 | 6183.1656 | 220.9287 | 35.0599 | 437.5248 | 1472.7202 | 2166.2337 | 1536992.4906
MDN | 1 | 2040 | 2038 | 175.8511 | 175.8511 | 142.3827 | 113.4852 | 158791.6822 | 25201.4138 | 316242.403 | 1069660.7421 | 633.0653 | 100.4721 | 1253.747 | 4220.1313 | 6207.4157 | 209.2363 | 33.2073 | 414.3797 | 1394.8083 | 2051.6317 | 1544694.8274
MDN | 1 | 2041 | 2039 | 176.056 | 176.056 | 142.5662 | 113.6498 | 159587.647 | 25329.8035 | 317833.1955 | 1075033.8351 | 635.0843 | 100.8008 | 1257.7734 | 4233.6706 | 6227.3292 | 198.0223 | 31.4302 | 392.1797 | 1320.0785 | 1941.7107 | 1552454.6776
MDN | 1 | 2042 | 2040 | 176.2483 | 176.2483 | 142.7369 | 113.8015 | 160389.6612 | 25458.9866 | 319435.3756 | 1080446.2552 | 636.6904 | 101.0632 | 1260.9785 | 4244.4464 | 6243.1786 | 187.2859 | 29.7283 | 370.9237 | 1248.5268 | 1836.4647 | 1560271.292
MDN | 1 | 2043 | 2041 | 176.4287 | 176.4287 | 142.8957 | 113.9412 | 161197.6421 | 25588.9593 | 321048.8148 | 1085897.5226 | 637.9097 | 101.2636 | 1263.4142 | 4252.6332 | 6255.2206 | 177.0232 | 28.1012 | 350.6039 | 1180.1274 | 1735.8556 | 1568143.9796
MDN | 1 | 2044 | 2042 | 176.5979 | 176.5979 | 143.0431 | 114.0696 | 162011.5135 | 25719.7186 | 322673.3954 | 1091387.1957 | 638.7667 | 101.4058 | 1265.1291 | 4258.3949 | 6263.6965 | 167.2274 | 26.5477 | 331.2073 | 1114.8361 | 1639.8186 | 1576072.1046
MDN | 1 | 2045 | 2043 | 176.7567 | 176.7567 | 143.1801 | 114.1874 | 162831.2048 | 25851.2618 | 324309.0091 | 1096914.8684 | 639.2845 | 101.4935 | 1266.1692 | 4261.8862 | 6268.8334 | 157.8895 | 25.0667 | 312.7166 | 1052.5945 | 1548.2674 | 1584055.0823
MDN | 1 | 2046 | 2044 | 176.9057 | 176.9057 | 143.3071 | 114.2953 | 163656.6511 | 25983.5864 | 325955.5569 | 1102480.168 | 639.4847 | 101.5303 | 1266.5777 | 4263.2521 | 6270.8448 | 148.9991 | 23.6564 | 295.1109 | 993.3319 | 1461.0983 | 1592092.376
MDN | 1 | 2047 | 2045 | 177.0455 | 177.0455 | 143.4249 | 114.3939 | 164487.7928 | 26116.6905 | 327612.9484 | 1108082.753 | 639.3879 | 101.5194 | 1266.3951 | 4262.6295 | 6269.9319 | 140.5439 | 22.315 | 278.3664 | 936.9687 | 1378.1939 | 1600183.4942
MDN | 1 | 2048 | 2046 | 177.1767 | 177.1767 | 143.5341 | 114.4838 | 165324.5751 | 26250.5725 | 329281.1009 | 1113722.3115 | 639.0132 | 101.4638 | 1265.6597 | 4260.1467 | 6266.2835 | 132.5109 | 21.0403 | 262.4573 | 883.4179 | 1299.4264 | 1608327.9876
MDN | 1 | 2049 | 2047 | 177.2999 | 177.2999 | 143.6351 | 114.5656 | 166166.9477 | 26385.2309 | 330959.9398 | 1119398.5589 | 638.3787 | 101.3665 | 1264.4075 | 4255.9248 | 6260.0775 | 124.8861 | 19.8304 | 247.3562 | 832.5872 | 1224.6599 | 1616525.4464
MDN | 1 | 2050 | 2048 | 177.4156 | 177.4156 | 143.7285 | 114.6397 | 167014.8647 | 26520.6648 | 332649.3971 | 1125111.2366 | 637.5014 | 101.2303 | 1262.6721 | 4250.0774 | 6251.4811 | 117.6552 | 18.6827 | 233.0346 | 784.3804 | 1153.753 | 1624775.4984
MDN | 1 | 2051 | 2049 | 177.5242 | 177.5242 | 143.8149 | 114.7067 | 167868.2843 | 26656.8733 | 334349.4116 | 1130860.1102 | 636.3972 | 101.0576 | 1260.4854 | 4242.7116 | 6240.6517 | 110.8032 | 17.5951 | 219.4633 | 738.6991 | 1086.5607 | 1633077.8061
OTA | 1 | 2010 | 2008 | 342.2623 | 231.1975 | 176.3183 | 124.8241 | 1183840.102 | 23492.416 | 2082989.604 | 5992615.803 | 0 | 0 | 0 | 0 | 0 | 0 | 0 | 0 | 0 | 0 | 9259445.509
OTA | 1 | 2011 | 2009 | 243.2742 | 137.0155 | 73.6998 | 44.7901 | 1219108.248 | 11537.799 | 2014574.619 | 5716394.68 | 0 | 0 | 0 | 0 | 0 | 0 | 0 | 0 | 0 | 0 | 8950077.547
OTA | 1 | 2012 | 2010 | 220.1982 | 113.9735 | 88.3049 | 68.5748 | 1194459.817 | 12626.28 | 2022159.978 | 5723124.948 | 0 | 0 | 0 | 0 | 0 | 0 | 0 | 0 | 0 | 0 | 8939744.743
OTA | 1 | 2013 | 2011 | 201.6711 | 99.014 | 90.3196 | 59.252 | 1210772.119 | 13536.388 | 2044067.503 | 5802141.657 | 0 | 0 | 0 | 0 | 0 | 0 | 0 | 0 | 0 | 0 | 9056981.279
OTA | 1 | 2014 | 2012 | 234.1078 | 127.2878 | 118.1656 | 91.1493 | 1205481.349 | 14151.662 | 2036496.137 | 5853206.546 | 0 | 0 | 0 | 0 | 0 | 0 | 0 | 0 | 0 | 0 | 9095184.032
OTA | 1 | 2015 | 2013 | 232.6878 | 92.2807 | 98.5446 | 77.7933 | 1198370.529 | 11835.734 | 2018873.042 | 5792560.62 | 0 | 0 | 0 | 0 | 0 | 0 | 0 | 0 | 0 | 0 | 9009804.191
OTA | 1 | 2016 | 2014 | 238.5344 | 102.5865 | 90.8477 | 72.9238 | 1193017.741 | 12898.279 | 2007046.838 | 5758369.421 | 0 | 0 | 0 | 0 | 0 | 0 | 0 | 0 | 0 | 0 | 8958434
OTA | 1 | 2017 | 2015 | 236.8317 | 81.0058 | 84.2807 | 75.5139 | 1221458.225 | 12891.635 | 2046758.522 | 5878669.56 | 0 | 0 | 0 | 0 | 0 | 0 | 0 | 0 | 0 | 0 | 9146886.307
OTA | 1 | 2018 | 2016 | 243.7392 | 93.6701 | 72.8413 | 67.4065 | 1187312.464 | 15159.329 | 2011014.775 | 5834411.761 | 0 | 0 | 0 | 0 | 0 | 0 | 0 | 0 | 0 | 0 | 9032739
OTA | 1 | 2019 | 2017 | 276.7283 | 137.5031 | 83.8998 | 58.7802 | 1180527.262 | 16952.739 | 1998874.563 | 5840465.686 | 0 | 0 | 0 | 0 | 0 | 0 | 0 | 0 | 0 | 0 | 9019867.511
OTA | 1 | 2020 | 2018 | 293.4516 | 144.6334 | 115.2599 | 89.2056 | 1170821.4621 | 14527.6087 | 1950277.6077 | 5705921.7668 | 0 | 0 | 0 | 0 | 0 | 0 | 0 | 0 | 0 | 0 | 8827020.8366
OTA | 1 | 2021 | 2019 | 285.8631 | 144.4788 | 114.8956 | 88.9385 | 1188037.2672 | 14585.7241 | 1977859.7887 | 5787540.1073 | 0 | 0 | 0 | 0 | 0 | 0 | 0 | 0 | 0 | 0 | 8953437.1632
OTA | 1 | 2022 | 2020 | 281.2797 | 144.755 | 115.1068 | 89.1038 | 1204855.9985 | 14658.3671 | 2004792.2713 | 5867105.3036 | 0 | 0 | 0 | 0 | 0 | 0 | 0 | 0 | 0 | 0 | 9076753.5733
OTA | 1 | 2023 | 2021 | 279.6963 | 145.0214 | 115.3106 | 89.2631 | 1221200.4937 | 14829.4682 | 2031694.7242 | 5946031.8925 | 0 | 0 | 0 | 0 | 0 | 0 | 0 | 0 | 0 | 0 | 9198927.1105
OTA | 1 | 2024 | 2022 | 165.0003 | 165.0003 | 135.2349 | 109.1423 | 1251596.261 | 10310.2233 | 2039286.6325 | 5993576.3701 | 5231.1824 | 43.0927 | 8479.4496 | 24808.2873 | 38562.012 | 4392.2017 | 36.1815 | 7119.5094 | 20829.5164 | 32377.4089 | 9284459.2636
OTA | 1 | 2025 | 2023 | 165.2602 | 165.2602 | 135.0808 | 109.0251 | 1268649.9256 | 10484.9821 | 2067001.7779 | 6075056.0651 | 5267.0357 | 43.5303 | 8536.575 | 24975.4615 | 38822.6025 | 4171.9856 | 34.4801 | 6761.7669 | 19782.9048 | 30751.1374 | 9410707.7687
OTA | 1 | 2026 | 2024 | 165.2202 | 165.2202 | 134.9869 | 108.8852 | 1285972.799 | 10628.3253 | 2095172.4197 | 6157948.5124 | 5222.4382 | 43.1625 | 8463.9407 | 24762.9989 | 38492.5403 | 3902.5096 | 32.2535 | 6324.7489 | 18504.3533 | 28763.8653 | 9539093.7311
OTA | 1 | 2027 | 2025 | 165.4585 | 165.4585 | 135.1711 | 109.0234 | 1303190.0399 | 10781.2154 | 2123223.2733 | 6240388.456 | 5252.0768 | 43.4501 | 8511.9508 | 24903.3866 | 38710.8643 | 3702.5069 | 30.6306 | 6000.5894 | 17555.9049 | 27289.6318 | 9666801.7692
OTA | 1 | 2028 | 2026 | 165.9184 | 165.9184 | 135.5783 | 109.385 | 1320359.9709 | 10942.3114 | 2151241.215 | 6322646.9272 | 5343.6277 | 44.2846 | 8660.5741 | 25338.0384 | 39386.5249 | 3553.8176 | 29.4518 | 5759.7764 | 16851.2427 | 26194.2886 | 9794248.1131
OTA | 1 | 2029 | 2027 | 166.1519 | 166.1519 | 135.7601 | 109.5218 | 1338040.8133 | 11099.379 | 2180048.4392 | 6407308.0953 | 5374.7502 | 44.5849 | 8710.995 | 25485.4776 | 39615.8076 | 3372.1848 | 27.9731 | 5465.386 | 15989.9039 | 24855.4478 | 9925397.3478
OTA | 1 | 2030 | 2028 | 166.385 | 166.385 | 135.9403 | 109.6563 | 1355961.2255 | 11258.737 | 2209245.1057 | 6493115.2152 | 5404.5503 | 44.8747 | 8759.266 | 25626.6269 | 39835.3179 | 3198.945 | 26.5613 | 5184.5961 | 15168.3611 | 23578.4635 | 10058321.5464
OTA | 1 | 2031 | 2029 | 166.6175 | 166.6175 | 136.1199 | 109.79 | 1374122.7786 | 11420.3478 | 2238834.4559 | 6580076.7071 | 5434.1084 | 45.1629 | 8807.1434 | 25766.6245 | 40053.0392 | 3034.3777 | 25.2187 | 4917.8629 | 14387.9485 | 22365.4079 | 10193033.9416
OTA | 1 | 2032 | 2030 | 167.1797 | 167.1797 | 136.6289 | 110.2532 | 1392098.2188 | 11593.7608 | 2268187.9985 | 6666215.4815 | 5556.1164 | 46.2728 | 9005.2648 | 26346.0312 | 40953.6851 | 2926.8928 | 24.3759 | 4743.8612 | 13878.7606 | 21573.8904 | 10326501.6988
OTA | 1 | 2033 | 2031 | 167.8991 | 167.8991 | 137.2968 | 110.876 | 1410101.6585 | 11774.2006 | 2297622.1186 | 6752524.3516 | 5725.4072 | 47.8065 | 9280.2475 | 27150.2187 | 42203.6799 | 2845.352 | 23.7584 | 4611.9987 | 13492.8269 | 20973.9359 | 10460248.1287
OTA | 1 | 2034 | 2032 | 168.1974 | 168.1974 | 137.5443 | 111.0786 | 1428899.8039 | 11944.8766 | 2328265.7729 | 6842551.7431 | 5777.463 | 48.2967 | 9364.6885 | 27397.1474 | 42587.5956 | 2708.7001 | 22.6434 | 4390.5314 | 12844.8518 | 19966.7267 | 10599717.3199
OTA | 1 | 2035 | 2033 | 168.4923 | 168.4923 | 137.7862 | 111.2745 | 1447957.397 | 12118.0302 | 2359330.2715 | 6933819.0386 | 5826.5388 | 48.7626 | 9444.2845 | 27629.9026 | 42949.4886 | 2577.0837 | 21.5677 | 4177.2162 | 12220.7326 | 18996.6002 | 10741106.707
OTA | 1 | 2036 | 2034 | 168.7839 | 168.7839 | 138.0246 | 111.4669 | 1467274.3954 | 12293.5661 | 2390816.9291 | 7026327.8529 | 5874.7717 | 49.2218 | 9522.5099 | 27858.6479 | 43305.1513 | 2451.337 | 20.5385 | 3973.4107 | 11624.4404 | 18069.7266 | 10884419.1773
OTA | 1 | 2037 | 2035 | 169.0724 | 169.0724 | 138.2598 | 111.6559 | 1486854.1004 | 12471.52 | 2422731.1499 | 7120094.022 | 5922.205 | 49.6746 | 9599.4352 | 28083.5899 | 43654.9047 | 2331.254 | 19.5542 | 3778.782 | 11055.0008 | 17184.591 | 11029679.2723
OTA | 1 | 2038 | 2036 | 169.3579 | 169.3579 | 138.492 | 111.8419 | 1506699.9089 | 12651.9291 | 2455078.4811 | 7215133.8216 | 5968.8637 | 50.1212 | 9675.1009 | 28304.8465 | 43998.9323 | 2216.6236 | 18.6132 | 3592.9882 | 10511.4129 | 16339.6379 | 11176912.2117
OTA | 1 | 2039 | 2037 | 169.6406 | 169.6406 | 138.7212 | 112.0248 | 1526815.2692 | 12834.8309 | 2487864.5534 | 7311463.7737 | 6014.7711 | 50.5618 | 9749.5448 | 28522.5289 | 44337.4065 | 2107.2377 | 17.714 | 3415.6925 | 9992.6909 | 15533.3351 | 11326143.5962
OTA | 1 | 2040 | 2038 | 169.9206 | 169.9206 | 138.9476 | 112.2048 | 1547203.6811 | 13020.2631 | 2521095.0804 | 7409100.646 | 6059.9492 | 50.9966 | 9822.8029 | 28736.7422 | 44670.4909 | 2002.8921 | 16.855 | 3246.5642 | 9497.8672 | 14764.1784 | 11477399.4076
OTA | 1 | 2041 | 2039 | 170.1981 | 170.1981 | 139.1714 | 112.3821 | 1567868.6965 | 13208.2643 | 2554775.8601 | 7508061.4546 | 6104.4192 | 51.4257 | 9894.9095 | 28947.5864 | 44998.3408 | 1903.3868 | 16.0348 | 3085.2795 | 9025.9943 | 14030.6954 | 11630706.0112
OTA | 1 | 2042 | 2040 | 170.4732 | 170.4732 | 139.3926 | 112.5568 | 1588813.9195 | 13398.873 | 2588912.7746 | 7608363.4655 | 6148.201 | 51.8493 | 9965.8968 | 29155.1564 | 45321.1035 | 1808.5265 | 15.2518 | 2931.5224 | 8576.1468 | 13331.4475 | 11786090.1596
OTA | 1 | 2043 | 2041 | 170.746 | 170.746 | 139.6115 | 112.729 | 1610043.007 | 13592.1286 | 2623511.7921 | 7710024.1969 | 6191.3134 | 52.2676 | 10035.7958 | 29359.5422 | 45638.919 | 1718.121 | 14.5045 | 2784.9845 | 8147.4226 | 12665.0327 | 11943578.996
OTA | 1 | 2044 | 2042 | 171.0166 | 171.0166 | 139.8281 | 112.8989 | 1631559.6695 | 13788.0708 | 2658578.9666 | 7813061.422 | 6233.7746 | 52.6807 | 10104.6357 | 29560.8294 | 45951.9204 | 1631.9851 | 13.7917 | 2645.3659 | 7738.9442 | 12030.0869 | 12103200.058
OTA | 1 | 2045 | 2043 | 171.2851 | 171.2851 | 140.0425 | 113.0664 | 1653367.671 | 13986.7396 | 2694120.4395 | 7917493.1707 | 6275.6016 | 53.0887 | 10172.4442 | 29759.0992 | 46260.2337 | 1549.939 | 13.1118 | 2512.3755 | 7349.8591 | 11425.2854 | 12264981.2811
OTA | 1 | 2046 | 2044 | 171.5517 | 171.5517 | 140.2548 | 113.2319 | 1675470.8299 | 14188.1758 | 2730142.4401 | 8023337.7329 | 6316.8105 | 53.4918 | 10239.2477 | 29954.4289 | 46563.979 | 1471.8082 | 12.4635 | 2385.7307 | 6979.3409 | 10849.3433 | 12428951.0029
OTA | 1 | 2047 | 2045 | 171.8164 | 171.8164 | 140.4651 | 113.3952 | 1697873.0196 | 14392.4204 | 2766651.2868 | 8130613.6607 | 6357.4169 | 53.8901 | 10305.0713 | 30146.8918 | 46863.2701 | 1397.424 | 11.8456 | 2265.158 | 6626.5891 | 10301.0168 | 12595137.967
OTA | 1 | 2048 | 2046 | 172.0794 | 172.0794 | 140.6736 | 113.5566 | 1720578.1688 | 14599.5151 | 2803653.3875 | 8239339.7709 | 6397.4353 | 54.2838 | 10369.9388 | 30336.5573 | 47158.2151 | 1326.6231 | 11.2567 | 2150.393 | 6290.8297 | 9779.1025 | 12763571.3272
OTA | 1 | 2049 | 2047 | 172.3406 | 172.3406 | 140.8803 | 113.7161 | 1743590.2623 | 14809.5021 | 2841155.2414 | 8349535.1482 | 6436.8796 | 54.6728 | 10433.8727 | 30523.4916 | 47448.9166 | 1259.2477 | 10.6956 | 2041.18 | 5971.315 | 9282.4384 | 12934280.6519
OTA | 1 | 2050 | 2048 | 172.6003 | 172.6003 | 141.0853 | 113.8739 | 1766913.3414 | 15022.4241 | 2879163.439 | 8461219.148 | 6475.763 | 55.0574 | 10496.8945 | 30707.7572 | 47735.4721 | 1195.1457 | 10.1612 | 1937.2726 | 5667.3235 | 8809.903 | 13107295.9284
OTA | 1 | 2051 | 2049 | 172.8585 | 172.8585 | 141.2887 | 114.0299 | 1790551.5049 | 15238.3242 | 2917684.6639 | 8574411.3989 | 6514.0979 | 55.4376 | 10559.0244 | 30889.4139 | 48017.9738 | 1134.1704 | 9.6523 | 1838.4331 | 5378.1599 | 8360.4157 | 13282647.5677
OTA | 2 | 2010 | 2008 | 325.9121 | 222.6834 | 171.2915 | 117.824 | 61535.658 | 50842.96 | 218284.6275 | 868561.2525 | 0 | 0 | 0 | 0 | 0 | 0 | 0 | 0 | 0 | 0 | 1148381.538
OTA | 2 | 2011 | 2009 | 218.2144 | 126.754 | 71.5615 | 41.0553 | 88640.291 | 22335.789 | 209683.346 | 838990.674 | 0 | 0 | 0 | 0 | 0 | 0 | 0 | 0 | 0 | 0 | 1137314.311
OTA | 2 | 2012 | 2010 | 174.7441 | 110.9705 | 86.6359 | 64.0273 | 96119.999 | 23226.148 | 220415.083 | 861188.832 | 0 | 0 | 0 | 0 | 0 | 0 | 0 | 0 | 0 | 0 | 1177723.914
OTA | 2 | 2013 | 2011 | 167.734 | 91.2689 | 89.6633 | 53.9176 | 101729.079 | 17036.817 | 221116.141 | 878798.377 | 0 | 0 | 0 | 0 | 0 | 0 | 0 | 0 | 0 | 0 | 1201643.597
OTA | 2 | 2014 | 2012 | 227.8083 | 125.2584 | 117.2635 | 87.7746 | 92482.659 | 26078.77 | 216988.464 | 868562.879 | 0 | 0 | 0 | 0 | 0 | 0 | 0 | 0 | 0 | 0 | 1178034.002
OTA | 2 | 2015 | 2013 | 205.2441 | 90.6549 | 97.3366 | 74.1774 | 84464.206 | 33032.129 | 221267.198 | 889528.547 | 0 | 0 | 0 | 0 | 0 | 0 | 0 | 0 | 0 | 0 | 1195259.951
OTA | 2 | 2016 | 2014 | 222.3859 | 95.6654 | 90.0365 | 68.5775 | 81427.923 | 31951.237 | 219753.725 | 903046.989 | 0 | 0 | 0 | 0 | 0 | 0 | 0 | 0 | 0 | 0 | 1204228.637
OTA | 2 | 2017 | 2015 | 208.6214 | 77.5561 | 84.2298 | 73.1667 | 79871.06 | 31230.095 | 223701.06 | 898492.906 | 0 | 0 | 0 | 0 | 0 | 0 | 0 | 0 | 0 | 0 | 1202065.026
OTA | 2 | 2018 | 2016 | 201.6823 | 87.0801 | 72.0126 | 64.889 | 85294.465 | 32605.146 | 231638.44 | 921225.142 | 0 | 0 | 0 | 0 | 0 | 0 | 0 | 0 | 0 | 0 | 1238158.047
OTA | 2 | 2019 | 2017 | 210.9925 | 131.5892 | 82.8661 | 56.193 | 88363.849 | 33427.739 | 231607.987 | 908250.773 | 0 | 0 | 0 | 0 | 0 | 0 | 0 | 0 | 0 | 0 | 1228222.609
OTA | 2 | 2020 | 2018 | 293.4516 | 144.6334 | 115.2599 | 89.2056 | 87518.7103 | 33388.0208 | 230013.1699 | 901799.8492 | 0 | 0 | 0 | 0 | 0 | 0 | 0 | 0 | 0 | 0 | 1219331.7293
OTA | 2 | 2021 | 2019 | 285.8378 | 144.4536 | 115.1567 | 89.1232 | 87597.3056 | 33423.5122 | 230268.7968 | 902796.6449 | 0 | 0 | 0 | 0 | 0 | 0 | 0 | 0 | 0 | 0 | 1220662.7473
OTA | 2 | 2022 | 2020 | 280.9952 | 144.4704 | 115.1733 | 89.1361 | 87683.1184 | 33457.9999 | 230516.6055 | 903763.5226 | 0 | 0 | 0 | 0 | 0 | 0 | 0 | 0 | 0 | 0 | 1221963.2465
OTA | 2 | 2023 | 2021 | 279.1637 | 144.4888 | 115.1894 | 89.1485 | 87770.5377 | 33491.8224 | 230752.071 | 904685.5307 | 0 | 0 | 0 | 0 | 0 | 0 | 0 | 0 | 0 | 0 | 1223208.1395
OTA | 2 | 2024 | 2022 | 156.8711 | 156.8711 | 127.5683 | 101.5239 | 87516.3879 | 33503.3338 | 231084.1198 | 905750.1897 | 229.2946 | 87.7794 | 602.9765 | 2354.8097 | 3274.8601 | 192.5201 | 73.7012 | 506.2707 | 1977.1436 | 2749.6357 | 1224350.6974
OTA | 2 | 2025 | 2023 | 156.8694 | 156.8694 | 127.6425 | 101.5902 | 87602.2716 | 33537.0364 | 231314.7043 | 906653.184 | 231.4226 | 88.5962 | 608.5896 | 2376.728 | 3305.3365 | 183.3084 | 70.1765 | 482.06 | 1882.5912 | 2618.1361 | 1225570.1598
OTA | 2 | 2026 | 2024 | 156.9224 | 156.9224 | 127.6921 | 101.6363 | 87689.5522 | 33570.5779 | 231545.7397 | 907558.4787 | 230.7552 | 88.341 | 606.8368 | 2369.8839 | 3295.8169 | 172.4337 | 66.0136 | 453.4637 | 1770.9151 | 2462.8261 | 1226793.7706
OTA | 2 | 2027 | 2025 | 157.1535 | 157.1535 | 127.9194 | 101.8603 | 87773.1341 | 33603.3882 | 231770.0775 | 908436.2867 | 233.3803 | 89.3482 | 613.7536 | 2396.9057 | 3333.3877 | 164.5239 | 62.9869 | 432.672 | 1689.724 | 2349.9068 | 1227979.4983
OTA | 2 | 2028 | 2026 | 157.5223 | 157.5223 | 128.2848 | 102.2224 | 87853.8581 | 33635.6399 | 231989.2712 | 909292.9717 | 238.5254 | 91.3216 | 627.3074 | 2449.8542 | 3407.0087 | 158.633 | 60.7341 | 417.1953 | 1629.293 | 2265.8554 | 1229136.101
OTA | 2 | 2029 | 2027 | 157.7172 | 157.7172 | 128.4766 | 102.411 | 87938.3675 | 33668.6725 | 232215.4659 | 910178.3026 | 240.4221 | 92.0496 | 632.3071 | 2469.3879 | 3434.1666 | 150.8438 | 57.7531 | 396.7173 | 1549.3245 | 2154.6386 | 1230332.136
OTA | 2 | 2030 | 2028 | 157.8964 | 157.8964 | 128.6523 | 102.5833 | 88023.3132 | 33701.8062 | 232442.5169 | 911067.105 | 241.986 | 92.65 | 636.4306 | 2485.4991 | 3456.5657 | 143.2311 | 54.8394 | 376.7023 | 1471.1631 | 2045.9359 | 1231532.935
OTA | 2 | 2031 | 2029 | 158.0604 | 158.0604 | 128.8129 | 102.7405 | 88108.6683 | 33735.038 | 232670.3867 | 911959.222 | 243.2469 | 93.1343 | 639.7563 | 2498.4941 | 3474.6316 | 135.8278 | 52.0057 | 357.2366 | 1395.146 | 1940.2161 | 1232738.277
OTA | 2 | 2032 | 2030 | 158.433 | 158.433 | 129.1819 | 103.1063 | 88189.6932 | 33767.4092 | 232890.3999 | 912819.1092 | 248.2488 | 95.0533 | 652.9357 | 2549.9813 | 3546.2191 | 130.7744 | 50.0729 | 343.9584 | 1343.2983 | 1868.104 | 1233899.2024
OTA | 2 | 2033 | 2031 | 158.898 | 158.898 | 129.6438 | 103.5649 | 88268.8513 | 33799.4193 | 233107.0746 | 913665.278 | 254.8626 | 97.5906 | 670.3616 | 2618.0587 | 3640.8734 | 126.6589 | 48.4995 | 333.1492 | 1301.095 | 1809.4026 | 1235041.2039
OTA | 2 | 2034 | 2032 | 159.0724 | 159.0724 | 129.8153 | 103.7332 | 88354.2358 | 33832.7074 | 233335.2273 | 914558.4274 | 256.2061 | 98.1068 | 673.9064 | 2631.91 | 3660.1293 | 120.1194 | 45.9963 | 315.9536 | 1233.9421 | 1716.0114 | 1236247.8905
OTA | 2 | 2035 | 2033 | 159.2332 | 159.2332 | 129.9725 | 103.8871 | 88440.019 | 33866.0876 | 233564.1612 | 915454.7422 | 257.2567 | 98.5106 | 676.6795 | 2642.747 | 3675.1937 | 113.7849 | 43.5713 | 299.296 | 1168.8895 | 1625.5417 | 1237458.9224
OTA | 2 | 2036 | 2034 | 159.3805 | 159.3805 | 130.1163 | 104.0276 | 88526.1736 | 33899.5588 | 233793.8457 | 916354.0908 | 258.0456 | 98.8141 | 678.7633 | 2650.8916 | 3686.5147 | 107.6734 | 41.2317 | 283.2242 | 1106.1245 | 1538.2538 | 1238674.1101
OTA | 2 | 2037 | 2035 | 159.5152 | 159.5152 | 130.2475 | 104.1554 | 88612.683 | 33933.1177 | 234024.2511 | 917256.351 | 258.5904 | 99.024 | 680.2042 | 2656.5246 | 3694.3432 | 101.7932 | 38.9804 | 267.7599 | 1045.731 | 1454.2645 | 1239893.2851
OTA | 2 | 2038 | 2036 | 159.638 | 159.638 | 130.3667 | 104.2712 | 88699.5314 | 33966.7611 | 234255.3487 | 918161.4059 | 258.9079 | 99.1466 | 681.0463 | 2659.8183 | 3698.9192 | 96.1492 | 36.8195 | 252.9164 | 987.7619 | 1373.647 | 1241116.2861
OTA | 2 | 2039 | 2037 | 159.7496 | 159.7496 | 130.4746 | 104.3758 | 88786.7042 | 34000.4862 | 234487.1118 | 919069.1453 | 259.0137 | 99.1882 | 681.3312 | 2660.9351 | 3700.4682 | 90.7439 | 34.75 | 238.7001 | 932.2421 | 1296.4361 | 1242342.9613
OTA | 2 | 2040 | 2038 | 159.8506 | 159.8506 | 130.5721 | 104.4699 | 88874.1873 | 34034.2902 | 234719.5151 | 919979.4656 | 258.9229 | 99.1543 | 681.0977 | 2660.0274 | 3699.2023 | 85.5774 | 32.7718 | 225.1117 | 879.1737 | 1222.6345 | 1243573.1681
OTA | 2 | 2041 | 2039 | 159.9418 | 159.9418 | 130.6595 | 104.554 | 88961.9677 | 34068.1706 | 234952.535 | 920892.2695 | 258.6493 | 99.0503 | 680.3828 | 2657.2385 | 3695.3208 | 80.6481 | 30.8843 | 212.1466 | 828.5395 | 1152.2185 | 1244806.7722
OTA | 2 | 2042 | 2040 | 160.0236 | 160.0236 | 130.7376 | 104.6287 | 89050.0331 | 34102.1248 | 235186.1489 | 921807.4654 | 258.2059 | 98.8812 | 679.2208 | 2652.7031 | 3689.011 | 75.9527 | 29.0864 | 199.7965 | 780.307 | 1085.1425 | 1246043.6474
OTA | 2 | 2043 | 2041 | 160.0966 | 160.0966 | 130.807 | 104.6947 | 89138.3719 | 34136.1505 | 235420.3359 | 922724.9669 | 257.6052 | 98.6517 | 677.6441 | 2646.5478 | 3680.4488 | 71.4868 | 27.3763 | 188.0497 | 734.4305 | 1021.3433 | 1247283.6748
OTA | 2 | 2044 | 2042 | 160.1614 | 160.1614 | 130.8681 | 104.7524 | 89226.9733 | 34170.2457 | 235655.0763 | 923644.693 | 256.8586 | 98.3663 | 675.6832 | 2638.8915 | 3669.7996 | 67.2449 | 25.752 | 176.892 | 690.8546 | 960.7435 | 1248526.7426
OTA | 2 | 2045 | 2043 | 160.2185 | 160.2185 | 130.9214 | 104.8023 | 89315.8269 | 34204.4082 | 235890.3513 | 924566.5672 | 255.9771 | 98.029 | 673.3666 | 2629.8458 | 3657.2186 | 63.2209 | 24.2111 | 166.3071 | 649.5155 | 903.2545 | 1249772.7455
OTA | 2 | 2046 | 2044 | 160.2683 | 160.2683 | 130.9674 | 104.845 | 89404.9231 | 34238.6361 | 236126.1435 | 925490.5175 | 254.9707 | 97.644 | 670.7213 | 2619.5156 | 3642.8515 | 59.4078 | 22.7509 | 156.2771 | 610.3435 | 848.7794 | 1251021.5842
OTA | 2 | 2047 | 2045 | 160.3113 | 160.3113 | 131.0066 | 104.8808 | 89494.2529 | 34272.9276 | 236362.4362 | 926416.4762 | 253.8491 | 97.2147 | 667.7723 | 2607.9993 | 3626.8354 | 55.7986 | 21.3688 | 146.783 | 573.2644 | 797.2148 | 1252273.1653
OTA | 2 | 2048 | 2046 | 160.3478 | 160.3478 | 131.0394 | 104.9102 | 89583.8077 | 34307.281 | 236599.214 | 927344.3793 | 252.6213 | 96.7446 | 664.5434 | 2595.3894 | 3609.2986 | 52.3856 | 20.0617 | 137.805 | 538.2006 | 748.4529 | 1253527.401
OTA | 2 | 2049 | 2047 | 160.3784 | 160.3784 | 131.0662 | 104.9335 | 89673.5794 | 34341.6946 | 236836.462 | 928274.1667 | 251.2956 | 96.237 | 661.0567 | 2581.7725 | 3590.3618 | 49.161 | 18.8269 | 129.3226 | 505.0725 | 702.383 | 1254784.2081
OTA | 2 | 2050 | 2048 | 160.4034 | 160.4034 | 131.0874 | 104.9513 | 89763.5604 | 34376.167 | 237074.1666 | 929205.7818 | 249.8801 | 95.6949 | 657.3331 | 2567.23 | 3570.1381 | 46.117 | 17.6611 | 121.3153 | 473.7996 | 658.893 | 1256043.5087
OTA | 2 | 2051 | 2049 | 160.423 | 160.423 | 131.1032 | 104.9637 | 89853.7435 | 34410.6968 | 237312.3146 | 930139.171 | 248.382 | 95.1212 | 653.3921 | 2551.8383 | 3548.7336 | 43.2458 | 16.5616 | 113.7622 | 444.3009 | 617.8705 | 1257305.2292
RDF | 1 | 2010 | 2008 | 320.2793 | 220.849 | 162.2838 | 131.6923 | 123996.319 | 407.019 | 210400.356 | 637874.2895 | 0 | 0 | 0 | 0 | 0 | 0 | 0 | 0 | 0 | 0 | 972270.9645
RDF | 1 | 2011 | 2009 | 224.6609 | 125.715 | 69.4278 | 44.4602 | 131844.37 | 46.843 | 211680.463 | 635309.904 | 0 | 0 | 0 | 0 | 0 | 0 | 0 | 0 | 0 | 0 | 978834.737
RDF | 1 | 2012 | 2010 | 198.6854 | 106.4154 | 77.7169 | 67.4987 | 128942.008 | 15.527 | 213346.036 | 637938.025 | 0 | 0 | 0 | 0 | 0 | 0 | 0 | 0 | 0 | 0 | 980226.069
RDF | 1 | 2013 | 2011 | 182.7632 | 85.3993 | 59.829 | 54.8738 | 128559.95 | 108.242 | 212053.167 | 639391.544 | 0 | 0 | 0 | 0 | 0 | 0 | 0 | 0 | 0 | 0 | 980004.661
RDF | 1 | 2014 | 2012 | 219.694 | 116.2551 | 100.4261 | 88.4055 | 128283.281 | 82.405 | 210724.17 | 627463.138 | 0 | 0 | 0 | 0 | 0 | 0 | 0 | 0 | 0 | 0 | 966470.589
RDF | 1 | 2015 | 2013 | 214.1834 | 86.6448 | 85.788 | 83.7709 | 124279.692 | 67.142 | 204977.654 | 636990.406 | 0 | 0 | 0 | 0 | 0 | 0 | 0 | 0 | 0 | 0 | 966247.752
RDF | 1 | 2016 | 2014 | 229.4591 | 95.9678 | 77.9507 | 73.4663 | 122850.269 | 1397.034 | 205230.804 | 628474.825 | 0 | 0 | 0 | 0 | 0 | 0 | 0 | 0 | 0 | 0 | 956555.898
RDF | 1 | 2017 | 2015 | 194.6031 | 76.6653 | 73.1641 | 74.8896 | 158185.02 | 4451.641 | 246983.445 | 702224.811 | 0 | 0 | 0 | 0 | 0 | 0 | 0 | 0 | 0 | 0 | 1107393.276
RDF | 1 | 2018 | 2016 | 199.8269 | 91.1403 | 67.4688 | 64.8678 | 160556.239 | 4503.98 | 276332.027 | 845613.048 | 0 | 0 | 0 | 0 | 0 | 0 | 0 | 0 | 0 | 0 | 1282501.314
RDF | 1 | 2019 | 2017 | 257.5783 | 123.4675 | 77.4148 | 55.3797 | 165654.673 | 5355.81 | 277505.784 | 847817.311 | 0 | 0 | 0 | 0 | 0 | 0 | 0 | 0 | 0 | 0 | 1290977.768
RDF | 1 | 2020 | 2018 | 283.6841 | 134.8659 | 107.692 | 85.2128 | 162139.5426 | 4992.2361 | 267268.8349 | 817138.6661 | 0 | 0 | 0 | 0 | 0 | 0 | 0 | 0 | 0 | 0 | 1246547.0435
RDF | 1 | 2021 | 2019 | 275.8781 | 134.4938 | 107.1756 | 84.8119 | 162795.6141 | 4986.286 | 268210.5733 | 820132.8271 | 0 | 0 | 0 | 0 | 0 | 0 | 0 | 0 | 0 | 0 | 1251139.0146
RDF | 1 | 2022 | 2020 | 271.0893 | 134.5646 | 107.2247 | 84.8523 | 163363.5618 | 4981.4482 | 269008.7465 | 822663.4752 | 0 | 0 | 0 | 0 | 0 | 0 | 0 | 0 | 0 | 0 | 1255035.7834
RDF | 1 | 2023 | 2021 | 269.3005 | 134.6256 | 107.2662 | 84.8864 | 163835.0951 | 4990.7362 | 269751.9748 | 824958.0775 | 0 | 0 | 0 | 0 | 0 | 0 | 0 | 0 | 0 | 0 | 1258545.1474
RDF | 1 | 2024 | 2022 | 149.4366 | 149.4366 | 122.0652 | 99.6777 | 166842.1719 | 4299.153 | 269209.1028 | 826303.2385 | 521.8749 | 13.4476 | 837.6855 | 2560.1521 | 3933.1601 | 438.1763 | 11.2908 | 703.3369 | 2149.553 | 3302.3571 | 1262354.5132
RDF | 1 | 2025 | 2023 | 149.6284 | 149.6284 | 121.9075 | 99.5661 | 167315.9758 | 4314.8547 | 269963.1728 | 828622.2134 | 520.8472 | 13.4319 | 835.9394 | 2554.8309 | 3925.0494 | 412.5597 | 10.6394 | 662.1423 | 2023.6653 | 3109.0067 | 1265901.3619
RDF | 1 | 2026 | 2024 | 149.5428 | 149.5428 | 121.8112 | 99.4616 | 167791.4396 | 4326.5707 | 270726.6385 | 830972.3492 | 514.0524 | 13.2551 | 825.0165 | 2521.453 | 3873.7769 | 384.1299 | 9.9049 | 616.5003 | 1884.1763 | 2894.7115 | 1269490.4274
RDF | 1 | 2027 | 2025 | 149.6244 | 149.6244 | 121.8823 | 99.5246 | 168238.8386 | 4338.6271 | 271449.5268 | 833189.0878 | 513.1765 | 13.2341 | 823.6151 | 2517.1664 | 3867.192 | 361.7692 | 9.3295 | 580.6161 | 1774.503 | 2726.2178 | 1272877.4532
RDF | 1 | 2028 | 2026 | 149.8385 | 149.8385 | 122.0869 | 99.7214 | 168663.9071 | 4350.9576 | 272140.2119 | 835299.7939 | 517.0523 | 13.3382 | 829.8573 | 2536.2338 | 3896.4816 | 343.8693 | 8.8707 | 551.9025 | 1686.7404 | 2591.3828 | 1276103.913
RDF | 1 | 2029 | 2027 | 149.9109 | 149.9109 | 122.1504 | 99.7774 | 169114.9474 | 4363.0514 | 272868.8724 | 837534.488 | 516.0075 | 13.3126 | 828.1843 | 2531.1177 | 3888.6221 | 323.7495 | 8.3525 | 519.6131 | 1588.0545 | 2439.7696 | 1279518.3078
RDF | 1 | 2030 | 2028 | 149.9801 | 149.9801 | 122.21 | 99.8292 | 169567.9197 | 4375.1788 | 273600.4978 | 839778.5481 | 514.7518 | 13.2816 | 826.172 | 2524.9647 | 3879.1701 | 304.6808 | 7.8614 | 489.0099 | 1494.5227 | 2296.0748 | 1282946.9656
RDF | 1 | 2031 | 2029 | 150.0458 | 150.0458 | 122.2661 | 99.8775 | 170022.7264 | 4387.3336 | 274334.9864 | 842031.5771 | 513.3655 | 13.2471 | 823.9495 | 2518.1697 | 3868.7318 | 286.6606 | 7.3971 | 460.0891 | 1406.1328 | 2160.2796 | 1286389.29
RDF | 1 | 2032 | 2030 | 150.3086 | 150.3086 | 122.5192 | 100.1228 | 170443.8018 | 4399.894 | 275020.6576 | 844124.2086 | 518.7823 | 13.392 | 832.6717 | 2544.8136 | 3909.6595 | 273.288 | 7.0547 | 438.641 | 1340.5761 | 2059.5599 | 1289588.668
RDF | 1 | 2033 | 2031 | 150.6646 | 150.6646 | 122.8666 | 100.4627 | 170849.2634 | 4412.6575 | 275683.8957 | 846142.8368 | 527.4693 | 13.6234 | 846.6562 | 2587.5352 | 3975.284 | 262.1361 | 6.7704 | 420.7622 | 1285.9257 | 1975.5944 | 1292675.9958
RDF | 1 | 2034 | 2032 | 150.7655 | 150.7655 | 122.9593 | 100.5482 | 171301.0005 | 4424.9702 | 276414.6062 | 848382.1073 | 527.3792 | 13.623 | 846.5196 | 2587.1132 | 3974.635 | 247.256 | 6.387 | 396.8814 | 1212.9396 | 1863.464 | 1296097.714
RDF | 1 | 2035 | 2033 | 150.8626 | 150.8626 | 123.047 | 100.6281 | 171754.8991 | 4437.321 | 277148.5848 | 850631.783 | 526.9829 | 13.6147 | 845.8902 | 2585.1851 | 3971.6728 | 233.085 | 6.0218 | 374.138 | 1143.4299 | 1756.6747 | 1299535.2669
RDF | 1 | 2036 | 2034 | 150.9555 | 150.9555 | 123.1304 | 100.7037 | 172210.7867 | 4449.6982 | 277885.6534 | 852891.1655 | 526.42 | 13.602 | 844.993 | 2582.4388 | 3967.4538 | 219.6567 | 5.6756 | 352.586 | 1077.5615 | 1655.4799 | 1302987.6056
RDF | 1 | 2037 | 2035 | 151.0443 | 151.0443 | 123.2096 | 100.7751 | 172668.6301 | 4462.1022 | 278625.7645 | 855160.0979 | 525.7007 | 13.5852 | 843.844 | 2578.9234 | 3962.0532 | 206.9401 | 5.3477 | 332.176 | 1015.1836 | 1559.6475 | 1306454.4925
RDF | 1 | 2038 | 2036 | 151.1291 | 151.1291 | 123.2849 | 100.8427 | 173128.3982 | 4474.5334 | 279368.8739 | 857438.4334 | 524.834 | 13.5644 | 842.4578 | 2574.6835 | 3955.5397 | 194.9047 | 5.0373 | 312.8589 | 956.1458 | 1468.9467 | 1309935.7056
RDF | 1 | 2039 | 2037 | 151.2103 | 151.2103 | 123.3565 | 100.9065 | 173590.0622 | 4486.9923 | 280114.9399 | 859726.0345 | 523.8285 | 13.54 | 840.8485 | 2569.7614 | 3947.9784 | 183.5201 | 4.7437 | 294.586 | 900.3 | 1383.1497 | 1313431.0366
RDF | 1 | 2040 | 2038 | 151.2881 | 151.2881 | 123.4247 | 100.9668 | 174053.5946 | 4499.4793 | 280863.9235 | 862022.7719 | 522.6924 | 13.5122 | 839.0288 | 2564.1971 | 3939.4305 | 172.7566 | 4.466 | 277.3099 | 847.5005 | 1302.033 | 1316940.29
RDF | 1 | 2041 | 2039 | 151.3625 | 151.3625 | 123.4895 | 101.0237 | 174518.9699 | 4511.9947 | 281615.7882 | 864328.5244 | 521.4333 | 13.4811 | 837.0113 | 2558.0282 | 3929.9538 | 162.5854 | 4.2035 | 260.9841 | 797.6053 | 1225.3782 | 1320463.2825
RDF | 1 | 2042 | 2040 | 151.4338 | 151.4338 | 123.5511 | 101.0775 | 174986.1641 | 4524.539 | 282370.4997 | 866643.1785 | 520.0584 | 13.4469 | 834.8076 | 2551.2902 | 3919.603 | 152.978 | 3.9555 | 245.5632 | 750.4758 | 1152.9724 | 1323999.8423
RDF | 1 | 2043 | 2041 | 151.5021 | 151.5021 | 123.6098 | 101.1284 | 175455.1547 | 4537.1124 | 283128.0258 | 868966.6278 | 518.5745 | 13.4099 | 832.4285 | 2544.0167 | 3908.4296 | 143.9071 | 3.7213 | 231.0032 | 705.9776 | 1084.6091 | 1327549.8082
RDF | 1 | 2044 | 2042 | 151.5676 | 151.5676 | 123.6656 | 101.1763 | 175925.9206 | 4549.7154 | 283888.3365 | 871298.7724 | 516.9882 | 13.3701 | 829.8846 | 2536.2395 | 3896.4824 | 135.3461 | 3.5003 | 217.2615 | 663.9805 | 1020.0884 | 1331113.0295
RDF | 1 | 2045 | 2043 | 151.6304 | 151.6304 | 123.7187 | 101.2216 | 176398.442 | 4562.3482 | 284651.4037 | 873639.519 | 515.3056 | 13.3278 | 827.1856 | 2527.9885 | 3883.8075 | 127.2694 | 3.2917 | 204.2971 | 624.3589 | 959.2171 | 1334689.3647
RDF | 1 | 2046 | 2044 | 151.6907 | 151.6907 | 123.7693 | 101.2643 | 176872.7005 | 4575.0113 | 285417.2011 | 875988.7802 | 513.5323 | 13.2831 | 824.3408 | 2519.292 | 3870.4482 | 119.6523 | 3.0949 | 192.0703 | 586.9916 | 901.8091 | 1338278.6819
RDF | 1 | 2047 | 2045 | 151.7487 | 151.7487 | 123.8175 | 101.3046 | 177348.6788 | 4587.7048 | 286185.7042 | 878346.4744 | 511.6738 | 13.2361 | 821.3589 | 2510.1769 | 3856.4457 | 112.471 | 2.9094 | 180.5429 | 551.762 | 847.6854 | 1341880.8574
RDF | 1 | 2048 | 2046 | 151.8043 | 151.8043 | 123.8634 | 101.3426 | 177826.3605 | 4600.4292 | 286956.89 | 880712.5252 | 509.7353 | 13.187 | 818.2483 | 2500.6683 | 3841.8389 | 105.7028 | 2.7346 | 169.6785 | 518.5585 | 796.6743 | 1345495.7757
RDF | 1 | 2049 | 2047 | 151.8578 | 151.8578 | 123.9071 | 101.3784 | 178305.7307 | 4613.1846 | 287730.7372 | 883086.8613 | 507.7216 | 13.1359 | 815.0167 | 2490.7901 | 3826.6644 | 99.3257 | 2.5698 | 159.4418 | 487.2736 | 748.6109 | 1349123.3292
RDF | 1 | 2050 | 2048 | 151.9092 | 151.9092 | 123.9487 | 101.4121 | 178786.7753 | 4625.9715 | 288507.2258 | 885469.4162 | 505.6374 | 13.083 | 811.6716 | 2480.565 | 3810.957 | 93.3188 | 2.4146 | 149.7995 | 457.805 | 703.3378 | 1352763.4173
RDF | 1 | 2051 | 2049 | 151.9587 | 151.9587 | 123.9884 | 101.4439 | 179269.481 | 4638.7899 | 289286.3373 | 887860.1282 | 503.4869 | 13.0283 | 808.2198 | 2470.0144 | 3794.7493 | 87.6622 | 2.2684 | 140.7193 | 430.0545 | 660.7043 | 1356415.9465
RDF | 2 | 2010 | 2008 | 262.956 | 176.6738 | 130.1099 | 107.196 | 32135.022 | 0.0445 | 72027.7875 | 337917.552 | 0 | 0 | 0 | 0 | 0 | 0 | 0 | 0 | 0 | 0 | 442080.3615
RDF | 2 | 2011 | 2009 | 161.9099 | 105.8337 | 66.2859 | 39.4557 | 41822.969 | 0.011 | 89508.896 | 374682.229 | 0 | 0 | 0 | 0 | 0 | 0 | 0 | 0 | 0 | 0 | 506014.094
RDF | 2 | 2012 | 2010 | 177.0411 | 95.8534 | 77.4265 | 62.48 | 32956.193 | 0.011 | 86841.348 | 375926.563 | 0 | 0 | 0 | 0 | 0 | 0 | 0 | 0 | 0 | 0 | 495724.104
RDF | 2 | 2013 | 2011 | 137.4622 | 75.5408 | 57.6075 | 46.7233 | 36341.006 | 0.007 | 89322.882 | 377696.993 | 0 | 0 | 0 | 0 | 0 | 0 | 0 | 0 | 0 | 0 | 503360.881
RDF | 2 | 2014 | 2012 | 134.2273 | 111.4624 | 98.9513 | 85.3204 | 40092.177 | 0.015 | 81493.481 | 344576.192 | 0 | 0 | 0 | 0 | 0 | 0 | 0 | 0 | 0 | 0 | 466161.85
RDF | 2 | 2015 | 2013 | 98.0553 | 82.4942 | 81.861 | 74.4986 | 41247.72 | 0.006 | 86400.42 | 362975.166 | 0 | 0 | 0 | 0 | 0 | 0 | 0 | 0 | 0 | 0 | 490623.306
RDF | 2 | 2016 | 2014 | 164.763 | 85.0399 | 75.9256 | 66.9708 | 45310.262 | 0.01 | 94541.526 | 392103.543 | 0 | 0 | 0 | 0 | 0 | 0 | 0 | 0 | 0 | 0 | 531955.331
RDF | 2 | 2017 | 2015 | 147.4013 | 71.0326 | 73.3349 | 72.3999 | 42553.491 | 0.005 | 90533.165 | 377467.283 | 0 | 0 | 0 | 0 | 0 | 0 | 0 | 0 | 0 | 0 | 510553.939
RDF | 2 | 2018 | 2016 | 166.6011 | 74.4356 | 66.957 | 62.8229 | 42953.29 | 0.009 | 92078.425 | 382797.886 | 0 | 0 | 0 | 0 | 0 | 0 | 0 | 0 | 0 | 0 | 517829.601
RDF | 2 | 2019 | 2017 | 179.375 | 110.0558 | 76.3405 | 53.0439 | 40374.525 | 0.017 | 89268.681 | 376167.803 | 0 | 0 | 0 | 0 | 0 | 0 | 0 | 0 | 0 | 0 | 505811.009
RDF | 2 | 2020 | 2018 | 283.6841 | 134.8659 | 107.692 | 85.2128 | 39993.4454 | 10.01 | 88588.6789 | 373150.0144 | 0 | 0 | 0 | 0 | 0 | 0 | 0 | 0 | 0 | 0 | 501732.1387
RDF | 2 | 2021 | 2019 | 276.0846 | 134.7004 | 107.5854 | 85.1239 | 40030.8904 | 10.4585 | 88687.3227 | 373560.3333 | 0 | 0 | 0 | 0 | 0 | 0 | 0 | 0 | 0 | 0 | 502278.5463
RDF | 2 | 2022 | 2020 | 271.2415 | 134.7168 | 107.601 | 85.1361 | 40071.427 | 10.8563 | 88782.8416 | 373958.1315 | 0 | 0 | 0 | 0 | 0 | 0 | 0 | 0 | 0 | 0 | 502812.4001
RDF | 2 | 2023 | 2021 | 269.4094 | 134.7345 | 107.616 | 85.1479 | 40111.5079 | 10.96 | 88873.1173 | 374337.2748 | 0 | 0 | 0 | 0 | 0 | 0 | 0 | 0 | 0 | 0 | 503321.9
RDF | 2 | 2024 | 2022 | 144.9762 | 144.9762 | 117.8544 | 95.3833 | 40075.9422 | 25.7597 | 89048.6487 | 374882.3249 | 86.8305 | 0.055812 | 192.1522 | 806.1956 | 1085.2341 | 72.9046 | 0.046861 | 161.3347 | 676.8974 | 911.1835 | 504006.9158
RDF | 2 | 2025 | 2023 | 144.9143 | 144.9143 | 117.8357 | 95.3531 | 40116.1666 | 25.775 | 89138.3103 | 375259.7801 | 86.8713 | 0.055816 | 192.2439 | 806.5781 | 1085.7491 | 68.8102 | 0.044211 | 152.2752 | 638.8854 | 860.015 | 504514.257
RDF | 2 | 2026 | 2024 | 144.8836 | 144.8836 | 117.8015 | 95.3159 | 40156.686 | 25.8015 | 89228.0659 | 375637.7839 | 85.9707 | 0.055238 | 190.2501 | 798.2121 | 1074.4881 | 64.2423 | 0.041277 | 142.166 | 596.4705 | 802.92 | 505022.5358
RDF | 2 | 2027 | 2025 | 144.9728 | 144.9728 | 117.8871 | 95.3985 | 40196.0758 | 25.8264 | 89315.9751 | 376007.6303 | 86.0967 | 0.055318 | 190.5301 | 799.3877 | 1076.0697 | 60.6947 | 0.038997 | 134.3162 | 563.5368 | 758.5867 | 505519.6813
RDF | 2 | 2028 | 2026 | 145.1569 | 145.1569 | 118.0678 | 95.5764 | 40234.574 | 25.85 | 89402.4353 | 376371.0695 | 87.0263 | 0.055913 | 192.5903 | 808.0338 | 1087.7062 | 57.8774 | 0.037185 | 128.0835 | 537.3886 | 723.3868 | 506008.0789
RDF | 2 | 2029 | 2027 | 145.2327 | 145.2327 | 118.1404 | 95.6461 | 40274.167 | 25.875 | 89490.7306 | 376742.5804 | 87.0319 | 0.055916 | 192.6038 | 808.0914 | 1087.7829 | 54.6049 | 0.035082 | 120.842 | 507.0065 | 682.4885 | 506507.478
RDF | 2 | 2030 | 2028 | 145.3028 | 145.3028 | 118.207 | 95.7099 | 40313.8585 | 25.9002 | 89579.209 | 377114.8821 | 86.9816 | 0.055883 | 192.4935 | 807.6293 | 1087.1603 | 51.4843 | 0.033077 | 113.9366 | 478.0345 | 643.4885 | 507007.9496
RDF | 2 | 2031 | 2029 | 145.3673 | 145.3673 | 118.2681 | 95.7681 | 40353.6441 | 25.9255 | 89667.8657 | 377487.9524 | 86.8812 | 0.055817 | 192.272 | 806.7007 | 1085.9097 | 48.514 | 0.031168 | 107.3637 | 450.4575 | 606.3663 | 507509.4622
RDF | 2 | 2032 | 2030 | 145.5735 | 145.5735 | 118.4709 | 95.9679 | 40392.0848 | 25.9489 | 89754.3205 | 377851.2978 | 87.9528 | 0.056503 | 194.6469 | 816.6676 | 1099.3238 | 46.3324 | 0.029765 | 102.5376 | 430.2103 | 579.11 | 507997.7031
RDF | 2 | 2033 | 2031 | 145.8452 | 145.8452 | 118.7394 | 96.2336 | 40429.922 | 25.9714 | 89839.8022 | 378210.3354 | 89.5544 | 0.057528 | 198.1962 | 831.5632 | 1119.3714 | 44.5058 | 0.02859 | 98.4975 | 413.2614 | 556.2933 | 508480.0596
RDF | 2 | 2034 | 2032 | 145.9284 | 145.9284 | 118.8195 | 96.3109 | 40469.6378 | 25.9965 | 89928.4159 | 378583.1612 | 89.5884 | 0.057549 | 198.2727 | 831.8849 | 1119.8035 | 42.0025 | 0.026981 | 92.958 | 390.0201 | 525.0076 | 508981.215
RDF | 2 | 2035 | 2033 | 146.0061 | 146.0061 | 118.8938 | 96.3823 | 40509.4513 | 26.0217 | 90017.2099 | 378956.766 | 89.567 | 0.057534 | 198.2264 | 831.6918 | 1119.5428 | 39.6156 | 0.025447 | 87.6757 | 367.8581 | 495.1749 | 509483.4272
RDF | 2 | 2036 | 2034 | 146.0784 | 146.0784 | 118.9627 | 96.4483 | 40549.3581 | 26.047 | 90106.1808 | 379331.1331 | 89.4968 | 0.057488 | 198.0721 | 831.0449 | 1118.6713 | 37.3439 | 0.023988 | 82.6486 | 346.766 | 466.7824 | 509986.672
RDF | 2 | 2037 | 2035 | 146.1455 | 146.1455 | 119.0264 | 96.509 | 40589.3553 | 26.0724 | 90195.3243 | 379706.2429 | 89.3809 | 0.057413 | 197.8164 | 829.9729 | 1117.2277 | 35.1845 | 0.022601 | 77.8697 | 326.7158 | 439.7925 | 510490.9225
RDF | 2 | 2038 | 2036 | 146.2077 | 146.2077 | 119.0851 | 96.5649 | 40629.4403 | 26.0978 | 90284.6357 | 380082.0753 | 89.2224 | 0.057311 | 197.4663 | 828.5045 | 1115.2504 | 33.134 | 0.021283 | 73.3319 | 307.6771 | 414.1643 | 510996.1513
RDF | 2 | 2039 | 2037 | 146.2653 | 146.2653 | 119.1392 | 96.6161 | 40669.6104 | 26.1234 | 90374.1108 | 380458.6115 | 89.024 | 0.057183 | 197.0281 | 826.6664 | 1112.7757 | 31.189 | 0.020034 | 69.0276 | 289.6174 | 389.854 | 511502.3328
RDF | 2 | 2040 | 2038 | 146.3185 | 146.3185 | 119.189 | 96.663 | 40709.8632 | 26.1491 | 90463.7456 | 380835.8337 | 88.7887 | 0.057031 | 196.5078 | 824.484 | 1109.8375 | 29.3458 | 0.01885 | 64.9484 | 272.5027 | 366.8157 | 512009.4425
RDF | 2 | 2041 | 2039 | 146.3676 | 146.3676 | 119.2346 | 96.7057 | 40750.1964 | 26.1748 | 90553.5362 | 381213.7251 | 88.5189 | 0.056858 | 195.9111 | 821.9811 | 1106.468 | 27.6006 | 0.017729 | 61.086 | 256.2976 | 345.0019 | 512517.4577
RDF | 2 | 2042 | 2040 | 146.4128 | 146.4128 | 119.2764 | 96.7445 | 40790.6077 | 26.2007 | 90643.479 | 381592.2698 | 88.217 | 0.056664 | 195.2435 | 819.1801 | 1102.6971 | 25.9495 | 0.016668 | 57.4319 | 240.9662 | 324.3643 | 513026.3565
RDF | 2 | 2043 | 2041 | 146.4544 | 146.4544 | 119.3145 | 96.7797 | 40831.0951 | 26.2266 | 90733.5708 | 381971.4529 | 87.8853 | 0.05645 | 194.5098 | 816.102 | 1098.5535 | 24.3886 | 0.015665 | 53.9774 | 226.4725 | 304.8542 | 513536.1188
RDF | 2 | 2044 | 2042 | 146.4925 | 146.4925 | 119.3491 | 96.8115 | 40871.6567 | 26.2525 | 90823.8083 | 382351.2603 | 87.5259 | 0.056219 | 193.7148 | 812.7667 | 1094.0636 | 22.914 | 0.014718 | 50.714 | 212.7801 | 286.4228 | 514046.7252
RDF | 2 | 2045 | 2043 | 146.5274 | 146.5274 | 119.3805 | 96.8399 | 40912.2905 | 26.2786 | 90914.1884 | 382731.6786 | 87.1409 | 0.055972 | 192.8629 | 809.1928 | 1089.2526 | 21.5219 | 0.013824 | 47.633 | 199.8533 | 269.022 | 514558.1575
RDF | 2 | 2046 | 2044 | 146.5592 | 146.5592 | 119.4088 | 96.8653 | 40952.995 | 26.3047 | 91004.7083 | 383112.6954 | 86.7321 | 0.055709 | 191.9584 | 805.3979 | 1084.1441 | 20.2085 | 0.01298 | 44.726 | 187.6566 | 252.6041 | 515070.3988
RDF | 2 | 2047 | 2045 | 146.5881 | 146.5881 | 119.4343 | 96.8878 | 40993.7684 | 26.3309 | 91095.3654 | 383494.2988 | 86.3013 | 0.055433 | 191.0051 | 801.3984 | 1078.7603 | 18.9699 | 0.012185 | 41.9848 | 176.1554 | 237.1223 | 515583.4327
RDF | 2 | 2048 | 2046 | 146.6143 | 146.6143 | 119.457 | 96.9076 | 41034.6092 | 26.3571 | 91186.1572 | 383876.4776 | 85.8502 | 0.055143 | 190.0068 | 797.2099 | 1073.1221 | 17.8026 | 0.011435 | 39.4013 | 165.3158 | 222.5311 | 516097.244
RDF | 2 | 2049 | 2047 | 146.638 | 146.638 | 119.4771 | 96.9249 | 41075.516 | 26.3834 | 91277.0811 | 384259.2214 | 85.3803 | 0.054841 | 188.967 | 792.847 | 1067.2491 | 16.703 | 0.010729 | 36.9676 | 155.1048 | 208.7861 | 516611.8185
RDF | 2 | 2050 | 2048 | 146.6592 | 146.6592 | 119.4949 | 96.9397 | 41116.4873 | 26.4098 | 91368.1351 | 384642.5201 | 84.8932 | 0.054528 | 187.8888 | 788.3233 | 1061.1598 | 15.6676 | 0.010064 | 34.6761 | 145.4904 | 195.8442 | 517127.1424
RDF | 2 | 2051 | 2049 | 146.6782 | 146.6782 | 119.5103 | 96.9522 | 41157.5219 | 26.4362 | 91459.3169 | 385026.3644 | 84.3901 | 0.054205 | 186.7754 | 783.6518 | 1054.8715 | 14.6932 | 0.0094377 | 32.5195 | 136.4417 | 183.6638 | 517643.2032
ROX | 1 | 2010 | 2008 | 307.7785 | 238.2359 | 195.7009 | 175.7236 | 138057.427 | 26065.6565 | 273801.9325 | 769463.1585 | 0 | 0 | 0 | 0 | 0 | 0 | 0 | 0 | 0 | 0 | 1181322.518
ROX | 1 | 2011 | 2009 | 91.0219 | 70.9104 | 42.3689 | 30.3538 | 138411.985 | 17986.483 | 266362.894 | 770011.081 | 0 | 0 | 0 | 0 | 0 | 0 | 0 | 0 | 0 | 0 | 1174785.96
ROX | 1 | 2012 | 2010 | 144.4082 | 74.9828 | 76.1149 | 57.0646 | 133450.301 | 30284.066 | 271135.232 | 743837.868 | 0 | 0 | 0 | 0 | 0 | 0 | 0 | 0 | 0 | 0 | 1148423.401
ROX | 1 | 2013 | 2011 | 104.9703 | 85.2913 | 57.1942 | 45.1638 | 135724.284 | 31301.399 | 273207.544 | 733260.42 | 0 | 0 | 0 | 0 | 0 | 0 | 0 | 0 | 0 | 0 | 1142192.248
ROX | 1 | 2014 | 2012 | 250.8205 | 144.8904 | 128.7117 | 118.227 | 124734.103 | 32803.419 | 266536.759 | 770697.569 | 0 | 0 | 0 | 0 | 0 | 0 | 0 | 0 | 0 | 0 | 1161968.431
ROX | 1 | 2015 | 2013 | 213.4026 | 86.9624 | 82.8925 | 61.8012 | 127376.091 | 33907.154 | 262890.024 | 750602.437 | 0 | 0 | 0 | 0 | 0 | 0 | 0 | 0 | 0 | 0 | 1140868.552
ROX | 1 | 2016 | 2014 | 148.8526 | 83.3828 | 79.8477 | 59.5169 | 125608.143 | 34720.453 | 261454.386 | 731333.066 | 0 | 0 | 0 | 0 | 0 | 0 | 0 | 0 | 0 | 0 | 1118395.595
ROX | 1 | 2017 | 2015 | 225.9658 | 73.8721 | 70.111 | 68.8938 | 128329.755 | 35382.25 | 267234.952 | 730307.396 | 0 | 0 | 0 | 0 | 0 | 0 | 0 | 0 | 0 | 0 | 1125872.103
ROX | 1 | 2018 | 2016 | 208.5898 | 65.914 | 59.0802 | 56.7007 | 123696.33 | 33937.949 | 258970.281 | 729298.049 | 0 | 0 | 0 | 0 | 0 | 0 | 0 | 0 | 0 | 0 | 1111964.66
ROX | 1 | 2019 | 2017 | 246.1728 | 133.157 | 79.7118 | 56.3114 | 125151.168 | 38026.804 | 261201.089 | 732637.831 | 0 | 0 | 0 | 0 | 0 | 0 | 0 | 0 | 0 | 0 | 1118990.088
ROX | 1 | 2020 | 2018 | 275.2196 | 126.4015 | 95.8769 | 77.7924 | 122929.071 | 37945.3028 | 254586.382 | 714237.0317 | 0 | 0 | 0 | 0 | 0 | 0 | 0 | 0 | 0 | 0 | 1091752.4847
ROX | 1 | 2021 | 2019 | 267.6735 | 126.2892 | 95.7555 | 77.6947 | 122830.1477 | 37865.3493 | 254271.1972 | 713465.3486 | 0 | 0 | 0 | 0 | 0 | 0 | 0 | 0 | 0 | 0 | 1090566.6935
ROX | 1 | 2022 | 2020 | 262.8089 | 126.2842 | 95.7495 | 77.6905 | 122710.3698 | 37785.4 | 253911.4683 | 712548.1167 | 0 | 0 | 0 | 0 | 0 | 0 | 0 | 0 | 0 | 0 | 1089169.9548
ROX | 1 | 2023 | 2021 | 260.9529 | 126.278 | 95.7428 | 77.6855 | 122522.4305 | 37717.496 | 253497.0183 | 711406.7024 | 0 | 0 | 0 | 0 | 0 | 0 | 0 | 0 | 0 | 0 | 1087426.1512
ROX | 1 | 2024 | 2022 | 143.1174 | 143.1174 | 112.5841 | 94.5284 | 123457.7134 | 36560.1713 | 250934.8176 | 707381.8838 | 440.8133 | 130.5403 | 890.3979 | 2500.7177 | 3962.4693 | 370.1154 | 109.6042 | 747.5953 | 2099.6508 | 3326.9656 | 1081774.4149
ROX | 1 | 2025 | 2023 | 142.9039 | 142.9039 | 112.2739 | 94.2447 | 123289.2067 | 36503.8395 | 250576.7186 | 706381.775 | 435.1144 | 128.83 | 878.7964 | 2468.15 | 3910.8907 | 344.6513 | 102.0454 | 696.089 | 1955.006 | 3097.7918 | 1080247.7003
ROX | 1 | 2026 | 2024 | 142.568 | 142.568 | 111.9399 | 93.912 | 123126.8281 | 36449.5407 | 250232.7075 | 705426.0584 | 423.1372 | 125.2624 | 854.5395 | 2400.0395 | 3802.9786 | 316.1928 | 93.6033 | 638.5616 | 1793.4491 | 2841.8068 | 1078785.594
ROX | 1 | 2027 | 2025 | 142.3368 | 142.3368 | 111.7104 | 93.6838 | 122949.7293 | 36392.854 | 249863.236 | 704394.1095 | 414.0145 | 122.5474 | 836.0712 | 2348.1808 | 3720.8138 | 291.8639 | 86.3911 | 589.3972 | 1655.3748 | 2623.0269 | 1077207.0748
ROX | 1 | 2028 | 2026 | 142.1935 | 142.1935 | 111.5691 | 93.5439 | 122760.2125 | 36334.1701 | 249472.3322 | 703297.938 | 407.2812 | 120.5458 | 822.4473 | 2309.9235 | 3660.1977 | 270.8653 | 80.1698 | 546.9744 | 1536.231 | 2434.2405 | 1075530.4828
ROX | 1 | 2029 | 2027 | 141.9856 | 141.9856 | 111.3635 | 93.3397 | 122580.2946 | 36277.1191 | 249098.2115 | 702251.8302 | 398.9771 | 118.0756 | 805.6399 | 2262.7278 | 3585.4204 | 250.3232 | 74.0821 | 505.4684 | 1419.6634 | 2249.5371 | 1073930.3364
ROX | 1 | 2030 | 2028 | 141.7868 | 141.7868 | 111.1667 | 93.1444 | 122399.4203 | 36219.9514 | 248722.5198 | 701200.9178 | 390.9838 | 115.6984 | 789.4631 | 2217.3023 | 3513.4475 | 231.4227 | 68.4817 | 467.282 | 1312.4178 | 2079.6042 | 1072322.8579
ROX | 1 | 2031 | 2029 | 141.5973 | 141.5973 | 110.9793 | 92.9584 | 122217.5213 | 36162.6602 | 248345.1537 | 700144.881 | 383.3144 | 113.418 | 773.9436 | 2173.7222 | 3444.3981 | 214.0408 | 63.332 | 432.166 | 1213.7951 | 1923.3339 | 1070707.556
ROX | 1 | 2032 | 2030 | 141.5281 | 141.5281 | 110.9122 | 92.8927 | 122018.5407 | 36102.6026 | 247938.2477 | 699000.3624 | 378.7365 | 112.0598 | 764.6894 | 2147.7335 | 3403.2191 | 199.5137 | 59.0317 | 402.8288 | 1131.3992 | 1792.7734 | 1068957.1508
ROX | 1 | 2033 | 2031 | 141.523 | 141.523 | 110.9096 | 92.8916 | 121810.5743 | 36041.1195 | 247515.8767 | 697809.4422 | 375.803 | 111.192 | 758.7674 | 2131.101 | 3376.8634 | 186.7626 | 55.259 | 377.0842 | 1059.0919 | 1678.1977 | 1067135.8931
ROX | 1 | 2034 | 2032 | 141.3866 | 141.3866 | 110.7759 | 92.7593 | 121621.8607 | 35982.855 | 247127.035 | 696718.6908 | 369.6641 | 109.3682 | 746.3498 | 2096.2301 | 3321.6122 | 173.3129 | 51.2761 | 349.9179 | 982.7945 | 1557.3014 | 1065467.5866
ROX | 1 | 2035 | 2033 | 141.2557 | 141.2557 | 110.6472 | 92.6322 | 121432.7374 | 35924.5611 | 246737.5584 | 695625.9382 | 363.698 | 107.5961 | 734.2828 | 2062.3437 | 3267.9207 | 160.864 | 47.5899 | 324.774 | 912.1766 | 1445.4045 | 1063796.2341
ROX | 1 | 2036 | 2034 | 141.1312 | 141.1312 | 110.5249 | 92.5113 | 121243.0183 | 35866.2149 | 246347.152 | 694530.2838 | 357.9464 | 105.888 | 722.6504 | 2029.6775 | 3216.1623 | 149.3585 | 44.1834 | 301.5368 | 846.9135 | 1341.9922 | 1062120.4541
ROX | 1 | 2037 | 2035 | 141.0126 | 141.0126 | 110.4086 | 92.3965 | 121052.7497 | 35807.8242 | 245955.8962 | 693431.9676 | 352.3978 | 104.2405 | 711.4296 | 1998.1669 | 3166.2348 | 138.7201 | 41.0339 | 280.0516 | 786.571 | 1246.3766 | 1060440.6134
ROX | 1 | 2038 | 2036 | 140.8997 | 140.8997 | 110.298 | 92.2873 | 120861.9761 | 35749.3964 | 245563.8686 | 692331.2214 | 347.0413 | 102.6503 | 700.5982 | 1967.7494 | 3118.0392 | 128.8788 | 38.1207 | 260.1772 | 730.7521 | 1157.9288 | 1058757.0661
ROX | 1 | 2039 | 2037 | 140.7922 | 140.7922 | 110.1929 | 92.1836 | 120670.7404 | 35690.9384 | 245171.1431 | 691228.2661 | 341.8666 | 101.1143 | 690.1351 | 1938.3661 | 3071.482 | 119.7708 | 35.4248 | 241.7845 | 679.0945 | 1076.0747 | 1057070.1496
ROX | 1 | 2040 | 2038 | 140.6898 | 140.6898 | 110.0928 | 92.0851 | 120479.0832 | 35632.457 | 244777.79 | 690123.3122 | 336.8638 | 99.6296 | 680.0204 | 1909.9613 | 3026.4751 | 111.3379 | 32.9289 | 224.7556 | 631.267 | 1000.2894 | 1055380.1853
ROX | 1 | 2041 | 2039 | 140.5923 | 140.5923 | 109.9977 | 91.9914 | 120287.043 | 35573.9584 | 244383.8763 | 689016.5599 | 332.0238 | 98.1934 | 670.2356 | 1882.4823 | 2982.9351 | 103.5266 | 30.6172 | 208.9826 | 586.9669 | 930.0933 | 1053687.4791
ROX | 1 | 2042 | 2040 | 140.4994 | 140.4994 | 109.9072 | 91.9023 | 120094.6567 | 35515.4487 | 243989.4657 | 687908.1998 | 327.3378 | 96.8032 | 660.7628 | 1855.8797 | 2940.7835 | 96.2882 | 28.4752 | 194.3669 | 545.9171 | 865.0474 | 1051992.3222
ROX | 1 | 2043 | 2041 | 140.4109 | 140.4109 | 109.821 | 91.8177 | 119901.9594 | 35456.9336 | 243594.6189 | 686798.4132 | 322.7976 | 95.4564 | 651.5855 | 1830.1067 | 2899.9462 | 89.578 | 26.4896 | 180.8183 | 507.8639 | 804.7499 | 1050294.9916
ROX | 1 | 2044 | 2042 | 140.3265 | 140.3265 | 109.739 | 91.7372 | 119708.9844 | 35398.4186 | 243199.3936 | 685687.3729 | 318.3955 | 94.1508 | 642.6879 | 1805.1191 | 2860.3533 | 83.3551 | 24.6484 | 168.2539 | 472.5752 | 748.8327 | 1048595.7509
ROX | 1 | 2045 | 2043 | 140.2461 | 140.2461 | 109.661 | 91.6606 | 119515.7633 | 35339.9087 | 242803.8446 | 684575.2427 | 314.1242 | 92.8842 | 634.0552 | 1780.8753 | 2821.9389 | 77.5819 | 22.9404 | 156.598 | 439.838 | 696.9584 | 1046894.8506
ROX | 1 | 2046 | 2044 | 140.1694 | 140.1694 | 109.5867 | 91.5878 | 119322.3263 | 35281.409 | 242408.0239 | 683462.1788 | 309.9768 | 91.6544 | 625.6735 | 1757.3361 | 2784.6408 | 72.2242 | 21.3554 | 145.7811 | 409.4569 | 648.8175 | 1045192.529
ROX | 1 | 2047 | 2045 | 140.0962 | 140.0962 | 109.516 | 91.5185 | 119128.7021 | 35222.9241 | 242011.9812 | 682348.3294 | 305.9468 | 90.4597 | 617.5295 | 1734.4645 | 2748.4004 | 67.2502 | 19.8839 | 135.7392 | 381.2527 | 604.126 | 1043489.0127
ROX | 1 | 2048 | 2046 | 140.0264 | 140.0264 | 109.4486 | 91.4526 | 118934.9179 | 35164.4583 | 241615.7635 | 681233.8355 | 302.028 | 89.298 | 609.6107 | 1712.2254 | 2713.1622 | 62.6309 | 18.5175 | 126.4137 | 355.0607 | 562.6229 | 1041784.5169
ROX | 1 | 2049 | 2047 | 139.9598 | 139.9598 | 109.3844 | 91.3899 | 118740.9995 | 35106.0159 | 241219.4156 | 680118.831 | 298.2147 | 88.1678 | 601.9056 | 1690.5861 | 2678.8742 | 58.3398 | 17.2483 | 117.7509 | 330.7296 | 524.0685 | 1040079.2461
ROX | 1 | 2050 | 2048 | 139.8962 | 139.8962 | 109.3232 | 91.3303 | 118546.9716 | 35047.6009 | 240822.9799 | 679003.4432 | 294.5014 | 87.0673 | 594.403 | 1669.5154 | 2645.4872 | 54.3522 | 16.0689 | 109.7011 | 308.1203 | 488.2425 | 1038373.3947
ROX | 1 | 2051 | 2049 | 139.8354 | 139.8354 | 109.2649 | 91.2734 | 118352.8575 | 34989.217 | 240426.4968 | 677887.7929 | 290.883 | 85.9951 | 587.0925 | 1648.9842 | 2612.9548 | 50.6457 | 14.9726 | 102.2188 | 287.1049 | 454.9419 | 1036667.1472
SFD | 1 | 2010 | 2008 | 326.7236 | 228.7568 | 161.4781 | 128.3733 | 126529.228 | 8561.381 | 241202.7625 | 756194.3855 | 0 | 0 | 0 | 0 | 0 | 0 | 0 | 0 | 0 | 0 | 1123926.376
SFD | 1 | 2011 | 2009 | 218.7117 | 122.016 | 67.8785 | 41.1616 | 123700.488 | 12134.686 | 234826.004 | 737376.226 | 0 | 0 | 0 | 0 | 0 | 0 | 0 | 0 | 0 | 0 | 1095902.718
SFD | 1 | 2012 | 2010 | 195.3776 | 101.1083 | 80.1531 | 67.146 | 126889.926 | 13907.131 | 245505.843 | 771495.534 | 0 | 0 | 0 | 0 | 0 | 0 | 0 | 0 | 0 | 0 | 1143891.303
SFD | 1 | 2013 | 2011 | 179.5149 | 90.7552 | 65.7734 | 57.6405 | 129302.52 | 12766.584 | 246505.158 | 778740.57 | 0 | 0 | 0 | 0 | 0 | 0 | 0 | 0 | 0 | 0 | 1154548.248
SFD | 1 | 2014 | 2012 | 221.0643 | 121.7615 | 104.7659 | 91.4385 | 128091.04 | 12398.542 | 245023.516 | 774715.659 | 0 | 0 | 0 | 0 | 0 | 0 | 0 | 0 | 0 | 0 | 1147830.215
SFD | 1 | 2015 | 2013 | 205.5189 | 85.4501 | 82.6963 | 78.889 | 132007.595 | 10648.043 | 247684.719 | 789243.719 | 0 | 0 | 0 | 0 | 0 | 0 | 0 | 0 | 0 | 0 | 1168936.033
SFD | 1 | 2016 | 2014 | 210.6355 | 96.7015 | 77.7473 | 71.5472 | 136658.979 | 9969.184 | 256615.727 | 823976.71 | 0 | 0 | 0 | 0 | 0 | 0 | 0 | 0 | 0 | 0 | 1217251.416
SFD | 1 | 2017 | 2015 | 213.4226 | 76.566 | 73.3328 | 74.8403 | 138854.418 | 10122.116 | 262171.098 | 837355.898 | 0 | 0 | 0 | 0 | 0 | 0 | 0 | 0 | 0 | 0 | 1238381.414
SFD | 1 | 2018 | 2016 | 222.6689 | 83.6407 | 64.8379 | 63.614 | 135370.806 | 10661.287 | 253876.605 | 825201.139 | 0 | 0 | 0 | 0 | 0 | 0 | 0 | 0 | 0 | 0 | 1214448.55
SFD | 1 | 2019 | 2017 | 252.3579 | 122.5106 | 76.0547 | 54.6707 | 132713.388 | 13047.298 | 253647.467 | 830656.635 | 0 | 0 | 0 | 0 | 0 | 0 | 0 | 0 | 0 | 0 | 1217017.49
SFD | 1 | 2020 | 2018 | 283.9805 | 135.1623 | 107.955 | 85.6133 | 129295.2286 | 12639.5145 | 243806.3022 | 797655.764 | 0 | 0 | 0 | 0 | 0 | 0 | 0 | 0 | 0 | 0 | 1170757.2949
SFD | 1 | 2021 | 2019 | 276.094 | 134.7098 | 107.4105 | 85.1712 | 129872.2455 | 12665.4585 | 244800.0558 | 800996.5599 | 0 | 0 | 0 | 0 | 0 | 0 | 0 | 0 | 0 | 0 | 1175668.8612
SFD | 1 | 2022 | 2020 | 271.3127 | 134.7879 | 107.4674 | 85.2175 | 130376.0974 | 12689.3632 | 245651.8477 | 803849.2961 | 0 | 0 | 0 | 0 | 0 | 0 | 0 | 0 | 0 | 0 | 1179877.2412
SFD | 1 | 2023 | 2021 | 269.5308 | 134.8559 | 107.516 | 85.257 | 130814.4 | 12726.145 | 246454.1906 | 806490.5796 | 0 | 0 | 0 | 0 | 0 | 0 | 0 | 0 | 0 | 0 | 1183759.1702
SFD | 1 | 2024 | 2022 | 149.7468 | 149.7468 | 122.3936 | 100.1253 | 132614.1344 | 12032.6837 | 246088.6208 | 807243.9742 | 416.8177 | 37.8198 | 769.4665 | 2513.3673 | 3737.4713 | 349.9682 | 31.7542 | 646.0589 | 2110.2716 | 3138.0529 | 1185946.7294
SFD | 1 | 2025 | 2023 | 149.8424 | 149.8424 | 122.2272 | 99.99 | 133066.6287 | 12073.8154 | 246910.2514 | 809948.2037 | 415.7961 | 37.7273 | 767.4787 | 2506.8963 | 3727.8984 | 329.3495 | 29.8836 | 607.915 | 1985.6966 | 2952.8447 | 1189925.0838
SFD | 1 | 2026 | 2024 | 149.727 | 149.727 | 122.0985 | 99.8518 | 133518.4111 | 12113.5461 | 247741.7283 | 812684.7238 | 409.4873 | 37.151 | 755.8055 | 2468.7751 | 3671.2189 | 305.9927 | 27.7614 | 564.7818 | 1844.8123 | 2743.3483 | 1193944.8632
SFD | 1 | 2027 | 2025 | 149.7669 | 149.7669 | 122.1259 | 99.8696 | 133948.8325 | 12152.7588 | 248539.6744 | 815302.8871 | 407.5694 | 36.9775 | 752.2623 | 2457.2006 | 3654.0097 | 287.3203 | 26.0677 | 530.3152 | 1732.2294 | 2575.9326 | 1197791.3941
SFD | 1 | 2028 | 2026 | 149.9308 | 149.9308 | 122.2782 | 100.0125 | 134362.1873 | 12191.5761 | 249310.9591 | 817826.7349 | 409.2037 | 37.1298 | 755.296 | 2467.1018 | 3668.7313 | 272.1439 | 24.6934 | 502.315 | 1640.7636 | 2439.9158 | 1201499.8814
SFD | 1 | 2029 | 2027 | 149.9667 | 149.9667 | 122.3032 | 100.0285 | 134795.5988 | 12231.0447 | 250114.5282 | 820463.3135 | 407.3106 | 36.9584 | 751.7988 | 2455.6777 | 3651.7455 | 255.5517 | 23.1882 | 471.6879 | 1540.7226 | 2291.1503 | 1205373.4405
SFD | 1 | 2030 | 2028 | 150.002 | 150.002 | 122.3269 | 100.0428 | 135230.6471 | 12270.6497 | 250921.0034 | 823109.5691 | 405.3321 | 36.7793 | 748.1436 | 2443.7378 | 3633.9929 | 239.9154 | 21.7696 | 442.8251 | 1446.4447 | 2150.9548 | 1209261.2196
SFD | 1 | 2031 | 2029 | 150.0362 | 150.0362 | 122.3494 | 100.0561 | 135667.2624 | 12310.3876 | 251730.3366 | 825765.2658 | 403.3228 | 36.5973 | 744.4314 | 2431.6115 | 3615.963 | 225.2133 | 20.4358 | 415.6866 | 1357.7992 | 2019.1349 | 1213162.8648
SFD | 1 | 2032 | 2030 | 150.2535 | 150.2535 | 122.555 | 100.2523 | 136078.0214 | 12349.4858 | 252498.9757 | 828277.4357 | 406.3658 | 36.8789 | 750.0735 | 2450.0296 | 3643.3478 | 214.0685 | 19.4273 | 395.1293 | 1290.645 | 1919.2702 | 1216854.4328
SFD | 1 | 2033 | 2031 | 150.5579 | 150.5579 | 122.8489 | 100.5372 | 136476.8533 | 12388.3345 | 253249.1339 | 830724.0109 | 411.8698 | 37.3864 | 760.2729 | 2483.3284 | 3692.8575 | 204.6867 | 18.5799 | 377.8323 | 1234.1382 | 1835.2371 | 1220449.9981
SFD | 1 | 2034 | 2032 | 150.6295 | 150.6295 | 122.9105 | 100.59 | 136911.6005 | 12428.2834 | 254056.7544 | 833371.7446 | 410.9846 | 37.3075 | 758.6423 | 2477.9993 | 3684.9337 | 192.6856 | 17.4912 | 355.6811 | 1161.7828 | 1727.6407 | 1224340.0995
SFD | 1 | 2035 | 2033 | 150.6996 | 150.6996 | 122.9692 | 100.6394 | 137348.2416 | 12468.3791 | 254867.6423 | 836030.47 | 409.9279 | 37.213 | 756.6939 | 2471.6325 | 3675.4672 | 181.3115 | 16.4593 | 334.6864 | 1093.2054 | 1625.6627 | 1228246.3539
SFD | 1 | 2036 | 2034 | 150.7674 | 150.7674 | 123.0255 | 100.6864 | 137786.6421 | 12508.6146 | 255681.6992 | 838699.7192 | 408.7976 | 37.1117 | 754.6092 | 2464.8206 | 3665.339 | 170.5769 | 15.4854 | 314.8721 | 1028.4835 | 1529.4179 | 1232168.0605
SFD | 1 | 2037 | 2035 | 150.8328 | 150.8328 | 123.0794 | 100.7311 | 138226.7909 | 12548.9897 | 256498.9091 | 841379.4334 | 407.5979 | 37.004 | 752.3962 | 2457.5896 | 3654.5877 | 160.4494 | 14.5665 | 296.178 | 967.421 | 1438.6149 | 1236105.1334
SFD | 1 | 2038 | 2036 | 150.8962 | 150.8962 | 123.1313 | 100.7736 | 138668.6775 | 12589.5046 | 257319.2571 | 844069.5579 | 406.3328 | 36.8903 | 750.0621 | 2449.9632 | 3643.2484 | 150.8976 | 13.6997 | 278.5464 | 909.8292 | 1352.9728 | 1240057.4925
SFD | 1 | 2039 | 2037 | 150.9574 | 150.9574 | 123.181 | 100.8141 | 139112.2926 | 12630.1591 | 258142.7292 | 846770.0424 | 405.006 | 36.7709 | 747.6137 | 2441.9636 | 3631.3543 | 141.8914 | 12.8825 | 261.9218 | 855.5268 | 1272.2224 | 1244025.0642
SFD | 1 | 2040 | 2038 | 151.0168 | 151.0168 | 123.2288 | 100.8526 | 139557.6274 | 12670.9535 | 258969.313 | 849480.8406 | 403.621 | 36.6462 | 745.0574 | 2433.612 | 3618.9367 | 133.402 | 12.1121 | 246.2512 | 804.3404 | 1196.1057 | 1248007.7811
SFD | 1 | 2041 | 2039 | 151.0743 | 151.0743 | 123.2748 | 100.8892 | 140004.6741 | 12711.8877 | 259798.9971 | 852201.9106 | 402.181 | 36.5165 | 742.3995 | 2424.9284 | 3606.0254 | 125.4019 | 11.386 | 231.4837 | 756.1041 | 1124.3758 | 1252005.5818
SFD | 1 | 2042 | 2040 | 151.13 | 151.13 | 123.319 | 100.9241 | 140453.4251 | 12752.9618 | 260631.771 | 854933.214 | 400.6893 | 36.382 | 739.6456 | 2415.9315 | 3592.6484 | 117.8649 | 10.702 | 217.5708 | 710.6593 | 1056.797 | 1256018.4102
SFD | 1 | 2043 | 2041 | 151.1841 | 151.1841 | 123.3615 | 100.9572 | 140903.874 | 12794.176 | 261467.6256 | 857674.716 | 399.1486 | 36.243 | 736.8014 | 2406.6395 | 3578.8325 | 110.7658 | 10.0576 | 204.4661 | 667.8547 | 993.1443 | 1260046.2156
SFD | 1 | 2044 | 2042 | 151.2366 | 151.2366 | 123.4024 | 100.9888 | 141356.0146 | 12835.5304 | 262306.5524 | 860426.3853 | 397.562 | 36.0998 | 733.8719 | 2397.0691 | 3564.6027 | 104.0806 | 9.4508 | 192.1256 | 627.5461 | 933.2032 | 1264088.9522
SFD | 1 | 2045 | 2043 | 151.2877 | 151.2877 | 123.4418 | 101.0189 | 141809.8414 | 12877.0251 | 263148.5439 | 863188.1937 | 395.932 | 35.9526 | 730.8621 | 2387.2365 | 3549.9831 | 97.7867 | 8.8795 | 180.5073 | 589.5962 | 876.7697 | 1268146.5791
SFD | 1 | 2046 | 2044 | 151.3373 | 151.3373 | 123.4798 | 101.0475 | 142265.3496 | 12918.6602 | 263993.5937 | 865960.1163 | 394.2611 | 35.8016 | 727.7766 | 2377.1569 | 3534.9961 | 91.8623 | 8.3417 | 169.571 | 553.8743 | 823.6492 | 1272219.0597
SFD | 1 | 2047 | 2045 | 151.3855 | 151.3855 | 123.5164 | 101.0747 | 142722.5347 | 12960.436 | 264841.6961 | 868742.1308 | 392.5517 | 35.6471 | 724.6199 | 2366.8446 | 3519.6633 | 86.2868 | 7.8356 | 159.2787 | 520.2562 | 773.6573 | 1276306.3615
SFD | 1 | 2048 | 2046 | 151.4325 | 151.4325 | 123.5517 | 101.1006 | 143181.3928 | 13002.3527 | 265692.8459 | 871534.2177 | 390.8061 | 35.4892 | 721.3961 | 2356.3135 | 3504.0049 | 81.0407 | 7.3593 | 149.5944 | 488.6239 | 726.6183 | 1280408.4564
SFD | 1 | 2049 | 2047 | 151.4782 | 151.4782 | 123.5857 | 101.1253 | 143641.9204 | 13044.4104 | 266547.0391 | 874336.3603 | 389.0264 | 35.3283 | 718.1093 | 2345.5764 | 3488.0404 | 76.1053 | 6.9113 | 140.4838 | 458.8654 | 682.3658 | 1284525.3198
SFD | 1 | 2050 | 2048 | 151.5228 | 151.5228 | 123.6186 | 101.1488 | 144104.1146 | 13086.6093 | 267404.2721 | 877148.5442 | 387.2147 | 35.1643 | 714.7632 | 2334.6456 | 3471.7878 | 71.4631 | 6.4898 | 131.9144 | 430.8746 | 640.7418 | 1288656.9309
SFD | 1 | 2051 | 2049 | 151.5662 | 151.5662 | 123.6504 | 101.1712 | 144567.9726 | 13128.9498 | 268264.5421 | 879970.7574 | 385.3728 | 34.9977 | 711.3613 | 2323.5329 | 3455.2646 | 67.0973 | 6.0934 | 123.8552 | 404.5506 | 601.5966 | 1292803.2722
SFD | 2 | 2010 | 2008 | 340.3493 | 223.2535 | 175.7916 | 126.1065 | 1744.867 | 0.115 | 2679.653 | 9994.9175 | 0 | 0 | 0 | 0 | 0 | 0 | 0 | 0 | 0 | 0 | 14419.4375
SFD | 2 | 2011 | 2009 | 212.3422 | 120.2487 | 69.7476 | 39.8031 | 3305.886 | 0.006 | 6698.599 | 31280.582 | 0 | 0 | 0 | 0 | 0 | 0 | 0 | 0 | 0 | 0 | 41285.067
SFD | 2 | 2012 | 2010 | 147.505 | 97.6601 | 80.394 | 65.3865 | 3955.581 | 0.007 | 7479.533 | 33138.465 | 0 | 0 | 0 | 0 | 0 | 0 | 0 | 0 | 0 | 0 | 44573.579
SFD | 2 | 2013 | 2011 | 164.4734 | 87.5591 | 66.9708 | 56.4812 | 3797.995 | 0.01 | 7611.25 | 34365.205 | 0 | 0 | 0 | 0 | 0 | 0 | 0 | 0 | 0 | 0 | 45774.45
SFD | 2 | 2014 | 2012 | 197.7206 | 118.5898 | 102.1189 | 89.5592 | 4890.533 | 0.011 | 8892.376 | 36885.752 | 0 | 0 | 0 | 0 | 0 | 0 | 0 | 0 | 0 | 0 | 50668.661
SFD | 2 | 2015 | 2013 | 159.7369 | 85.6849 | 83.3832 | 77.4928 | 5347.142 | 0.01 | 10768.543 | 45103.53 | 0 | 0 | 0 | 0 | 0 | 0 | 0 | 0 | 0 | 0 | 61219.215
SFD | 2 | 2016 | 2014 | 203.1658 | 94.8683 | 78.0717 | 69.9798 | 5585.276 | 0.012 | 10475.139 | 45165.542 | 0 | 0 | 0 | 0 | 0 | 0 | 0 | 0 | 0 | 0 | 61225.957
SFD | 2 | 2017 | 2015 | 209.3391 | 76.4812 | 73.8954 | 73.801 | 5429.307 | 0.016 | 10787.173 | 44580.838 | 0 | 0 | 0 | 0 | 0 | 0 | 0 | 0 | 0 | 0 | 60797.318
SFD | 2 | 2018 | 2016 | 224.171 | 85.422 | 65.7269 | 63.4139 | 5378.53 | 0.018 | 10354.336 | 42214.553 | 0 | 0 | 0 | 0 | 0 | 0 | 0 | 0 | 0 | 0 | 57947.419
SFD | 2 | 2019 | 2017 | 244.454 | 115.8993 | 74.3036 | 53.2602 | 4768.172 | 0.022 | 9614.397 | 40990.384 | 0 | 0 | 0 | 0 | 0 | 0 | 0 | 0 | 0 | 0 | 55372.953
SFD | 2 | 2020 | 2018 | 283.9805 | 135.1623 | 107.955 | 85.6133 | 4734.5078 | 10.0099 | 9544.0543 | 40680.7965 | 0 | 0 | 0 | 0 | 0 | 0 | 0 | 0 | 0 | 0 | 54959.3587
SFD | 2 | 2021 | 2019 | 276.4225 | 135.0383 | 107.8523 | 85.5293 | 4739.3355 | 10.072 | 9554.5805 | 40725.0385 | 0 | 0 | 0 | 0 | 0 | 0 | 0 | 0 | 0 | 0 | 55018.9546
SFD | 2 | 2022 | 2020 | 271.5809 | 135.0562 | 107.8678 | 85.5414 | 4744.1382 | 10.1247 | 9564.744 | 40767.8295 | 0 | 0 | 0 | 0 | 0 | 0 | 0 | 0 | 0 | 0 | 55076.7118
SFD | 2 | 2023 | 2021 | 269.7489 | 135.074 | 107.8827 | 85.553 | 4748.8298 | 10.145 | 9574.3282 | 40808.5515 | 0 | 0 | 0 | 0 | 0 | 0 | 0 | 0 | 0 | 0 | 55131.7095
SFD | 2 | 2024 | 2022 | 147.2943 | 147.2943 | 120.0997 | 97.7671 | 4745.8857 | 11.7915 | 9590.4259 | 40854.4319 | 12.2728 | 0.030493 | 24.7013 | 104.8778 | 141.8824 | 10.3044 | 0.025602 | 20.7397 | 88.0575 | 119.1272 | 55190.7435
SFD | 2 | 2025 | 2023 | 147.1882 | 147.1882 | 120.0281 | 97.6844 | 4750.6387 | 11.8024 | 9600.0215 | 40895.3244 | 12.2382 | 0.030404 | 24.6317 | 104.582 | 141.4822 | 9.6938 | 0.024083 | 19.5106 | 82.8387 | 112.0672 | 55245.9845
SFD | 2 | 2026 | 2024 | 147.1077 | 147.1077 | 119.9441 | 97.5975 | 4755.4162 | 11.8143 | 9609.6248 | 40936.264 | 12.0705 | 0.029988 | 24.294 | 103.1481 | 139.5426 | 9.0198 | 0.022409 | 18.1539 | 77.0783 | 104.2744 | 55301.3049
SFD | 2 | 2027 | 2025 | 147.1601 | 147.1601 | 119.9928 | 97.6433 | 4760.0531 | 11.8258 | 9619.0113 | 40976.2377 | 12.038 | 0.029907 | 24.2287 | 102.8708 | 139.1673 | 8.4863 | 0.021083 | 17.0803 | 72.5198 | 98.1075 | 55355.3021
SFD | 2 | 2028 | 2026 | 147.3178 | 147.3178 | 120.1471 | 97.7948 | 4764.5785 | 11.8371 | 9628.2266 | 41015.4484 | 12.1118 | 0.03009 | 24.3774 | 103.5025 | 140.0217 | 8.055 | 0.020012 | 16.2124 | 68.835 | 93.1224 | 55408.2535
SFD | 2 | 2029 | 2027 | 147.3597 | 147.3597 | 120.1858 | 97.8307 | 4769.2351 | 11.8486 | 9637.6485 | 41055.5758 | 12.0689 | 0.029984 | 24.2911 | 103.1361 | 139.526 | 7.5721 | 0.018812 | 15.2405 | 64.7089 | 87.5404 | 55462.4595
SFD | 2 | 2030 | 2028 | 147.3973 | 147.3973 | 120.2199 | 97.862 | 4773.9014 | 11.8602 | 9647.0874 | 41095.7774 | 12.021 | 0.029865 | 24.1949 | 102.7276 | 138.9734 | 7.1152 | 0.017677 | 14.3209 | 60.8043 | 82.2582 | 55516.7662
SFD | 2 | 2031 | 2029 | 147.4306 | 147.4306 | 120.2498 | 97.889 | 4778.577 | 11.8719 | 9656.5429 | 41136.0508 | 11.9689 | 0.029735 | 24.0901 | 102.2826 | 138.3713 | 6.6834 | 0.016604 | 13.4518 | 57.114 | 77.2658 | 55571.1707
SFD | 2 | 2032 | 2030 | 147.6197 | 147.6197 | 120.4354 | 98.0717 | 4783.0861 | 11.8831 | 9665.7413 | 41175.179 | 12.0699 | 0.029986 | 24.2936 | 103.1472 | 139.5407 | 6.3583 | 0.015796 | 12.7976 | 54.3367 | 73.5083 | 55624.0064
SFD | 2 | 2033 | 2031 | 147.8817 | 147.8817 | 120.6942 | 98.3278 | 4787.5193 | 11.8941 | 9674.8238 | 41213.7905 | 12.2411 | 0.030412 | 24.6387 | 104.6129 | 141.5232 | 6.0835 | 0.015114 | 12.2447 | 51.9894 | 70.3327 | 55676.1337
SFD | 2 | 2034 | 2032 | 147.9403 | 147.9403 | 120.7497 | 98.3805 | 4792.1801 | 11.9056 | 9684.2631 | 41253.9863 | 12.2122 | 0.03034 | 24.5807 | 104.3666 | 141.1899 | 5.7256 | 0.014225 | 11.5244 | 48.9311 | 66.1953 | 55730.4295
SFD | 2 | 2035 | 2033 | 147.9943 | 147.9943 | 120.8003 | 98.4282 | 4796.851 | 11.9173 | 9693.7198 | 41294.2581 | 12.1779 | 0.030255 | 24.5117 | 104.0737 | 140.7936 | 5.3863 | 0.013382 | 10.8415 | 46.0319 | 62.2731 | 55784.8289
SFD | 2 | 2036 | 2034 | 148.0438 | 148.0438 | 120.8464 | 98.4715 | 4801.5315 | 11.9289 | 9703.1936 | 41334.6043 | 12.139 | 0.030158 | 24.4333 | 103.741 | 140.3435 | 5.0652 | 0.012584 | 10.1952 | 43.2875 | 58.5604 | 55839.3293
SFD | 2 | 2037 | 2035 | 148.0889 | 148.0889 | 120.8881 | 98.5103 | 4806.2213 | 11.9405 | 9712.6841 | 41375.0229 | 12.0957 | 0.03005 | 24.3462 | 103.3713 | 139.8432 | 4.7614 | 0.011829 | 9.5838 | 40.6917 | 55.0488 | 55893.9283
SFD | 2 | 2038 | 2036 | 148.13 | 148.13 | 120.9257 | 98.5451 | 4810.9202 | 11.9522 | 9722.1909 | 41415.5122 | 12.0483 | 0.029933 | 24.2511 | 102.9671 | 139.2965 | 4.4743 | 0.011116 | 9.006 | 38.2383 | 51.7298 | 55948.6232
SFD | 2 | 2039 | 2037 | 148.1672 | 148.1672 | 120.9595 | 98.5761 | 4815.6279 | 11.9639 | 9731.7135 | 41456.0704 | 11.9973 | 0.029806 | 24.1483 | 102.5311 | 138.7065 | 4.2032 | 0.010442 | 8.4602 | 35.9211 | 48.595 | 56003.4119
SFD | 2 | 2040 | 2038 | 148.2009 | 148.2009 | 120.9897 | 98.6034 | 4820.3443 | 11.9756 | 9741.2518 | 41496.696 | 11.9428 | 0.029671 | 24.0387 | 102.0655 | 138.0767 | 3.9473 | 0.0098065 | 7.9451 | 33.734 | 45.6361 | 56058.292
SFD | 2 | 2041 | 2039 | 148.2311 | 148.2311 | 121.0165 | 98.6273 | 4825.069 | 11.9874 | 9750.8052 | 41537.3873 | 11.8851 | 0.029527 | 23.9226 | 101.5726 | 137.4098 | 3.7058 | 0.0092068 | 7.4592 | 31.6708 | 42.845 | 56113.2615
SFD | 2 | 2042 | 2040 | 148.2581 | 148.2581 | 121.0401 | 98.648 | 4829.8019 | 11.9992 | 9760.3735 | 41578.143 | 11.8245 | 0.029377 | 23.8005 | 101.0544 | 136.7088 | 3.4782 | 0.0086413 | 7.0011 | 29.7257 | 40.2136 | 56168.3183
SFD | 2 | 2043 | 2041 | 148.2822 | 148.2822 | 121.0606 | 98.6658 | 4834.5427 | 12.0109 | 9769.9563 | 41618.9618 | 11.7611 | 0.029219 | 23.673 | 100.5129 | 135.9763 | 3.2638 | 0.0081085 | 6.5694 | 27.8929 | 37.7341 | 56223.4608
SFD | 2 | 2044 | 2042 | 148.3034 | 148.3034 | 121.0784 | 98.6806 | 4839.2913 | 12.0227 | 9779.5534 | 41659.8422 | 11.6952 | 0.029056 | 23.5404 | 99.95 | 135.2148 | 3.0618 | 0.0076067 | 6.1628 | 26.1666 | 35.3989 | 56278.687
SFD | 2 | 2045 | 2043 | 148.3219 | 148.3219 | 121.0934 | 98.6929 | 4844.0476 | 12.0346 | 9789.1645 | 41700.7832 | 11.6271 | 0.028886 | 23.4032 | 99.3674 | 134.4266 | 2.8716 | 0.0071343 | 5.7801 | 24.5416 | 33.2005 | 56333.9953
SFD | 2 | 2046 | 2044 | 148.338 | 148.338 | 121.106 | 98.7026 | 4848.8112 | 12.0464 | 9798.7894 | 41741.7835 | 11.5568 | 0.028712 | 23.2617 | 98.7667 | 133.6139 | 2.6927 | 0.0066898 | 5.42 | 23.0125 | 31.1319 | 56389.3842
SFD | 2 | 2047 | 2045 | 148.3517 | 148.3517 | 121.1163 | 98.7099 | 4853.5822 | 12.0583 | 9808.4278 | 41782.8422 | 11.4846 | 0.028532 | 23.1163 | 98.1493 | 132.7788 | 2.5244 | 0.0062717 | 5.0812 | 21.5742 | 29.1861 | 56444.8522
SFD | 2 | 2048 | 2046 | 148.3632 | 148.3632 | 121.1243 | 98.7151 | 4858.3603 | 12.0701 | 9818.0795 | 41823.9581 | 11.4106 | 0.028348 | 22.9674 | 97.5168 | 131.9231 | 2.3662 | 0.0058786 | 4.7627 | 20.2219 | 27.3566 | 56500.3979
SFD | 2 | 2049 | 2047 | 148.3727 | 148.3727 | 121.1302 | 98.7182 | 4863.1454 | 12.082 | 9827.7442 | 41865.1304 | 11.3349 | 0.028161 | 22.8152 | 96.8706 | 131.0488 | 2.2175 | 0.0055091 | 4.4633 | 18.9508 | 25.6371 | 56556.02
SFD | 2 | 2050 | 2048 | 148.3802 | 148.3802 | 121.1343 | 98.7194 | 4867.9374 | 12.094 | 9837.4218 | 41906.3581 | 11.2579 | 0.027969 | 22.66 | 96.2117 | 130.1576 | 2.0777 | 0.0051619 | 4.1821 | 17.7565 | 24.0215 | 56611.7173
SFD | 2 | 2051 | 2049 | 148.3859 | 148.3859 | 121.1365 | 98.7187 | 4872.7361 | 12.1059 | 9847.1121 | 41947.6404 | 11.1795 | 0.027774 | 22.5022 | 95.5415 | 129.2509 | 1.9465 | 0.0048358 | 3.9179 | 16.6347 | 22.5039 | 56667.4886
TRK | 1 | 2010 | 2008 | 323.0544 | 224.6792 | 163.8882 | 130.9794 | 204811.075 | 34127.3915 | 412841.426 | 1278852.325 | 0 | 0 | 0 | 0 | 0 | 0 | 0 | 0 | 0 | 0 | 1896504.826
TRK | 1 | 2011 | 2009 | 217.8954 | 121.5967 | 68.3086 | 42.7064 | 217597.688 | 33146.433 | 411044.967 | 1259950.511 | 0 | 0 | 0 | 0 | 0 | 0 | 0 | 0 | 0 | 0 | 1888593.166
TRK | 1 | 2012 | 2010 | 190.0359 | 101.2632 | 79.4419 | 67.3475 | 219021.51 | 32738.162 | 420461.791 | 1304916.745 | 0 | 0 | 0 | 0 | 0 | 0 | 0 | 0 | 0 | 0 | 1944400.046
TRK | 1 | 2013 | 2011 | 180.4473 | 88.4549 | 60.6046 | 55.2671 | 218558.248 | 34189.604 | 423306.031 | 1316137.085 | 0 | 0 | 0 | 0 | 0 | 0 | 0 | 0 | 0 | 0 | 1958001.364
TRK | 1 | 2014 | 2012 | 220.5501 | 118.1223 | 101.6573 | 88.8781 | 217907.125 | 34627.551 | 420659.56 | 1303190.326 | 0 | 0 | 0 | 0 | 0 | 0 | 0 | 0 | 0 | 0 | 1941757.011
TRK | 1 | 2015 | 2013 | 208.8354 | 87.8121 | 84.3616 | 79.6367 | 214626.348 | 33489.279 | 415921.607 | 1293505.668 | 0 | 0 | 0 | 0 | 0 | 0 | 0 | 0 | 0 | 0 | 1924053.623
TRK | 1 | 2016 | 2014 | 223.1763 | 98.3496 | 78.6867 | 72.3444 | 217276.309 | 31856.39 | 413492.073 | 1289909.156 | 0 | 0 | 0 | 0 | 0 | 0 | 0 | 0 | 0 | 0 | 1920677.538
TRK | 1 | 2017 | 2015 | 214.5583 | 76.7896 | 73.7388 | 75.3252 | 226834.863 | 31591.047 | 427844.216 | 1320305.688 | 0 | 0 | 0 | 0 | 0 | 0 | 0 | 0 | 0 | 0 | 1974984.767
TRK | 1 | 2018 | 2016 | 215.0129 | 87.2227 | 67.1056 | 64.5614 | 235371.396 | 28999.173 | 437727.603 | 1349718.449 | 0 | 0 | 0 | 0 | 0 | 0 | 0 | 0 | 0 | 0 | 2022817.448
TRK | 1 | 2019 | 2017 | 226.6273 | 124.4205 | 77.7346 | 55.2705 | 236553.157 | 29328.748 | 438504.052 | 1360872.273 | 0 | 0 | 0 | 0 | 0 | 0 | 0 | 0 | 0 | 0 | 2035929.482
TRK | 1 | 2020 | 2018 | 282.7565 | 133.9383 | 107.5455 | 85.2348 | 231344.7626 | 28806.5881 | 423933.9046 | 1314639.573 | 0 | 0 | 0 | 0 | 0 | 0 | 0 | 0 | 0 | 0 | 1969918.2403
TRK | 1 | 2021 | 2019 | 274.9392 | 133.5549 | 107.0809 | 84.8584 | 233142.3777 | 28973.9245 | 427068.9015 | 1324528.585 | 0 | 0 | 0 | 0 | 0 | 0 | 0 | 0 | 0 | 0 | 1984739.8643
TRK | 1 | 2022 | 2020 | 270.2146 | 133.6898 | 107.1839 | 84.9414 | 234839.5899 | 29135.2274 | 429985.6439 | 1333709.5714 | 0 | 0 | 0 | 0 | 0 | 0 | 0 | 0 | 0 | 0 | 1998534.8052
TRK | 1 | 2023 | 2021 | 268.4912 | 133.8164 | 107.279 | 85.0179 | 236419.9767 | 29319.5986 | 432830.9523 | 1342568.1136 | 0 | 0 | 0 | 0 | 0 | 0 | 0 | 0 | 0 | 0 | 2011819.0427
TRK | 1 | 2024 | 2022 | 148.3874 | 148.3874 | 121.8253 | 99.5453 | 240952.8639 | 28162.6438 | 433727.1063 | 1349714.8653 | 738.0383 | 86.2621 | 1321.7856 | 4095.7228 | 6241.8089 | 619.6712 | 72.4274 | 1109.7967 | 3438.8479 | 5240.7431 | 2024394.8355
TRK | 1 | 2025 | 2023 | 148.5458 | 148.5458 | 121.6787 | 99.4288 | 242585.8284 | 28352.6282 | 436637.4873 | 1358783.1162 | 736.9697 | 86.1346 | 1319.6951 | 4089.2706 | 6232.07 | 583.7491 | 68.2267 | 1045.3221 | 3239.0853 | 4936.3832 | 2038006.4319
TRK | 1 | 2026 | 2024 | 148.4766 | 148.4766 | 121.585 | 99.3157 | 244225.5202 | 28542.0151 | 439577.479 | 1367947.1561 | 727.343 | 85.0027 | 1302.4091 | 4035.7167 | 6150.4716 | 543.513 | 63.519 | 973.2358 | 3015.7223 | 4595.9901 | 2051750.1553
TRK | 1 | 2027 | 2025 | 148.5685 | 148.5685 | 121.6529 | 99.3642 | 245833.2034 | 28730.6001 | 442469.8693 | 1376948.8578 | 725.9987 | 84.8477 | 1299.9955 | 4028.2334 | 6139.0754 | 511.8005 | 59.8143 | 916.4456 | 2839.7456 | 4327.8059 | 2065251.9306
TRK | 1 | 2028 | 2026 | 148.7898 | 148.7898 | 121.851 | 99.5433 | 247416.4609 | 28918.7569 | 445326.6212 | 1385827.8442 | 731.4549 | 85.4946 | 1309.7927 | 4058.5754 | 6185.3176 | 486.4593 | 56.8588 | 871.087 | 2699.1845 | 4113.5895 | 2078570.9264
TRK | 1 | 2029 | 2027 | 148.8813 | 148.8813 | 121.9203 | 99.5937 | 249044.6993 | 29109.8146 | 448256.3568 | 1394945.3624 | 730.3374 | 85.3662 | 1307.7868 | 4052.355 | 6175.8454 | 458.2227 | 53.5598 | 820.5216 | 2542.4977 | 3874.8018 | 2092246.4185
TRK | 1 | 2030 | 2028 | 148.9742 | 148.9742 | 121.9901 | 99.6444 | 250683.5699 | 29302.1282 | 451205.1387 | 1404122.2137 | 729.1403 | 85.2284 | 1305.6379 | 4045.6915 | 6165.6981 | 431.577 | 50.4466 | 772.805 | 2394.6386 | 3649.4672 | 2106010.9223
TRK | 1 | 2031 | 2029 | 149.0678 | 149.0678 | 122.0605 | 99.6958 | 252333.068 | 29495.7046 | 454173.0724 | 1413358.6174 | 727.955 | 85.0921 | 1303.5103 | 4039.0939 | 6155.6513 | 406.4863 | 47.515 | 727.8733 | 2255.409 | 3437.2835 | 2119864.7578
TRK | 1 | 2032 | 2030 | 149.3536 | 149.3536 | 122.3232 | 99.9393 | 253940.6591 | 29688.0319 | 457077.9542 | 1422381.1557 | 736.6528 | 86.1216 | 1319.1285 | 4087.4673 | 6229.37 | 388.0595 | 45.3678 | 694.9004 | 2153.2268 | 3281.5544 | 2133399.7689
TRK | 1 | 2033 | 2031 | 149.7321 | 149.7321 | 122.6797 | 100.277 | 255532.7024 | 29880.381 | 459961.1981 | 1431327.3999 | 750.2913 | 87.7343 | 1343.6204 | 4163.3277 | 6344.9737 | 372.8718 | 43.6013 | 667.7382 | 2069.0463 | 3153.2575 | 2146821.3004
TRK | 1 | 2034 | 2032 | 149.8679 | 149.8679 | 122.794 | 100.3728 | 257201.9498 | 30077.2006 | 462967.9206 | 1440679.9805 | 751.4971 | 87.8801 | 1345.7869 | 4170.032 | 6355.1962 | 352.3312 | 41.2016 | 630.9574 | 1955.0737 | 2979.564 | 2160849.8509
TRK | 1 | 2035 | 2033 | 150.0036 | 150.0036 | 122.9067 | 100.4664 | 258882.6748 | 30275.3397 | 465995.0064 | 1450096.2322 | 752.4362 | 87.9945 | 1347.4743 | 4175.2517 | 6363.1567 | 332.8033 | 38.9201 | 595.9892 | 1846.7179 | 2814.4304 | 2174973.9133
TRK | 1 | 2036 | 2034 | 150.138 | 150.138 | 123.0182 | 100.5588 | 260574.7632 | 30474.8024 | 469042.4784 | 1459576.004 | 753.2882 | 88.0987 | 1349.0053 | 4179.9872 | 6370.3794 | 314.3208 | 36.7605 | 562.8928 | 1744.1626 | 2658.1368 | 2189193.2455
TRK | 1 | 2037 | 2035 | 150.2713 | 150.2713 | 123.1285 | 100.65 | 262278.2884 | 30675.5971 | 472110.4692 | 1469119.709 | 754.0542 | 88.1928 | 1350.382 | 4184.2446 | 6376.8736 | 296.8306 | 34.7168 | 531.5729 | 1647.1123 | 2510.2326 | 2203508.4666
TRK | 1 | 2038 | 2036 | 150.4033 | 150.4033 | 123.2375 | 100.7399 | 263993.3245 | 30877.7328 | 475199.1119 | 1478727.7611 | 754.7351 | 88.2769 | 1351.606 | 4188.0288 | 6382.6468 | 280.2818 | 32.7829 | 501.9384 | 1555.2849 | 2370.2879 | 2217920.1975
TRK | 1 | 2039 | 2037 | 150.5342 | 150.5342 | 123.3453 | 100.8285 | 265719.9456 | 31081.218 | 478308.54 | 1488400.5757 | 755.3318 | 88.351 | 1352.6789 | 4191.3448 | 6387.7065 | 264.6258 | 30.9532 | 473.9027 | 1468.4116 | 2237.8933 | 2232429.0613
TRK | 1 | 2040 | 2038 | 150.6639 | 150.6639 | 123.452 | 100.916 | 267458.2264 | 31286.0618 | 481438.8875 | 1498138.5702 | 755.8452 | 88.4154 | 1353.6023 | 4194.1979 | 6392.0608 | 249.8167 | 29.2224 | 447.3832 | 1386.237 | 2112.6593 | 2247035.6842
TRK | 1 | 2041 | 2039 | 150.7925 | 150.7925 | 123.5575 | 101.0023 | 269208.2416 | 31492.2729 | 484590.2893 | 1507942.1639 | 756.2763 | 88.47 | 1354.378 | 4196.5934 | 6395.7178 | 235.8105 | 27.5854 | 422.3015 | 1308.5177 | 1994.2151 | 2261740.6949
TRK | 1 | 2042 | 2040 | 150.92 | 150.92 | 123.6618 | 101.0874 | 270970.0667 | 31699.8604 | 487762.8808 | 1517811.7778 | 756.6261 | 88.5151 | 1355.0078 | 4198.5369 | 6398.6859 | 222.5657 | 26.0372 | 398.5829 | 1235.0223 | 1882.208 | 2276544.7253
TRK | 1 | 2043 | 2041 | 151.0463 | 151.0463 | 123.765 | 101.1714 | 272743.7771 | 31908.8331 | 490956.7979 | 1527747.8354 | 756.8957 | 88.5507 | 1355.4935 | 4200.0339 | 6400.9738 | 210.0424 | 24.5733 | 376.1563 | 1165.5308 | 1776.3028 | 2291448.4104
TRK | 1 | 2044 | 2042 | 151.1716 | 151.1716 | 123.8671 | 101.2542 | 274529.4488 | 32119.2002 | 494172.1775 | 1537750.7621 | 757.0859 | 88.577 | 1355.8369 | 4201.0902 | 6402.59 | 198.203 | 23.1892 | 354.9544 | 1099.8339 | 1676.1805 | 2306452.3883
TRK | 1 | 2045 | 2043 | 151.2958 | 151.2958 | 123.9681 | 101.3359 | 276327.1581 | 32330.9707 | 497409.1571 | 1547820.9855 | 757.198 | 88.5941 | 1356.0399 | 4201.7117 | 6403.5437 | 187.0117 | 21.8808 | 334.9128 | 1037.7327 | 1581.5379 | 2321557.3008
TRK | 1 | 2046 | 2044 | 151.4189 | 151.4189 | 124.068 | 101.4165 | 278136.982 | 32544.1539 | 500667.875 | 1557958.9357 | 757.2329 | 88.602 | 1356.1045 | 4201.9043 | 6403.8437 | 176.4342 | 20.6442 | 315.9705 | 979.0379 | 1492.0868 | 2336763.7927
TRK | 1 | 2047 | 2045 | 151.5411 | 151.5411 | 124.1668 | 101.4961 | 279958.9975 | 32758.7588 | 503948.4703 | 1568165.0451 | 757.1918 | 88.6011 | 1356.0326 | 4201.674 | 6403.4994 | 166.4383 | 19.4754 | 298.0696 | 923.5701 | 1407.5534 | 2352072.5129
TRK | 1 | 2048 | 2046 | 151.6622 | 151.6622 | 124.2647 | 101.5746 | 281793.2822 | 32974.7948 | 507251.0827 | 1578439.7486 | 757.0756 | 88.5912 | 1355.8261 | 4201.0268 | 6402.5198 | 156.9932 | 18.371 | 281.1549 | 871.1583 | 1327.6774 | 2367484.1135
TRK | 1 | 2049 | 2047 | 151.7823 | 151.7823 | 124.3615 | 101.6521 | 283639.9143 | 33192.2711 | 510575.853 | 1588783.4836 | 756.8856 | 88.5727 | 1355.487 | 4199.969 | 6400.9144 | 148.0696 | 17.3275 | 265.1741 | 821.6405 | 1252.2118 | 2382999.2509
TRK | 1 | 2050 | 2048 | 151.9015 | 151.9015 | 124.4573 | 101.7285 | 285498.9723 | 33411.1973 | 513922.9227 | 1599196.6901 | 756.6229 | 88.5456 | 1355.0174 | 4198.5065 | 6398.6923 | 139.6398 | 16.3417 | 250.0776 | 774.8627 | 1180.9218 | 2398618.5851
TRK | 1 | 2051 | 2049 | 152.0197 | 152.0197 | 124.5522 | 101.804 | 287370.5352 | 33631.5827 | 517292.4341 | 1609679.8108 | 756.2884 | 88.51 | 1354.4191 | 4196.6456 | 6395.8631 | 131.6775 | 15.4105 | 235.8181 | 730.6785 | 1113.5846 | 2414342.7802
TRK | 2 | 2010 | 2008 | 306.0777 | 209.9008 | 151.148 | 123.3916 | 83926.828 | 0.102 | 170550.7295 | 724958.9115 | 0 | 0 | 0 | 0 | 0 | 0 | 0 | 0 | 0 | 0 | 979436.469
TRK | 2 | 2011 | 2009 | 196.3625 | 109.4035 | 66.8032 | 39.3017 | 75819.571 | 0.017 | 166519.447 | 723342.98 | 0 | 0 | 0 | 0 | 0 | 0 | 0 | 0 | 0 | 0 | 965681.998
TRK | 2 | 2012 | 2010 | 188.8107 | 86.4936 | 73.6827 | 62.155 | 76129.103 | 0.022 | 163831.082 | 723814.082 | 0 | 0 | 0 | 0 | 0 | 0 | 0 | 0 | 0 | 0 | 963774.267
TRK | 2 | 2013 | 2011 | 159.4465 | 80.4266 | 58.7233 | 48.0111 | 80057.892 | 0.021 | 171482.443 | 711656.108 | 0 | 0 | 0 | 0 | 0 | 0 | 0 | 0 | 0 | 0 | 963196.443
TRK | 2 | 2014 | 2012 | 191.4562 | 108.9368 | 97.8161 | 83.4206 | 77264.184 | 0.513 | 161009.824 | 649519.26 | 0 | 0 | 0 | 0 | 0 | 0 | 0 | 0 | 0 | 0 | 887793.268
TRK | 2 | 2015 | 2013 | 253.0206 | 77.3296 | 75.6583 | 64.7189 | 39058.002 | 0.018 | 107305.07 | 453059.995 | 0 | 0 | 0 | 0 | 0 | 0 | 0 | 0 | 0 | 0 | 599423.067
TRK | 2 | 2016 | 2014 | 362.924 | 81.074 | 71.9667 | 61.7498 | 30259.204 | 0.018 | 76924.492 | 356709.08 | 0 | 0 | 0 | 0 | 0 | 0 | 0 | 0 | 0 | 0 | 463892.776
TRK | 2 | 2017 | 2015 | 167.7206 | 67.3217 | 70.4954 | 68.993 | 30949.747 | 0.01 | 76450.155 | 360233.804 | 0 | 0 | 0 | 0 | 0 | 0 | 0 | 0 | 0 | 0 | 467633.706
TRK | 2 | 2018 | 2016 | 127.7736 | 70.4074 | 65.8437 | 61.582 | 30505.1 | 0.017 | 83881.438 | 399538.828 | 0 | 0 | 0 | 0 | 0 | 0 | 0 | 0 | 0 | 0 | 513925.366
TRK | 2 | 2019 | 2017 | 166.0363 | 101.4226 | 72.8583 | 52.2069 | 25830.27 | 357.815 | 72218.146 | 338134.282 | 0 | 0 | 0 | 0 | 0 | 0 | 0 | 0 | 0 | 0 | 436182.698
TRK | 2 | 2020 | 2018 | 282.7565 | 133.9383 | 107.5455 | 85.2348 | 25498.2281 | 357.5051 | 71613.5686 | 335083.9055 | 0 | 0 | 0 | 0 | 0 | 0 | 0 | 0 | 0 | 0 | 432195.7022
TRK | 2 | 2021 | 2019 | 275.0988 | 133.7145 | 107.4284 | 85.1349 | 25520.7853 | 358.2657 | 71700.8207 | 335484.5005 | 0 | 0 | 0 | 0 | 0 | 0 | 0 | 0 | 0 | 0 | 432706.1066
TRK | 2 | 2022 | 2020 | 270.2546 | 133.7299 | 107.4454 | 85.1481 | 25547.0819 | 358.9814 | 71785.2223 | 335872.9011 | 0 | 0 | 0 | 0 | 0 | 0 | 0 | 0 | 0 | 0 | 433205.2053
TRK | 2 | 2023 | 2021 | 268.4227 | 133.7478 | 107.4619 | 85.1609 | 25574.6294 | 359.4523 | 71865.2834 | 336245.9131 | 0 | 0 | 0 | 0 | 0 | 0 | 0 | 0 | 0 | 0 | 433685.8258
TRK | 2 | 2024 | 2022 | 141.4754 | 141.4754 | 115.1863 | 92.8821 | 25484.1715 | 371.6407 | 72052.7106 | 336859.5018 | 41.6314 | 0.60712 | 117.2307 | 546.1876 | 705.6568 | 34.9545 | 0.50975 | 98.4292 | 458.5896 | 592.4831 | 434396.3839
TRK | 2 | 2025 | 2023 | 141.423 | 141.423 | 115.2319 | 92.9114 | 25511.5119 | 372.0315 | 72131.6955 | 337228.2922 | 41.8928 | 0.61092 | 117.9714 | 549.6361 | 710.1112 | 33.183 | 0.4839 | 93.4444 | 435.3633 | 562.4746 | 434871.4996
TRK | 2 | 2026 | 2024 | 141.4473 | 141.4473 | 115.2529 | 92.9292 | 25539.4341 | 372.4389 | 72210.6776 | 337597.5177 | 41.6906 | 0.60797 | 117.4022 | 546.984 | 706.6848 | 31.1537 | 0.45431 | 87.7297 | 408.7383 | 528.076 | 435347.6293
TRK | 2 | 2027 | 2025 | 141.5708 | 141.5708 | 115.3726 | 93.0458 | 25566.6669 | 372.8408 | 72288.4175 | 337960.6292 | 42.0232 | 0.61283 | 118.3403 | 551.3559 | 712.3322 | 29.6247 | 0.43202 | 83.4252 | 388.6841 | 502.1661 | 435815.7136
TRK | 2 | 2028 | 2026 | 141.7718 | 141.7718 | 115.5702 | 93.2402 | 25593.3596 | 373.2384 | 72365.1972 | 338319.0077 | 42.7711 | 0.62375 | 120.4492 | 561.1835 | 725.0276 | 28.4452 | 0.41483 | 80.1056 | 373.2191 | 482.1848 | 436277.5645
TRK | 2 | 2029 | 2027 | 141.8789 | 141.8789 | 115.6739 | 93.3408 | 25620.7669 | 373.6422 | 72443.3238 | 338683.9747 | 43.0074 | 0.6272 | 121.1162 | 564.2918 | 729.0426 | 26.9834 | 0.39351 | 75.9898 | 354.0437 | 457.4103 | 436748.0654
TRK | 2 | 2030 | 2028 | 141.979 | 141.979 | 115.7705 | 93.4343 | 25648.2581 | 374.0468 | 72521.6322 | 339049.8148 | 43.1998 | 0.63001 | 121.6592 | 566.8227 | 732.3117 | 25.5699 | 0.3729 | 72.0099 | 335.5015 | 433.4542 | 437219.7052
TRK | 2 | 2031 | 2029 | 142.0722 | 142.0722 | 115.8602 | 93.5209 | 25675.8296 | 374.4523 | 72600.1181 | 339416.5058 | 43.3519 | 0.63224 | 122.0888 | 568.8248 | 734.8976 | 24.2075 | 0.35304 | 68.1737 | 317.6288 | 410.363 | 437692.4535
TRK | 2 | 2032 | 2030 | 142.283 | 142.283 | 116.0675 | 93.7249 | 25702.5735 | 374.8511 | 72677.1108 | 339775.8508 | 44.1201 | 0.64346 | 124.2553 | 578.9208 | 747.9396 | 23.2419 | 0.33896 | 65.4561 | 304.9682 | 394.0052 | 438155.5351
TRK | 2 | 2033 | 2031 | 142.547 | 142.547 | 116.3281 | 93.9825 | 25728.957 | 375.2472 | 72753.4734 | 340132.0826 | 45.1602 | 0.65864 | 127.1886 | 592.5903 | 765.5978 | 22.4432 | 0.32733 | 63.2089 | 294.4992 | 380.4786 | 438614.513
TRK | 2 | 2034 | 2032 | 142.6501 | 142.6501 | 116.4281 | 94.0794 | 25756.5421 | 375.6533 | 72832.0803 | 340499.3053 | 45.3486 | 0.6614 | 127.7206 | 595.0697 | 768.8003 | 21.2612 | 0.31009 | 59.8804 | 278.9919 | 360.4436 | 439087.9276
TRK | 2 | 2035 | 2033 | 142.7471 | 142.7471 | 116.5215 | 94.1697 | 25784.2073 | 376.0603 | 72910.8597 | 340867.3566 | 45.497 | 0.66357 | 128.1398 | 597.0238 | 771.3242 | 20.1233 | 0.2935 | 56.6764 | 264.0642 | 341.1574 | 439562.4236
TRK | 2 | 2036 | 2034 | 142.8378 | 142.8378 | 116.6087 | 94.2537 | 25811.9485 | 376.4682 | 72989.8093 | 341236.2229 | 45.6092 | 0.66521 | 128.4571 | 598.5029 | 773.2345 | 19.0311 | 0.27757 | 53.6007 | 249.7344 | 322.6437 | 440037.9808
TRK | 2 | 2037 | 2035 | 142.9227 | 142.9227 | 116.69 | 94.3318 | 25839.7634 | 376.8769 | 73068.9248 | 341605.8831 | 45.6875 | 0.66636 | 128.6789 | 599.5367 | 774.5695 | 17.9847 | 0.26231 | 50.654 | 236.0054 | 304.9064 | 440514.5713
TRK | 2 | 2038 | 2036 | 143.0019 | 143.0019 | 116.7657 | 94.4043 | 25867.6496 | 377.2863 | 73148.202 | 341976.3161 | 45.7342 | 0.66704 | 128.8112 | 600.154 | 775.3665 | 16.984 | 0.24772 | 47.8359 | 222.8758 | 287.9435 | 440992.1678
TRK | 2 | 2039 | 2037 | 143.0759 | 143.0759 | 116.836 | 94.4716 | 25895.6049 | 377.6965 | 73227.6369 | 342347.5025 | 45.7512 | 0.6673 | 128.86 | 600.382 | 775.6605 | 16.0286 | 0.23378 | 45.1453 | 210.3401 | 271.7478 | 441470.7443
TRK | 2 | 2040 | 2038 | 143.1449 | 143.1449 | 116.9014 | 94.5338 | 25923.6273 | 378.1075 | 73307.2256 | 342719.4235 | 45.7405 | 0.66715 | 128.8308 | 600.2463 | 775.4847 | 15.1178 | 0.2205 | 42.5802 | 198.3892 | 256.3078 | 441950.2763
TRK | 2 | 2041 | 2039 | 143.2093 | 143.2093 | 116.9621 | 94.5913 | 25951.7146 | 378.5192 | 73386.9646 | 343092.0616 | 45.704 | 0.66662 | 128.7287 | 599.7709 | 774.8702 | 14.2507 | 0.20785 | 40.1382 | 187.0114 | 241.6082 | 442430.7408
TRK | 2 | 2042 | 2040 | 143.2691 | 143.2691 | 117.0184 | 94.6444 | 25979.8652 | 378.9316 | 73466.8505 | 343465.4003 | 45.6434 | 0.66574 | 128.5585 | 598.9787 | 773.8463 | 13.4262 | 0.19583 | 37.8162 | 176.1928 | 227.6311 | 442912.116
TRK | 2 | 2043 | 2041 | 143.3248 | 143.3248 | 117.0704 | 94.6933 | 26008.0772 | 379.3448 | 73546.8802 | 343839.424 | 45.5602 | 0.66453 | 128.325 | 597.8909 | 772.4406 | 12.6432 | 0.18441 | 35.6108 | 165.9178 | 214.3562 | 443394.3815
TRK | 2 | 2044 | 2042 | 143.3766 | 143.3766 | 117.1185 | 94.7382 | 26036.3491 | 379.7586 | 73627.0508 | 344214.118 | 45.4562 | 0.66301 | 128.0323 | 596.5276 | 770.6791 | 11.9003 | 0.17357 | 33.5185 | 156.1693 | 201.7617 | 443877.5178
TRK | 2 | 2045 | 2043 | 143.4246 | 143.4246 | 117.1629 | 94.7794 | 26064.6791 | 380.1731 | 73707.3592 | 344589.4685 | 45.3325 | 0.66121 | 127.6846 | 594.9079 | 768.5863 | 11.1962 | 0.1633 | 31.5354 | 146.9295 | 189.8243 | 444361.5068
TRK | 2 | 2046 | 2044 | 143.4691 | 143.4691 | 117.2037 | 94.817 | 26093.066 | 380.5883 | 73787.803 | 344965.4623 | 45.1908 | 0.65914 | 127.2857 | 593.0495 | 766.1851 | 10.5294 | 0.15358 | 29.6574 | 138.1797 | 178.5201 | 444846.3312
TRK | 2 | 2047 | 2045 | 143.5103 | 143.5103 | 117.2412 | 94.8514 | 26121.5082 | 381.0041 | 73868.3795 | 345342.0871 | 45.0321 | 0.65683 | 126.8392 | 590.9692 | 763.4973 | 9.8985 | 0.14438 | 27.8805 | 129.901 | 167.8244 | 445331.9748
TRK | 2 | 2048 | 2046 | 143.5484 | 143.5484 | 117.2756 | 94.8826 | 26150.0045 | 381.4206 | 73949.0865 | 345719.3313 | 44.8578 | 0.65429 | 126.3484 | 588.6828 | 760.5432 | 9.3021 | 0.13568 | 26.2006 | 122.0739 | 157.7123 | 445818.4223
TRK | 2 | 2049 | 2047 | 143.5835 | 143.5835 | 117.307 | 94.9108 | 26178.5536 | 381.8377 | 74029.9217 | 346097.1839 | 44.6689 | 0.65154 | 125.8166 | 586.2051 | 757.3421 | 8.7386 | 0.12746 | 24.6135 | 114.6794 | 148.1589 | 446305.6592
TRK | 2 | 2050 | 2048 | 143.6159 | 143.6159 | 117.3357 | 94.9363 | 26207.1545 | 382.2554 | 74110.8829 | 346475.6346 | 44.4665 | 0.64858 | 125.2467 | 583.5501 | 753.9119 | 8.2066 | 0.1197 | 23.1151 | 107.6981 | 139.1395 | 446793.672
TRK | 2 | 2051 | 2049 | 143.6456 | 143.6456 | 117.3617 | 94.9591 | 26235.8059 | 382.6738 | 74191.9683 | 346854.6735 | 44.2516 | 0.64545 | 124.6416 | 580.731 | 750.2697 | 7.7047 | 0.11238 | 21.7014 | 101.1111 | 130.6296 | 447282.4477
TWI | 1 | 2010 | 2008 | 312.5027 | 238.2048 | 190.7195 | 169.9468 | 103184.227 | 17652.064 | 213622.728 | 646924.557 | 0 | 0 | 0 | 0 | 0 | 0 | 0 | 0 | 0 | 0 | 963731.512
TWI | 1 | 2011 | 2009 | 91.9592 | 71.8119 | 43.009 | 30.4571 | 100157.693 | 17257.768 | 201569.839 | 672837.769 | 0 | 0 | 0 | 0 | 0 | 0 | 0 | 0 | 0 | 0 | 974565.301
TWI | 1 | 2012 | 2010 | 150.7537 | 77.4003 | 79.7633 | 58.6863 | 100854.94 | 15124.993 | 217312.497 | 675732.307 | 0 | 0 | 0 | 0 | 0 | 0 | 0 | 0 | 0 | 0 | 993899.744
TWI | 1 | 2013 | 2011 | 103.9648 | 85.065 | 58.1847 | 45.5132 | 102444.416 | 19699.572 | 217540.127 | 670424.462 | 0 | 0 | 0 | 0 | 0 | 0 | 0 | 0 | 0 | 0 | 990409.005
TWI | 1 | 2014 | 2012 | 240.9637 | 145.086 | 129.4932 | 120.2359 | 106588.337 | 17990.53 | 222340.669 | 687234.504 | 0 | 0 | 0 | 0 | 0 | 0 | 0 | 0 | 0 | 0 | 1016163.51
TWI | 1 | 2015 | 2013 | 216.058 | 94.5059 | 87.9622 | 63.7195 | 101979.485 | 18178.156 | 219589.71 | 678443.865 | 0 | 0 | 0 | 0 | 0 | 0 | 0 | 0 | 0 | 0 | 1000013.06
TWI | 1 | 2016 | 2014 | 163.5194 | 86.6103 | 84.0846 | 61.2395 | 103401.556 | 17727.221 | 218806.771 | 676341.789 | 0 | 0 | 0 | 0 | 0 | 0 | 0 | 0 | 0 | 0 | 998550.116
TWI | 1 | 2017 | 2015 | 219.9372 | 75.6671 | 74.0052 | 72.1831 | 104582.768 | 18151.769 | 225792.969 | 688848.9 | 0 | 0 | 0 | 0 | 0 | 0 | 0 | 0 | 0 | 0 | 1019224.637
TWI | 1 | 2018 | 2016 | 215.7465 | 66.7539 | 60.9726 | 58.3842 | 100611.685 | 19912.222 | 223709.138 | 683141.335 | 0 | 0 | 0 | 0 | 0 | 0 | 0 | 0 | 0 | 0 | 1007462.158
TWI | 1 | 2019 | 2017 | 277.7285 | 131.8203 | 75.9716 | 54.3358 | 102849.534 | 17503.874 | 223028.935 | 694761.567 | 0 | 0 | 0 | 0 | 0 | 0 | 0 | 0 | 0 | 0 | 1020640.036
TWI | 1 | 2020 | 2018 | 277.1529 | 128.3347 | 97.3439 | 80.0622 | 100840.9599 | 17329.98 | 216223.8676 | 673131.4188 | 0 | 0 | 0 | 0 | 0 | 0 | 0 | 0 | 0 | 0 | 990196.2462
TWI | 1 | 2021 | 2019 | 269.5937 | 128.2094 | 97.1954 | 79.9376 | 100993.2499 | 17324.9011 | 216457.214 | 673932.3738 | 0 | 0 | 0 | 0 | 0 | 0 | 0 | 0 | 0 | 0 | 991382.8377
TWI | 1 | 2022 | 2020 | 264.7438 | 128.2191 | 97.2006 | 79.9424 | 101116.8284 | 17321.1829 | 216642.1072 | 674565.2962 | 0 | 0 | 0 | 0 | 0 | 0 | 0 | 0 | 0 | 0 | 992324.2318
TWI | 1 | 2023 | 2021 | 262.9018 | 128.2269 | 97.2048 | 79.9461 | 101189.2859 | 17327.7601 | 216778.982 | 675005.0533 | 0 | 0 | 0 | 0 | 0 | 0 | 0 | 0 | 0 | 0 | 992973.3212
TWI | 1 | 2024 | 2022 | 142.7557 | 142.7557 | 111.7321 | 94.473 | 102144.5903 | 16649.9919 | 215763.9336 | 673551.3159 | 314.3894 | 51.2468 | 659.8798 | 2052.6264 | 3078.1424 | 263.9674 | 43.0278 | 554.0478 | 1723.4247 | 2584.4677 | 991459.8399
TWI | 1 | 2025 | 2023 | 142.543 | 142.543 | 111.436 | 94.1911 | 102238.338 | 16662.0741 | 215945.4914 | 674130.3672 | 309.9976 | 50.5212 | 650.5875 | 2023.7409 | 3034.8471 | 245.5471 | 40.0175 | 515.3262 | 1602.9924 | 2403.8832 | 992314.1965
TWI | 1 | 2026 | 2024 | 142.244 | 142.244 | 111.1352 | 93.8896 | 102333.4649 | 16674.2518 | 216133.2734 | 674730.1505 | 301.6286 | 49.1475 | 632.9717 | 1968.9611 | 2952.7089 | 225.3945 | 36.7259 | 472.9933 | 1471.3223 | 2206.4359 | 993196.8888
TWI | 1 | 2027 | 2025 | 142.0414 | 142.0414 | 110.9309 | 93.6846 | 102416.8668 | 16685.568 | 216300.4002 | 675261.2051 | 295.419 | 48.1291 | 619.9058 | 1928.3282 | 2891.782 | 208.2587 | 33.9291 | 437.0091 | 1359.3953 | 2038.5922 | 993978.4721
TWI | 1 | 2028 | 2026 | 141.9193 | 141.9193 | 110.8074 | 93.5605 | 102490.3773 | 16696.16 | 216450.1275 | 675734.331 | 291.0086 | 47.4067 | 610.6299 | 1899.4805 | 2848.5257 | 193.5373 | 31.5281 | 406.1038 | 1263.263 | 1894.4323 | 994674.8358
TWI | 1 | 2029 | 2027 | 141.7379 | 141.7379 | 110.6247 | 93.3773 | 102571.2823 | 16707.2998 | 216612.9114 | 676250.8931 | 285.3699 | 46.4824 | 598.768 | 1862.5911 | 2793.2114 | 179.0446 | 29.1636 | 375.6744 | 1168.6127 | 1752.4954 | 995435.0868
TWI | 1 | 2030 | 2028 | 141.5651 | 141.5651 | 110.4505 | 93.2025 | 102651.2497 | 16718.3724 | 216774.0387 | 676761.9465 | 279.9496 | 45.5942 | 587.3666 | 1827.1336 | 2740.044 | 165.7017 | 26.9871 | 347.6614 | 1081.4776 | 1621.8278 | 996187.235
TWI | 1 | 2031 | 2029 | 141.4009 | 141.4009 | 110.2849 | 93.0363 | 102730.2408 | 16729.3759 | 216933.4566 | 677267.3025 | 274.7558 | 44.7433 | 576.4429 | 1793.1612 | 2689.1032 | 153.4222 | 24.9844 | 321.8827 | 1001.2918 | 1501.5812 | 996930.9999
TWI | 1 | 2032 | 2030 | 141.347 | 141.347 | 110.2296 | 92.9804 | 102795.5367 | 16739.375 | 217068.7607 | 677692.3713 | 271.9258 | 44.2808 | 570.4962 | 1774.6653 | 2661.368 | 143.2471 | 23.3266 | 300.5303 | 934.8715 | 1401.9755 | 997556.6687
TWI | 1 | 2033 | 2031 | 141.3514 | 141.3514 | 110.2329 | 92.9832 | 102853.533 | 16748.8418 | 217191.2423 | 678074.7189 | 270.3465 | 44.0237 | 567.1828 | 1764.3582 | 2645.9112 | 134.3539 | 21.8784 | 281.8725 | 876.832 | 1314.9368 | 998119.4942
TWI | 1 | 2034 | 2032 | 141.2351 | 141.2351 | 110.1158 | 92.8655 | 102926.6438 | 16759.4235 | 217340.3734 | 678545.7658 | 266.2659 | 43.3558 | 558.6035 | 1737.676 | 2605.9012 | 124.8358 | 20.3269 | 261.8951 | 814.6903 | 1221.7481 | 998812.783
TWI | 1 | 2035 | 2033 | 141.1241 | 141.1241 | 110.0036 | 92.7528 | 102999.2104 | 16769.9665 | 217488.5289 | 679013.5748 | 262.3062 | 42.7078 | 550.2791 | 1711.786 | 2567.079 | 116.0183 | 18.8897 | 243.389 | 757.1246 | 1135.4215 | 999501.3141
TWI | 1 | 2036 | 2034 | 141.0189 | 141.0189 | 109.8972 | 92.6458 | 103071.1163 | 16780.4638 | 217635.5321 | 679477.5356 | 258.4948 | 42.0842 | 542.267 | 1686.8675 | 2529.7135 | 107.8609 | 17.5603 | 226.2691 | 703.8709 | 1055.5611 | 1000184.184
TWI | 1 | 2037 | 2035 | 140.9192 | 140.9192 | 109.7962 | 92.5443 | 103142.3967 | 16790.9179 | 217781.4453 | 679937.8553 | 254.8236 | 41.4836 | 534.5502 | 1662.8668 | 2493.7242 | 100.3103 | 16.3299 | 210.4237 | 654.5813 | 981.6453 | 1000861.6972
TWI | 1 | 2038 | 2036 | 140.8246 | 140.8246 | 109.7005 | 92.448 | 103213.0849 | 16801.3315 | 217926.3273 | 680394.7292 | 251.2846 | 40.9049 | 527.112 | 1639.7328 | 2459.0343 | 93.3182 | 15.1906 | 195.7507 | 608.9384 | 913.1979 | 1001534.1413
TWI | 1 | 2039 | 2037 | 140.7349 | 140.7349 | 109.6096 | 92.3566 | 103283.2126 | 16811.7067 | 218070.2342 | 680848.3434 | 247.8706 | 40.3466 | 519.9371 | 1617.4174 | 2425.5717 | 86.8399 | 14.1352 | 182.1567 | 566.6521 | 849.784 | 1002201.7903
TWI | 1 | 2040 | 2038 | 140.6498 | 140.6498 | 109.5234 | 92.2699 | 103352.8103 | 16822.046 | 218213.2193 | 681298.8756 | 244.5746 | 39.8078 | 513.0108 | 1595.8749 | 2393.2681 | 80.8351 | 13.157 | 169.5567 | 527.4574 | 791.0062 | 1002864.9052
TWI | 1 | 2041 | 2039 | 140.5692 | 140.5692 | 109.4416 | 92.1875 | 103421.9066 | 16832.3513 | 218355.3336 | 681746.4946 | 241.3901 | 39.2873 | 506.3193 | 1575.0624 | 2362.059 | 75.2666 | 12.25 | 157.8727 | 491.1119 | 736.5012 | 1003523.7348
TWI | 1 | 2042 | 2040 | 140.4926 | 140.4926 | 109.3639 | 92.1093 | 103490.5292 | 16842.6248 | 218496.6255 | 682191.3617 | 238.3109 | 38.784 | 499.8494 | 1554.9394 | 2331.8839 | 70.1005 | 11.4085 | 147.0334 | 457.3938 | 685.9362 | 1004178.5163
TWI | 1 | 2043 | 2041 | 140.42 | 140.42 | 109.2902 | 92.0351 | 103558.7041 | 16852.8683 | 218637.1411 | 682633.6301 | 235.3312 | 38.2972 | 493.5891 | 1535.4678 | 2302.6852 | 65.3056 | 10.6277 | 136.9735 | 426.1001 | 639.0069 | 1004829.4753
TWI | 1 | 2044 | 2042 | 140.3511 | 140.3511 | 109.2202 | 91.9645 | 103626.4563 | 16863.0837 | 218776.9244 | 683073.446 | 232.4455 | 37.8257 | 487.5266 | 1516.6114 | 2274.4092 | 60.8536 | 9.9027 | 127.6331 | 397.0447 | 595.4341 | 1005476.8267
TWI | 1 | 2045 | 2043 | 140.2858 | 140.2858 | 109.1538 | 91.8975 | 103693.8096 | 16873.2728 | 218916.0171 | 683510.9484 | 229.6485 | 37.3689 | 481.651 | 1498.3363 | 2247.0047 | 56.7183 | 9.2293 | 118.9575 | 370.0569 | 554.962 | 1006120.7752
TWI | 1 | 2046 | 2044 | 140.2237 | 140.2237 | 109.0906 | 91.8339 | 103760.7866 | 16883.4372 | 219054.4592 | 683946.2698 | 226.9355 | 36.9258 | 475.9521 | 1480.6104 | 2220.4237 | 52.8756 | 8.6037 | 110.8962 | 344.9802 | 517.3557 | 1006761.5156
TWI | 1 | 2047 | 2045 | 140.1648 | 140.1648 | 109.0307 | 91.7734 | 103827.4087 | 16893.5785 | 219192.2884 | 684379.5362 | 224.3017 | 36.4957 | 470.42 | 1463.4036 | 2194.621 | 49.3038 | 8.0221 | 103.403 | 321.6708 | 482.3997 | 1007399.2333
TWI | 1 | 2048 | 2046 | 140.1089 | 140.1089 | 108.9737 | 91.7159 | 103893.6964 | 16903.6982 | 219329.5409 | 684810.8674 | 221.7428 | 36.078 | 465.0457 | 1446.6873 | 2169.5538 | 45.9824 | 7.4814 | 96.4356 | 299.9966 | 449.8959 | 1008034.1047
TWI | 1 | 2049 | 2047 | 140.0558 | 140.0558 | 108.9195 | 91.6612 | 103959.6692 | 16913.7978 | 219466.2509 | 685240.3776 | 219.2549 | 35.6718 | 459.8205 | 1430.4346 | 2145.1818 | 42.8929 | 6.9785 | 89.9547 | 279.8361 | 419.6622 | 1008666.2977
TWI | 1 | 2050 | 2048 | 140.0053 | 140.0053 | 108.868 | 91.6091 | 104025.3456 | 16923.8786 | 219602.4511 | 685668.1754 | 216.8338 | 35.2767 | 454.7362 | 1414.6204 | 2121.4671 | 40.0181 | 6.5106 | 83.9246 | 261.0777 | 391.5311 | 1009295.9721
TWI | 1 | 2051 | 2049 | 139.9573 | 139.9573 | 108.819 | 91.5596 | 104090.7433 | 16933.942 | 219738.1724 | 686094.364 | 214.4762 | 34.8919 | 449.7853 | 1399.2206 | 2098.374 | 37.3425 | 6.075 | 78.3122 | 243.6185 | 365.3482 | 1009923.2797
TWI | 2 | 2010 | 2008 | 306.9644 | 231.5749 | 184.5556 | 160.1022 | 482451.805 | 0.0425 | 958531.45 | 3759668.13 | 0 | 0 | 0 | 0 | 0 | 0 | 0 | 0 | 0 | 0 | 5200651.385
TWI | 2 | 2011 | 2009 | 87.6977 | 72.3563 | 44.9657 | 30.2037 | 435385.136 | 0.016 | 818496.401 | 2836209.227 | 0 | 0 | 0 | 0 | 0 | 0 | 0 | 0 | 0 | 0 | 4090090.764
TWI | 2 | 2012 | 2010 | 148.5697 | 77.7449 | 80.2063 | 59.4342 | 495571.192 | 0.016 | 961740.114 | 3705687.725 | 0 | 0 | 0 | 0 | 0 | 0 | 0 | 0 | 0 | 0 | 5162999.031
TWI | 2 | 2013 | 2011 | 98.4611 | 85.8973 | 59.224 | 44.6567 | 510107.258 | 0.013 | 996005.555 | 3919775.66 | 0 | 0 | 0 | 0 | 0 | 0 | 0 | 0 | 0 | 0 | 5425888.473
TWI | 2 | 2014 | 2012 | 236.3507 | 143.8224 | 126.6887 | 116.7259 | 488243.191 | 0.028 | 961925.916 | 3735531.175 | 0 | 0 | 0 | 0 | 0 | 0 | 0 | 0 | 0 | 0 | 5185700.282
TWI | 2 | 2015 | 2013 | 215.5084 | 93.8009 | 88.7803 | 63.0488 | 456245.048 | 0.021 | 912182.475 | 3559081.975 | 0 | 0 | 0 | 0 | 0 | 0 | 0 | 0 | 0 | 0 | 4927509.498
TWI | 2 | 2016 | 2014 | 161.064 | 85.9702 | 84.0201 | 59.78 | 471307.884 | 0.028 | 926922.633 | 3663894.31 | 0 | 0 | 0 | 0 | 0 | 0 | 0 | 0 | 0 | 0 | 5062124.827
TWI | 2 | 2017 | 2015 | 200.5926 | 74.8923 | 73.6465 | 71.4863 | 474037.226 | 0.024 | 934333.324 | 3648890.425 | 0 | 0 | 0 | 0 | 0 | 0 | 0 | 0 | 0 | 0 | 5057260.975
TWI | 2 | 2018 | 2016 | 192.9001 | 66.5127 | 60.8416 | 57.8939 | 469882.436 | 0.031 | 947179.331 | 3685252.155 | 0 | 0 | 0 | 0 | 0 | 0 | 0 | 0 | 0 | 0 | 5102313.922
TWI | 2 | 2019 | 2017 | 263.0894 | 135.2318 | 79.0729 | 55.3595 | 471436.197 | 0.024 | 932928.395 | 3653197.502 | 0 | 0 | 0 | 0 | 0 | 0 | 0 | 0 | 0 | 0 | 5057562.094
TWI | 2 | 2020 | 2018 | 277.1529 | 128.3347 | 97.3439 | 80.0622 | 469632.4494 | 10.0069 | 928623.4566 | 3636951.3727 | 0 | 0 | 0 | 0 | 0 | 0 | 0 | 0 | 0 | 0 | 5035207.2787
TWI | 2 | 2021 | 2019 | 269.6944 | 128.3102 | 97.3214 | 80.0444 | 509981.3156 | 15.0289 | 1006237.4163 | 3960925.1036 | 0 | 0 | 0 | 0 | 0 | 0 | 0 | 0 | 0 | 0 | 5477143.8354
TWI | 2 | 2022 | 2020 | 265.3861 | 128.8614 | 97.7281 | 80.401 | 510321.7117 | 20.2309 | 1006939.7038 | 3963637.4126 | 0 | 0 | 0 | 0 | 0 | 0 | 0 | 0 | 0 | 0 | 5480898.8281
TWI | 2 | 2023 | 2021 | 263.5405 | 128.8657 | 97.7315 | 80.4037 | 510679.1862 | 21.2807 | 1007652.405 | 3966432.8615 | 0 | 0 | 0 | 0 | 0 | 0 | 0 | 0 | 0 | 0 | 5484764.4526
TWI | 2 | 2024 | 2022 | 140.024 | 140.024 | 108.8888 | 91.5604 | 510787.9971 | 187.1073 | 1009184.967 | 3970625.7466 | 1207.3242 | 0.44226 | 2373.7206 | 9313.886 | 12895.3731 | 1013.6927 | 0.37133 | 1993.0216 | 7820.1183 | 10827.2039 | 5490598.7106
TWI | 2 | 2025 | 2023 | 139.805 | 139.805 | 108.6759 | 91.3442 | 471166.0756 | 187.285 | 933046.4058 | 3652405.2491 | 1096.0541 | 0.43567 | 2159.8987 | 8431.7918 | 11688.1803 | 868.1775 | 0.34509 | 1710.8421 | 6678.7688 | 9258.1335 | 5056617.7305
TWI | 2 | 2026 | 2024 | 140.0189 | 140.0189 | 109.0209 | 91.7357 | 471441.7617 | 187.1203 | 933627.8891 | 3654663.4527 | 1160.5203 | 0.46062 | 2287.0979 | 8928.4313 | 12376.5101 | 867.2083 | 0.3442 | 1709.0526 | 6671.8432 | 9248.4483 | 5059733.1034
TWI | 2 | 2027 | 2025 | 139.8729 | 139.8729 | 108.8742 | 91.5885 | 471783.14 | 187.2935 | 934296.9414 | 3657286.914 | 1138.9476 | 0.45215 | 2244.553 | 8762.3242 | 12146.2769 | 802.9131 | 0.31875 | 1582.3213 | 6177.0928 | 8562.6459 | 5063366.9953
TWI | 2 | 2028 | 2026 | 139.7902 | 139.7902 | 108.7903 | 91.504 | 472117.7235 | 187.4489 | 934955.4021 | 3659867.0582 | 1123.816 | 0.4462 | 2214.715 | 8645.8311 | 11984.8082 | 747.4018 | 0.29675 | 1472.912 | 5749.9714 | 7970.582 | 5066940.1838
TWI | 2 | 2029 | 2027 | 139.6509 | 139.6509 | 108.6499 | 91.363 | 472458.9415 | 187.6214 | 935624.345 | 3662489.9445 | 1103.1518 | 0.43808 | 2173.9635 | 8486.727 | 11764.2805 | 692.1311 | 0.27486 | 1363.9716 | 5324.6775 | 7381.0551 | 5070573.231
TWI | 2 | 2030 | 2028 | 139.5184 | 139.5184 | 108.5163 | 91.2287 | 472799.6605 | 187.7921 | 936292.5935 | 3665109.9229 | 1083.3217 | 0.43029 | 2134.8579 | 8334.0494 | 11552.6593 | 641.2165 | 0.25469 | 1263.6191 | 4932.911 | 6838.0013 | 5074202.1769
TWI | 2 | 2031 | 2029 | 139.3925 | 139.3925 | 108.3892 | 91.1011 | 473139.9019 | 187.9611 | 936960.1856 | 3667727.1469 | 1064.2957 | 0.42281 | 2097.339 | 8187.5676 | 11349.6251 | 594.2972 | 0.23609 | 1171.1431 | 4571.895 | 6337.5714 | 5077827.2344
TWI | 2 | 2032 | 2030 | 139.3667 | 139.3667 | 108.3623 | 91.0735 | 473469.001 | 188.1 | 937610.4301 | 3670273.4287 | 1055.2322 | 0.41922 | 2079.4722 | 8117.8158 | 11252.9394 | 555.8832 | 0.22084 | 1095.44 | 4276.3641 | 5927.9081 | 5081352.8598
TWI | 2 | 2033 | 2031 | 139.3928 | 139.3928 | 108.3872 | 91.0979 | 473792.4037 | 188.2232 | 938251.8591 | 3672783.6186 | 1051.2711 | 0.41764 | 2071.6703 | 8087.361 | 11210.72 | 522.4495 | 0.20755 | 1029.5567 | 4019.1707 | 5571.3844 | 5084827.8814
TWI | 2 | 2034 | 2032 | 139.3065 | 139.3065 | 108.2999 | 91.01 | 474128.8369 | 188.3804 | 938913.7784 | 3675377.4376 | 1036.411 | 0.41179 | 2042.3695 | 7972.9663 | 11052.1586 | 485.9099 | 0.19306 | 957.5425 | 3738.0377 | 5181.6832 | 5088420.0528
TWI | 2 | 2035 | 2033 | 139.2248 | 139.2248 | 108.217 | 90.9265 | 474465.0182 | 188.5365 | 939575.3883 | 3677969.9219 | 1022.0709 | 0.40614 | 2014.0947 | 7862.5773 | 10899.149 | 452.0629 | 0.17963 | 890.836 | 3477.6255 | 4820.7041 | 5092010.3284
TWI | 2 | 2036 | 2034 | 139.1473 | 139.1473 | 108.1385 | 90.8473 | 474800.9534 | 188.6915 | 940236.7058 | 3680561.1361 | 1008.2447 | 0.40069 | 1986.8337 | 7756.1472 | 10751.6263 | 420.7053 | 0.16719 | 829.0363 | 3236.3692 | 4486.278 | 5095598.7953
TWI | 2 | 2037 | 2035 | 139.0739 | 139.0739 | 108.0639 | 90.7722 | 475136.6693 | 188.8454 | 940897.7729 | 3683151.2522 | 994.9016 | 0.39543 | 1960.5259 | 7653.4385 | 10609.2615 | 391.6393 | 0.15566 | 771.7537 | 3012.7476 | 4176.2963 | 5099185.6945
TWI | 2 | 2038 | 2036 | 139.0043 | 139.0043 | 107.9932 | 90.7009 | 475472.1887 | 188.9982 | 941558.6255 | 3685740.4165 | 982.0149 | 0.39035 | 1935.1183 | 7554.2449 | 10471.7685 | 364.6854 | 0.14496 | 718.6341 | 2805.3778 | 3888.8422 | 5102771.2308
TWI | 2 | 2039 | 2037 | 138.9384 | 138.9384 | 107.9262 | 90.6332 | 475807.5333 | 189.1501 | 942219.2977 | 3688328.7681 | 969.5592 | 0.38543 | 1910.5611 | 7458.3716 | 10338.8773 | 339.679 | 0.13503 | 669.3532 | 2612.9942 | 3622.1615 | 5106355.5991
TWI | 2 | 2040 | 2038 | 138.8759 | 138.8759 | 107.8626 | 90.569 | 476142.7238 | 189.301 | 942879.822 | 3690916.4397 | 957.5106 | 0.38068 | 1886.8072 | 7365.6345 | 10210.333 | 316.4697 | 0.12582 | 623.6143 | 2434.438 | 3374.6479 | 5109938.9855
TWI | 2 | 2041 | 2039 | 138.8166 | 138.8166 | 107.8022 | 90.508 | 476477.7798 | 189.4511 | 943540.2295 | 3693503.5579 | 945.8467 | 0.37608 | 1863.8121 | 7275.8603 | 10085.8952 | 294.9195 | 0.11726 | 581.1454 | 2268.6476 | 3144.8298 | 5113521.5671
TWI | 2 | 2042 | 2040 | 138.7604 | 138.7604 | 107.7449 | 90.4501 | 476812.7203 | 189.6004 | 944200.5495 | 3696090.243 | 934.5463 | 0.37161 | 1841.5339 | 7188.885 | 9965.3368 | 274.9018 | 0.10931 | 541.6971 | 2114.6494 | 2931.3576 | 5117103.5128
TWI | 2 | 2043 | 2041 | 138.7072 | 138.7072 | 107.6905 | 90.3951 | 477147.563 | 189.7488 | 944860.8103 | 3698676.61 | 923.5891 | 0.36729 | 1819.933 | 7104.5542 | 9848.4436 | 256.3007 | 0.10192 | 505.0407 | 1971.55 | 2732.9933 | 5120684.9833
TWI | 2 | 2044 | 2042 | 138.6566 | 138.6566 | 107.6389 | 90.3429 | 477482.3252 | 189.8966 | 945521.0387 | 3701262.7682 | 912.9565 | 0.36309 | 1798.972 | 7022.7221 | 9735.0137 | 239.0095 | 0.095055 | 470.9659 | 1838.5294 | 2548.5999 | 5124266.132
TWI | 2 | 2045 | 2043 | 138.6087 | 138.6087 | 107.5899 | 90.2933 | 477817.0229 | 190.0437 | 946181.2601 | 3703848.8217 | 902.6303 | 0.35901 | 1778.6158 | 6943.2513 | 9624.8565 | 222.9303 | 0.088667 | 439.28 | 1714.8341 | 2377.1331 | 5127847.1048
TWI | 2 | 2046 | 2044 | 138.5633 | 138.5633 | 107.5434 | 90.2462 | 478151.6717 | 190.1902 | 946841.499 | 3706434.8699 | 892.594 | 0.35504 | 1758.8312 | 6866.0121 | 9517.7923 | 207.9732 | 0.082724 | 409.8053 | 1599.7714 | 2217.6326 | 5131428.0407
TWI | 2 | 2047 | 2045 | 138.5202 | 138.5202 | 107.4992 | 90.2014 | 478486.2864 | 190.336 | 947501.7784 | 3709021.0072 | 882.8315 | 0.35118 | 1739.5868 | 6790.8822 | 9413.6517 | 194.0552 | 0.077193 | 382.3786 | 1492.704 | 2069.215 | 5135009.072
TWI | 2 | 2048 | 2046 | 138.4793 | 138.4793 | 107.4572 | 90.1588 | 478820.8809 | 190.4813 | 948162.1203 | 3711607.3236 | 873.328 | 0.34742 | 1720.8531 | 6717.7462 | 9312.2748 | 181.1002 | 0.072044 | 356.8498 | 1393.0453 | 1931.0674 | 5138590.3249
TWI | 2 | 2049 | 2047 | 138.4405 | 138.4405 | 107.4173 | 90.1183 | 479155.4687 | 190.626 | 948822.5459 | 3714193.9048 | 864.0693 | 0.34376 | 1702.6023 | 6646.4956 | 9213.511 | 169.038 | 0.06725 | 333.0803 | 1300.2549 | 1802.4405 | 5142171.9194
TWI | 2 | 2050 | 2048 | 138.4037 | 138.4037 | 107.3793 | 90.0798 | 479490.0623 | 190.7703 | 949483.075 | 3716780.8322 | 855.0421 | 0.34019 | 1684.8082 | 6577.0279 | 9117.2183 | 157.8038 | 0.062784 | 310.9427 | 1213.8348 | 1682.6441 | 5145753.9696
TWI | 2 | 2051 | 2049 | 138.3687 | 138.3687 | 107.3433 | 90.0431 | 479824.6741 | 190.9141 | 950143.7267 | 3719368.1837 | 846.2338 | 0.3367 | 1667.4459 | 6509.2464 | 9023.2628 | 147.3379 | 0.058623 | 290.3192 | 1133.3257 | 1571.0415 | 5149336.5845
WKM | 1 | 2010 | 2008 | 319.3636 | 223.1742 | 163.1229 | 131.1399 | 45191.434 | 20719.934 | 110981.824 | 340286.639 | 0 | 0 | 0 | 0 | 0 | 0 | 0 | 0 | 0 | 0 | 496459.897
WKM | 1 | 2011 | 2009 | 222.0555 | 126.1568 | 69.4915 | 44.1067 | 44149.02 | 24584.63 | 111892.706 | 343856.428 | 0 | 0 | 0 | 0 | 0 | 0 | 0 | 0 | 0 | 0 | 499898.154
WKM | 1 | 2012 | 2010 | 203.7724 | 105.8485 | 79.2838 | 67.9574 | 42837.283 | 25239.465 | 113687.301 | 349221.799 | 0 | 0 | 0 | 0 | 0 | 0 | 0 | 0 | 0 | 0 | 505746.383
WKM | 1 | 2013 | 2011 | 178.3688 | 86.9902 | 59.8709 | 54.932 | 44456.307 | 24161.766 | 113286.017 | 349987.087 | 0 | 0 | 0 | 0 | 0 | 0 | 0 | 0 | 0 | 0 | 507729.411
WKM | 1 | 2014 | 2012 | 230.5553 | 118.3148 | 101.1325 | 88.8247 | 37741.753 | 30878.69 | 113619.325 | 351323.685 | 0 | 0 | 0 | 0 | 0 | 0 | 0 | 0 | 0 | 0 | 502684.763
WKM | 1 | 2015 | 2013 | 241.0809 | 88.574 | 86.2434 | 83.0791 | 35262.815 | 31436.077 | 111858.519 | 347604.436 | 0 | 0 | 0 | 0 | 0 | 0 | 0 | 0 | 0 | 0 | 494725.77
WKM | 1 | 2016 | 2014 | 225.0905 | 98.2764 | 77.9615 | 72.9451 | 35375.872 | 31871.818 | 111748.615 | 349214.176 | 0 | 0 | 0 | 0 | 0 | 0 | 0 | 0 | 0 | 0 | 496338.663
WKM | 1 | 2017 | 2015 | 218.2613 | 74.787 | 79.6427 | 82.3246 | 35375.872 | 30921.363 | 77675.742 | 285939.886 | 0 | 0 | 0 | 0 | 0 | 0 | 0 | 0 | 0 | 0 | 398991.5
WKM | 1 | 2018 | 2016 | 220.6257 | 84.7564 | 65.2063 | 62.9442 | 35375.872 | 30597.466 | 50261.016 | 154649.536 | 0 | 0 | 0 | 0 | 0 | 0 | 0 | 0 | 0 | 0 | 240286.424
WKM | 1 | 2019 | 2017 | 145.3877 | 122.7599 | 76.732 | 54.5118 | 571.451 | 30965.412 | 51923.576 | 160648.164 | 0 | 0 | 0 | 0 | 0 | 0 | 0 | 0 | 0 | 0 | 213143.191
WKM | 1 | 2020 | 2018 | 283.5983 | 134.7802 | 107.5773 | 85.5382 | 10.0409 | 30720.9528 | 49886.1526 | 153748.8485 | 0 | 0 | 0 | 0 | 0 | 0 | 0 | 0 | 0 | 0 | 203645.0421
WKM | 1 | 2021 | 2019 | 258.9509 | 117.5666 | 107.0285 | 85.0606 | 10.0409 | 31240.7628 | 50234.4857 | 154742.8429 | 0 | 0 | 0 | 0 | 0 | 0 | 0 | 0 | 0 | 0 | 204987.3696
WKM | 1 | 2022 | 2020 | 254.0914 | 117.5666 | 107.1257 | 85.1321 | 10.0409 | 31365.0774 | 50449.0845 | 155417.3311 | 0 | 0 | 0 | 0 | 0 | 0 | 0 | 0 | 0 | 0 | 205876.4566
WKM | 1 | 2023 | 2021 | 252.2415 | 117.5666 | 107.1852 | 85.1803 | 10.0409 | 31492.4825 | 50656.1476 | 156058.1081 | 0 | 0 | 0 | 0 | 0 | 0 | 0 | 0 | 0 | 0 | 206724.2966
WKM | 1 | 2024 | 2022 | 144.6622 | 144.6622 | 134.3379 | 112.3216 | 10.0409 | 30716.2603 | 49910.7051 | 154029.8901 | 0.057654 | 176.3706 | 286.0998 | 879.75 | 1342.278 | 0.048408 | 148.0841 | 240.2149 | 738.6551 | 1127.0025 | 203950.6361
WKM | 1 | 2025 | 2023 | 144.2452 | 144.2452 | 133.7158 | 111.7605 | 17.4603 | 30851.5763 | 50138.7829 | 154737.5722 | 0.099109 | 175.1218 | 284.1083 | 873.6392 | 1332.9684 | 0.078504 | 138.7129 | 225.0404 | 692.004 | 1055.8359 | 204893.8154
WKM | 1 | 2026 | 2024 | 144.5153 | 144.5153 | 132.8738 | 110.9058 | 50.1371 | 30973.828 | 50370.9452 | 155465.369 | 0.2731 | 168.7191 | 273.8474 | 842.1147 | 1284.9543 | 0.20408 | 126.0767 | 204.6347 | 629.2771 | 960.1926 | 205886.4512
WKM | 1 | 2027 | 2025 | 144.8886 | 144.8886 | 132.1241 | 110.1437 | 82.6608 | 31094.2807 | 50600.2115 | 156183.6169 | 0.43319 | 162.9536 | 264.6094 | 813.7323 | 1241.7285 | 0.30538 | 114.8759 | 186.5392 | 573.6491 | 875.3696 | 206866.4891
WKM | 1 | 2028 | 2026 | 145.3585 | 145.3585 | 131.4581 | 109.4655 | 115.0658 | 31213.0701 | 50826.8442 | 156893.1754 | 0.58163 | 157.7749 | 256.3141 | 788.2455 | 1202.9162 | 0.38682 | 104.9293 | 170.4635 | 524.2283 | 800.008 | 207835.0854
WKM | 1 | 2029 | 2027 | 145.8417 | 145.8417 | 130.7925 | 108.7877 | 147.8822 | 31332.0565 | 51054.4992 | 157606.0338 | 0.72028 | 152.6076 | 248.0305 | 762.793 | 1164.1513 | 0.45191 | 95.7479 | 155.6174 | 478.5857 | 730.4029 | 208808.4152
WKM | 1 | 2030 | 2028 | 146.3749 | 146.3749 | 130.1647 | 108.1479 | 180.8068 | 31450.4157 | 51281.494 | 158316.6645 | 0.84915 | 147.7045 | 240.1682 | 738.6344 | 1127.3563 | 0.50261 | 87.426 | 142.1552 | 437.1966 | 667.2805 | 209778.9653
WKM | 1 | 2031 | 2029 | 146.9568 | 146.9568 | 129.5731 | 107.5443 | 213.8301 | 31568.1732 | 51507.8667 | 159025.1863 | 0.969 | 143.0561 | 232.7126 | 715.7244 | 1092.4621 | 0.54109 | 79.8818 | 129.9455 | 399.6568 | 610.0252 | 210746.8831
WKM | 1 | 2032 | 2030 | 147.5375 | 147.5375 | 129.0757 | 107.0349 | 243.9481 | 31686.2552 | 51731.9006 | 159725.3974 | 1.0706 | 139.0645 | 226.3092 | 696.0471 | 1062.4914 | 0.564 | 73.2574 | 119.2169 | 366.6689 | 559.7072 | 211701.2461
WKM | 1 | 2033 | 2031 | 147.9282 | 147.9282 | 128.6403 | 106.5876 | 267.816 | 31808.6224 | 51956.4389 | 160425.8401 | 1.141 | 135.5227 | 220.6143 | 678.5447 | 1035.8228 | 0.56707 | 67.3506 | 109.6386 | 337.2159 | 514.7722 | 212650.095
WKM | 1 | 2034 | 2032 | 148.0071 | 148.0071 | 128.1594 | 106.0948 | 286.0704 | 31938.0192 | 52186.5946 | 161143.2621 | 1.1797 | 131.7013 | 214.4454 | 659.5823 | 1006.9086 | 0.55307 | 61.7467 | 100.5404 | 309.2379 | 472.078 | 213615.9271
WKM | 1 | 2035 | 2033 | 147.9261 | 147.9261 | 127.7061 | 105.6292 | 299.9592 | 32071.2146 | 52418.2897 | 161864.6609 | 1.1979 | 128.0763 | 208.5813 | 641.555 | 979.4105 | 0.52983 | 56.6483 | 92.2557 | 283.7604 | 433.1942 | 214582.9098
WKM | 1 | 2036 | 2034 | 147.7476 | 147.7476 | 127.2792 | 105.19 | 310.9145 | 32206.958 | 52650.9833 | 162588.5675 | 1.2032 | 124.6411 | 203.0161 | 624.4452 | 953.3056 | 0.50207 | 52.0084 | 84.7115 | 260.5591 | 397.7811 | 215550.4653
WKM | 1 | 2037 | 2035 | 147.5176 | 147.5176 | 126.8773 | 104.7757 | 320.0139 | 32344.3159 | 52884.297 | 163313.9722 | 1.2009 | 121.3815 | 197.7306 | 608.1943 | 928.5073 | 0.47275 | 47.7814 | 77.8359 | 239.4134 | 365.5035 | 216518.283
WKM | 1 | 2038 | 2036 | 147.265 | 147.265 | 126.4989 | 104.3849 | 327.9405 | 32482.7017 | 53118.0054 | 164040.2823 | 1.1942 | 118.2859 | 192.7075 | 592.7497 | 904.9373 | 0.44348 | 43.9272 | 71.5647 | 220.1262 | 336.0615 | 217486.2281
WKM | 1 | 2039 | 2037 | 147.0061 | 147.0061 | 126.1426 | 104.0163 | 335.093 | 32621.7829 | 53351.9949 | 164767.2095 | 1.1848 | 115.3436 | 187.9313 | 578.0638 | 882.5235 | 0.41509 | 40.4099 | 65.8406 | 202.521 | 309.1866 | 218454.2974
WKM | 1 | 2040 | 2038 | 146.7494 | 146.7494 | 125.8073 | 103.6686 | 341.6962 | 32761.3831 | 53586.2202 | 165494.6516 | 1.1738 | 112.5455 | 183.3875 | 564.0921 | 861.1989 | 0.38797 | 37.1978 | 60.6119 | 186.4398 | 284.6374 | 219422.5679
WKM | 1 | 2041 | 2039 | 146.4992 | 146.4992 | 125.4917 | 103.3406 | 347.8766 | 32901.4139 | 53820.6739 | 166222.6091 | 1.1618 | 109.883 | 179.0627 | 550.7934 | 840.901 | 0.36226 | 34.262 | 55.8326 | 171.74 | 262.1969 | 220391.1595
WKM | 1 | 2042 | 2040 | 146.2575 | 146.2575 | 125.1948 | 103.0313 | 353.7081 | 33041.8339 | 54055.3683 | 166951.1363 | 1.1491 | 107.3482 | 174.9443 | 538.1292 | 821.5709 | 0.33803 | 31.577 | 51.4608 | 158.2936 | 241.6695 | 221360.2127
WKM | 1 | 2043 | 2041 | 146.0251 | 146.0251 | 124.9154 | 102.7396 | 359.2366 | 33182.626 | 54290.3256 | 167680.3133 | 1.136 | 104.9336 | 171.0205 | 526.0632 | 803.1533 | 0.31525 | 29.1196 | 47.4591 | 145.9852 | 222.8791 | 222329.8755
WKM | 1 | 2044 | 2042 | 145.8022 | 145.8022 | 124.6526 | 102.4645 | 364.4931 | 33323.7861 | 54525.5724 | 168410.2321 | 1.1226 | 102.6324 | 167.2802 | 514.5611 | 785.5962 | 0.29389 | 26.8689 | 43.7935 | 134.7107 | 205.6669 | 223300.2975
WKM | 1 | 2045 | 2043 | 145.5887 | 145.5887 | 124.4054 | 102.2051 | 369.5006 | 33465.3161 | 54761.1371 | 169140.9887 | 1.109 | 100.438 | 163.7128 | 503.5908 | 768.8506 | 0.27389 | 24.806 | 40.4336 | 124.3761 | 189.8896 | 224271.6264
WKM | 1 | 2046 | 2044 | 145.3844 | 145.3844 | 124.173 | 101.9604 | 374.2774 | 33607.2215 | 54997.0486 | 169872.6798 | 1.0952 | 98.3444 | 160.3086 | 493.122 | 752.8702 | 0.25519 | 22.9141 | 37.3517 | 114.8967 | 175.4177 | 225244.0059
WKM | 1 | 2047 | 2045 | 145.1891 | 145.1891 | 123.9546 | 101.7298 | 378.8392 | 33749.5095 | 55233.3356 | 170605.401 | 1.0815 | 96.3456 | 157.0583 | 483.1261 | 737.6115 | 0.23772 | 21.1777 | 34.523 | 106.196 | 162.1344 | 226217.5758
WKM | 1 | 2048 | 2046 | 145.0022 | 145.0022 | 123.7493 | 101.5122 | 383.1994 | 33892.1881 | 55470.0261 | 171339.2454 | 1.0677 | 94.4364 | 153.953 | 473.5763 | 723.0335 | 0.22141 | 19.5831 | 31.9249 | 98.2045 | 149.934 | 227192.4709
WKM | 1 | 2049 | 2047 | 144.8236 | 144.8236 | 123.5564 | 101.3072 | 387.3702 | 34035.2658 | 55707.1476 | 172074.3037 | 1.0541 | 92.6117 | 150.9846 | 464.4472 | 709.0975 | 0.2062 | 18.1176 | 29.5371 | 90.8599 | 138.7208 | 228168.8215
WKM | 1 | 2050 | 2048 | 144.6528 | 144.6528 | 123.3753 | 101.1139 | 391.3627 | 34178.7514 | 55944.7266 | 172810.6638 | 1.0405 | 90.8665 | 148.1452 | 455.7149 | 695.7671 | 0.19202 | 16.77 | 27.3412 | 84.1053 | 128.4085 | 229146.7531
WKM | 1 | 2051 | 2049 | 144.4895 | 144.4895 | 123.2053 | 100.9316 | 395.1872 | 34322.6538 | 56182.7888 | 173548.4107 | 1.027 | 89.1963 | 145.4276 | 447.357 | 683.008 | 0.17881 | 15.53 | 25.3204 | 77.8894 | 118.9186 | 230126.3866