## About
This file provides a graphical summary of the CBA grid use model scenarios.
Results from the sensitivity analyses provide a more complete set of results, but this file helps to illustrate how overall model results arise and competing effects captured in the model.
There are 5 summary sheets of charts:
Wholesale price indices
Wholesale energy price indices
Welfare changes
Demand MWh
Generation investment

## Wholesale price indices
Prices faced by consumers, indices based on 2017 expenditure shares
Average prices across (1) all times of use and (2) peak and (3) off-peak prices
Summary:
- The proposal causes a reduction in average prices - as shown by the price index.
- The price reduction is a result of reallocation (spreading) of interconnection costs, plus the proposal bringing forward generation investment. This can be seen in the fact that prices spike later under the proposal and at lower levels.
- The alternative is notable for not displaying the shift in pricing dynamics - ie. Investment is not shifted forward in the near term.
- Prices generally spike in the mid-to-late 2020s as a result of rising wholesale gas prices and the closure of Huntly generation plant (500MW in 2024 and 50MW in 2028).
- Under the future only scenario prices do not spike high at all, relative to other scenarios, due to supression of demand because of a larger increase in interconnection charges on load customers.
- Under the proposal load customers' interconnection charges increase by $300 - $400m (present value). Under the Future only scenario load customer charges increase by approximately $1 billion (present value).
- Prices outside peak periods increase, at least short term, due to the temporal reallocation of interconnection charges across all time periods (modelled as a MWh charge).
- Despite the increase in charges due to increased transmission charges, prices during shoulder periods are at times lower than under the proposal. This reflects changes in energy prices ascoiated with generation investment.
Time axis -shortened
| Central - price index | [6 empty] | Alternative - price index | [6 empty] | Future only - price index | [5 empty] | High generation costs - price index | [6 empty] | Low generation costs - price index | [6 empty] | Implementation in 2024 - price index |  | High battery cost - price index | Double demand growth - price index | Half demand growth - price index | No decommissioning - price index | HVDC only - price index | Central - price index | High generation costs - price index | Low generation costs - price index
| Wholesale price index, inclusive of interconnection costs | [6 empty] | Wholesale price index, inclusive of interconnection costs | [6 empty] | Wholesale price index, inclusive of interconnection costs | [5 empty] | Wholesale price index, inclusive of interconnection costs | [6 empty] | Wholesale price index, inclusive of interconnection costs | [6 empty] | Wholesale price index, inclusive of interconnection costs |  | Wholesale price index, inclusive of interconnection costs | Wholesale price index, inclusive of interconnection costs | Wholesale price index, inclusive of interconnection costs | Wholesale price index, inclusive of interconnection costs | Wholesale price index, inclusive of interconnection costs | Wholesale price index, inclusive of interconnection costs | Wholesale price index, inclusive of interconnection costs | Wholesale price index, inclusive of interconnection costs
| Central - peak price index | [6 empty] | Alternative - peak price index | [6 empty] | Future only - peak price index | [5 empty] | High generation costs - peak price index | [6 empty] | Low generation costs - peak price index | [6 empty] | Implementation in 2024 - peak price index |  | High battery cost - peak price index | Double demand growth - peak price index | Half demand growth - peak price index | No decommissioning - peak price index | HVDC only - peak price index
| Wholesale price index, inclusive of interconnection costs | [6 empty] | Wholesale price index, inclusive of interconnection costs | [6 empty] | Wholesale price index, inclusive of interconnection costs | [5 empty] | Wholesale price index, inclusive of interconnection costs | [6 empty] | Wholesale price index, inclusive of interconnection costs | [6 empty] | Wholesale price index, inclusive of interconnection costs |  | Wholesale price index, inclusive of interconnection costs | Wholesale price index, inclusive of interconnection costs | Wholesale price index, inclusive of interconnection costs | Wholesale price index, inclusive of interconnection costs | Wholesale price index, inclusive of interconnection costs
| Central - off-peak price index | [6 empty] | Alternative - off-peak price index | [6 empty] | Future only - off-peak price index | [5 empty] | High generation costs - off-peak price index | [6 empty] | Low generation costs - off-peak price index | [6 empty] | Implementation in 2024 - off-peak price index |  | High battery cost - off-peak price index | Double demand growth - off-peak price index | Half demand growth - off-peak price index | No decommissioning - off-peak price index | HVDC only - off-peak price index
| Wholesale price index, inclusive of interconnection costs | [6 empty] | Wholesale price index, inclusive of interconnection costs | [6 empty] | Wholesale price index, inclusive of interconnection costs | [5 empty] | Wholesale price index, inclusive of interconnection costs | [6 empty] | Wholesale price index, inclusive of interconnection costs | [6 empty] | Wholesale price index, inclusive of interconnection costs |  | Wholesale price index, inclusive of interconnection costs | Wholesale price index, inclusive of interconnection costs | Wholesale price index, inclusive of interconnection costs | Wholesale price index, inclusive of interconnection costs | Wholesale price index, inclusive of interconnection costs
| Central - shoulder price index | [6 empty] | Alternative - shoulder price index | [6 empty] | Future only - shoulder price index | [5 empty] | High generation costs - shoulder price index | [6 empty] | Low generation costs - shoulder price index | [6 empty] | Implementation in 2024 - shoulder price index |  | High battery cost - shoulder price index | Double demand growth - shoulder price index | Half demand growth - shoulder price index | No decommissioning - shoulder price index | HVDC only - shoulder price index
| Wholesale price index, inclusive of interconnection costs | [6 empty] | Wholesale price index, inclusive of interconnection costs | [6 empty] | Wholesale price index, inclusive of interconnection costs | [5 empty] | Wholesale price index, inclusive of interconnection costs | [6 empty] | Wholesale price index, inclusive of interconnection costs | [6 empty] | Wholesale price index, inclusive of interconnection costs |  | Wholesale price index, inclusive of interconnection costs | Wholesale price index, inclusive of interconnection costs | Wholesale price index, inclusive of interconnection costs | Wholesale price index, inclusive of interconnection costs | Wholesale price index, inclusive of interconnection costs
Prices over all periods
| Alternative |  | Alternative_Double_demand |  | Alternative_Half_demand |  | Alternative_High_battery_cost |  | Alternative_High_generation_cost |  | Alternative_Low_battery_cost |  | Alternative_Low_generation_cost |  | Central |  | Double_demand |  | Future_only |  | Half_demand |  | High_battery_cost |  | High_generation_cost |  | Implementation_in_2024 |  | Low_battery_cost |  | Low_generation_cost |  | No_decommissioning |  | HVDC only
Row Labels | Sum of Baseline_price | Sum of Proposal_price | Sum of Baseline_price | Sum of Proposal_price | Sum of Baseline_price | Sum of Proposal_price | Sum of Baseline_price | Sum of Proposal_price | Sum of Baseline_price | Sum of Proposal_price | Sum of Baseline_price | Sum of Proposal_price | Sum of Baseline_price | Sum of Proposal_price | Sum of Baseline_price | Sum of Proposal_price | Sum of Baseline_price | Sum of Proposal_price | Sum of Baseline_price | Sum of Proposal_price | Sum of Baseline_price | Sum of Proposal_price | Sum of Baseline_price | Sum of Proposal_price | Sum of Baseline_price | Sum of Proposal_price | Sum of Baseline_price | Sum of Proposal_price | Sum of Baseline_price | Sum of Proposal_price | Sum of Baseline_price | Sum of Proposal_price | Sum of Baseline_price | Sum of Proposal_price | Sum of Baseline_price | Sum of Proposal_price
2008 | 222.835 | 222.835 | 222.835 | 222.835 | 222.835 | 222.835 | 222.835 | 222.835 | 222.835 | 222.835 | 222.835 | 222.835 | 222.835 | 222.835 | 222.835 | 222.835 | 222.835 | 222.835 | 222.835 | 222.835 | 222.835 | 222.835 | 222.835 | 222.835 | 222.835 | 222.835 | 222.835 | 222.835 | 222.835 | 222.835 | 222.835 | 222.835 | 222.835 | 222.835 | 222.835 | 222.835
2009 | 98.4761 | 98.4761 | 98.4761 | 98.4761 | 98.4761 | 98.4761 | 98.4761 | 98.4761 | 98.4761 | 98.4761 | 98.4761 | 98.4761 | 98.4761 | 98.4761 | 98.4761 | 98.4761 | 98.4761 | 98.4761 | 98.4761 | 98.4761 | 98.4761 | 98.4761 | 98.4761 | 98.4761 | 98.4761 | 98.4761 | 98.4761 | 98.4761 | 98.4761 | 98.4761 | 98.4761 | 98.4761 | 98.4761 | 98.4761 | 98.4761 | 98.4761
2010 | 115.9474 | 115.9474 | 115.9474 | 115.9474 | 115.9474 | 115.9474 | 115.9474 | 115.9474 | 115.9474 | 115.9474 | 115.9474 | 115.9474 | 115.9474 | 115.9474 | 115.9474 | 115.9474 | 115.9474 | 115.9474 | 115.9474 | 115.9474 | 115.9474 | 115.9474 | 115.9474 | 115.9474 | 115.9474 | 115.9474 | 115.9474 | 115.9474 | 115.9474 | 115.9474 | 115.9474 | 115.9474 | 115.9474 | 115.9474 | 115.9474 | 115.9474
2011 | 101.3344 | 101.3344 | 101.3344 | 101.3344 | 101.3344 | 101.3344 | 101.3344 | 101.3344 | 101.3344 | 101.3344 | 101.3344 | 101.3344 | 101.3344 | 101.3344 | 101.3344 | 101.3344 | 101.3344 | 101.3344 | 101.3344 | 101.3344 | 101.3344 | 101.3344 | 101.3344 | 101.3344 | 101.3344 | 101.3344 | 101.3344 | 101.3344 | 101.3344 | 101.3344 | 101.3344 | 101.3344 | 101.3344 | 101.3344 | 101.3344 | 101.3344
2012 | 153.4623 | 153.4623 | 153.4623 | 153.4623 | 153.4623 | 153.4623 | 153.4623 | 153.4623 | 153.4623 | 153.4623 | 153.4623 | 153.4623 | 153.4623 | 153.4623 | 153.4623 | 153.4623 | 153.4623 | 153.4623 | 153.4623 | 153.4623 | 153.4623 | 153.4623 | 153.4623 | 153.4623 | 153.4623 | 153.4623 | 153.4623 | 153.4623 | 153.4623 | 153.4623 | 153.4623 | 153.4623 | 153.4623 | 153.4623 | 153.4623 | 153.4623
2013 | 128.9149 | 128.9149 | 128.9149 | 128.9149 | 128.9149 | 128.9149 | 128.9149 | 128.9149 | 128.9149 | 128.9149 | 128.9149 | 128.9149 | 128.9149 | 128.9149 | 128.9149 | 128.9149 | 128.9149 | 128.9149 | 128.9149 | 128.9149 | 128.9149 | 128.9149 | 128.9149 | 128.9149 | 128.9149 | 128.9149 | 128.9149 | 128.9149 | 128.9149 | 128.9149 | 128.9149 | 128.9149 | 128.9149 | 128.9149 | 128.9149 | 128.9149
2014 | 124.2496 | 124.2496 | 124.2496 | 124.2496 | 124.2496 | 124.2496 | 124.2496 | 124.2496 | 124.2496 | 124.2496 | 124.2496 | 124.2496 | 124.2496 | 124.2496 | 124.2496 | 124.2496 | 124.2496 | 124.2496 | 124.2496 | 124.2496 | 124.2496 | 124.2496 | 124.2496 | 124.2496 | 124.2496 | 124.2496 | 124.2496 | 124.2496 | 124.2496 | 124.2496 | 124.2496 | 124.2496 | 124.2496 | 124.2496 | 124.2496 | 124.2496
2015 | 126.5799 | 126.5799 | 126.5799 | 126.5799 | 126.5799 | 126.5799 | 126.5799 | 126.5799 | 126.5799 | 126.5799 | 126.5799 | 126.5799 | 126.5799 | 126.5799 | 126.5799 | 126.5799 | 126.5799 | 126.5799 | 126.5799 | 126.5799 | 126.5799 | 126.5799 | 126.5799 | 126.5799 | 126.5799 | 126.5799 | 126.5799 | 126.5799 | 126.5799 | 126.5799 | 126.5799 | 126.5799 | 126.5799 | 126.5799 | 126.5799 | 126.5799
2016 | 118.9116 | 118.9116 | 118.9116 | 118.9116 | 118.9116 | 118.9116 | 118.9116 | 118.9116 | 118.9116 | 118.9116 | 118.9116 | 118.9116 | 118.9116 | 118.9116 | 118.9116 | 118.9116 | 118.9116 | 118.9116 | 118.9116 | 118.9116 | 118.9116 | 118.9116 | 118.9116 | 118.9116 | 118.9116 | 118.9116 | 118.9116 | 118.9116 | 118.9116 | 118.9116 | 118.9116 | 118.9116 | 118.9116 | 118.9116 | 118.9116 | 118.9116
2017 | 135.3876 | 135.3876 | 135.3876 | 135.3876 | 135.3876 | 135.3876 | 135.3876 | 135.3876 | 135.3876 | 135.3876 | 135.3876 | 135.3876 | 135.3876 | 135.3876 | 135.3876 | 135.3876 | 135.3876 | 135.3876 | 135.3876 | 135.3876 | 135.3876 | 135.3876 | 135.3876 | 135.3876 | 135.3876 | 135.3876 | 135.3876 | 135.3876 | 135.3876 | 135.3876 | 135.3876 | 135.3876 | 135.3876 | 135.3876 | 135.3876 | 135.3876
2018 | 135.7799 | 135.7799 | 136.1262 | 136.1262 | 135.8073 | 135.8073 | 135.7799 | 135.7799 | 135.7799 | 135.7799 | 135.7799 | 135.7799 | 135.7799 | 135.7799 | 135.7799 | 135.7799 | 136.1262 | 136.1262 | 135.7799 | 135.7799 | 135.8073 | 135.8073 | 135.7799 | 135.7799 | 135.7799 | 135.7799 | 135.7799 | 135.7799 | 135.7799 | 135.7799 | 135.7799 | 135.7799 | 135.7799 | 135.7799 | 135.7799 | 135.7799
2019 | 156.9148 | 156.9148 | 159.4448 | 159.4448 | 156.9606 | 156.9606 | 156.9148 | 156.9148 | 156.7953 | 156.7953 | 156.9148 | 156.9148 | 157.0416 | 157.0416 | 156.9148 | 156.9148 | 159.4448 | 159.4448 | 156.9148 | 156.9148 | 156.9606 | 156.9606 | 156.9148 | 156.9148 | 156.7953 | 156.7953 | 156.9148 | 156.9148 | 156.9148 | 156.9148 | 157.0416 | 157.0416 | 156.9148 | 156.9148 | 156.9148 | 156.9148
2020 | 163.0006 | 163.0006 | 163.1603 | 163.1603 | 162.178 | 162.178 | 163.0006 | 163.0006 | 163.14 | 163.14 | 163.0006 | 163.0006 | 162.8557 | 162.8557 | 163.0006 | 163.0006 | 163.1603 | 163.1603 | 163.0006 | 163.0006 | 162.178 | 162.178 | 163.0006 | 163.0006 | 163.14 | 163.14 | 163.0006 | 163.0006 | 163.0006 | 163.0006 | 162.8557 | 162.8557 | 163.0006 | 163.0006 | 163.0006 | 163.0006
2021 | 163.62 | 163.62 | 163.657 | 163.657 | 163.6951 | 163.6951 | 163.62 | 163.62 | 163.7699 | 163.7699 | 163.62 | 163.62 | 163.4658 | 163.4658 | 163.62 | 163.62 | 163.657 | 163.657 | 163.62 | 163.62 | 163.6951 | 163.6951 | 163.62 | 163.62 | 163.7699 | 163.7699 | 163.62 | 163.62 | 163.62 | 163.62 | 163.4658 | 163.4658 | 163.62 | 163.62 | 163.62 | 163.62
2022 | 165.9922 | 141.2672 | 169.8035 | 139.3478 | 164.228 | 133.6358 | 165.9913 | 135.4571 | 164.705 | 134.1489 | 165.9932 | 135.457 | 165.7673 | 135.2297 | 165.9922 | 141.9824 | 169.8035 | 142.3417 | 165.9922 | 143.749 | 164.228 | 141.9119 | 165.9913 | 141.9824 | 164.705 | 142.2515 | 165.9922 | 165.9913 | 165.9932 | 141.9824 | 165.7673 | 141.7951 | 165.9922 | 141.9824 | 165.9922 | 142.5036
2023 | 167.6937 | 144.8714 | 176.5639 | 145.9836 | 165.1498 | 134.346 | 167.689 | 136.9867 | 167.9096 | 137.1724 | 167.6936 | 136.9863 | 167.3758 | 136.6941 | 167.6937 | 143.0253 | 176.5639 | 145.8572 | 167.6937 | 144.4774 | 165.1498 | 141.9268 | 167.689 | 143.0253 | 167.9096 | 143.0148 | 167.6937 | 167.689 | 167.6936 | 143.0253 | 167.3758 | 139.6849 | 167.6937 | 143.0253 | 167.6937 | 143.5254
2024 | 184.1847 | 166.45 | 189.4317 | 158.7345 | 179.7149 | 148.7214 | 184.1777 | 153.3444 | 180.858 | 153.3103 | 184.1847 | 153.344 | 184.1589 | 153.3403 | 184.1847 | 154.4661 | 189.4317 | 169.6864 | 184.1847 | 156.0797 | 179.7149 | 152.3003 | 184.1777 | 154.4661 | 180.858 | 156.7727 | 184.1847 | 155.4944 | 184.1847 | 154.4661 | 184.1589 | 149.3326 | 184.1847 | 154.4661 | 184.1847 | 154.9502
2025 | 230.9063 | 207.8292 | 232.0052 | 200.9311 | 226.9508 | 195.5851 | 230.8979 | 199.9089 | 230.954 | 199.9111 | 230.9073 | 199.9085 | 230.6469 | 199.7372 | 230.9063 | 199.8132 | 232.0052 | 232.618 | 230.9063 | 201.3312 | 226.9508 | 199.4926 | 230.8979 | 199.8132 | 230.954 | 200.2841 | 230.9063 | 199.9661 | 230.9073 | 199.8132 | 230.6469 | 199.4956 | 188.0319 | 166.43 | 230.9063 | 200.274
2026 | 235.6647 | 235.6066 | 236.9874 | 205.2823 | 234.4325 | 202.8907 | 235.6539 | 204.2725 | 236.6812 | 205.1788 | 235.6653 | 204.2719 | 234.667 | 203.3234 | 235.6647 | 211.6817 | 236.9874 | 238.072 | 235.6647 | 213.1134 | 234.4325 | 203.4285 | 235.6539 | 211.6817 | 236.6812 | 211.6821 | 235.6647 | 215.9717 | 235.6653 | 211.6817 | 234.667 | 203.2483 | 195.1365 | 177.3185 | 235.6647 | 212.1154
2027 | 246.3211 | 239.89 | 277.2498 | 245.7245 | 238.3715 | 210.343 | 246.3077 | 218.9428 | 250.5201 | 219.2043 | 246.3217 | 218.9422 | 245.3353 | 217.939 | 246.3211 | 210.7474 | 277.2498 | 239.8655 | 246.3211 | 237.1642 | 238.3715 | 203.599 | 246.3077 | 210.7474 | 250.5201 | 235.807 | 246.3211 | 211.2011 | 246.3217 | 210.7474 | 245.3353 | 206.2642 | 212.7691 | 201.5347 | 246.3211 | 211.1643
2028 | 273.8666 | 239.9449 | 281.383 | 249.3001 | 246.6331 | 212.8889 | 273.8438 | 241.6885 | 255.365 | 242.3398 | 273.8673 | 241.6878 | 204.0183 | 171.8126 | 273.8666 | 216.5697 | 281.383 | 237.4364 | 273.8666 | 190.4118 | 246.6331 | 211.2277 | 273.8438 | 216.5697 | 255.365 | 312.4641 | 273.8666 | 216.7381 | 273.8673 | 216.5697 | 204.0183 | 216.0878 | 217.6057 | 202.7691 | 273.8666 | 216.9664
2029 | 362.7102 | 321.4082 | 239.9158 | 206.8489 | 279.2158 | 245.0792 | 362.6645 | 326.6766 | 286.3311 | 327.7616 | 362.7129 | 326.6758 | 210.5202 | 177.4869 | 362.7102 | 237.1871 | 239.9158 | 167.4026 | 362.7102 | 201.3139 | 279.2158 | 236.8994 | 362.6645 | 237.1871 | 286.3311 | 320.0677 | 362.7102 | 238.8169 | 362.7129 | 237.1871 | 210.5202 | 237.0858 | 230.6846 | 203.7837 | 362.7102 | 237.5655
2030 | 244.6783 | 213.0738 | 221.1084 | 186.8871 | 287.5891 | 249.6613 | 245.0641 | 211.4624 | 295.2576 | 356.675 | 244.6798 | 211.4612 | 229.1228 | 201.8843 | 244.6783 | 242.9788 | 221.1084 | 152.201 | 244.6783 | 205.3533 | 287.5891 | 315.6434 | 245.0641 | 242.9788 | 295.2576 | 339.7164 | 244.6783 | 242.8887 | 244.6798 | 242.9788 | 229.1228 | 156.6355 | 240.2925 | 204.6634 | 244.6783 | 243.3388
2031 | 220.3218 | 202.539 | 237.6638 | 203.03 | 221.5189 | 331.2508 | 220.2435 | 188.7861 | 374.472 | 364.3884 | 220.3338 | 188.7852 | 223.7263 | 203.3917 | 220.3218 | 323.1864 | 237.6638 | 161.6692 | 220.3218 | 205.4549 | 221.5189 | 203.2867 | 220.2435 | 323.1864 | 374.472 | 354.4765 | 220.3218 | 323.0999 | 220.3338 | 323.1864 | 223.7263 | 149.8187 | 245.5874 | 213.1709 | 220.3218 | 323.531
2032 | 204.15 | 180.8071 | 241.0115 | 207.0462 | 217.421 | 211.334 | 207.0636 | 180.2994 | 396.8218 | 438.4516 | 203.9778 | 180.2989 | 211.7099 | 190.7697 | 204.15 | 208.4399 | 241.0115 | 180.0811 | 204.15 | 202.3542 | 217.421 | 179.0521 | 207.0636 | 208.4399 | 396.8218 | 216.4601 | 204.15 | 210.3934 | 203.9778 | 208.4399 | 211.7099 | 152.1882 | 257.3027 | 238.6418 | 204.15 | 208.7671
2033 | 222.454 | 197.3071 | 241.0313 | 206.5999 | 237.7459 | 194.1407 | 222.8901 | 191.7062 | 408.7195 | 262.0842 | 222.65 | 191.7057 | 223.7529 | 204.2219 | 222.454 | 193.1891 | 241.0313 | 203.4543 | 222.454 | 206.034 | 237.7459 | 199.8421 | 222.8901 | 193.1891 | 408.7195 | 205.4083 | 222.454 | 193.1216 | 222.65 | 193.1891 | 223.7529 | 174.8185 | 294.3183 | 245.4158 | 222.454 | 193.5
2034 | 238.2039 | 204.0118 | 213.0911 | 189.2119 | 240.5408 | 177.4944 | 238.2071 | 204.0114 | 303.5134 | 227.8382 | 238.2122 | 204.0108 | 211.6154 | 196.046 | 238.2039 | 204.2648 | 213.0911 | 196.1324 | 238.2039 | 197.9214 | 240.5408 | 204.7681 | 238.2071 | 204.2648 | 303.5134 | 206.0094 | 238.2039 | 204.5287 | 238.2122 | 204.2648 | 211.6154 | 187.7985 | 243.3741 | 182.4538 | 238.2039 | 204.565
2035 | 228.4282 | 196.286 | 226.6637 | 200.9769 | 241.5424 | 190.9972 | 235.5374 | 199.6672 | 264.658 | 247.379 | 228.4363 | 199.6666 | 212.8257 | 197.4642 | 228.4282 | 197.3423 | 226.6637 | 201.1401 | 228.4282 | 198.1754 | 241.5424 | 197.8224 | 235.5374 | 197.3423 | 264.658 | 219.1009 | 228.4282 | 197.0323 | 228.4363 | 197.3423 | 212.8257 | 174.6187 | 242.0196 | 189.0938 | 228.4282 | 197.6279
2036 | 240.2091 | 198.4351 | 239.1081 | 204.6598 | 209.7875 | 204.0425 | 240.2259 | 204.5252 | 234.7187 | 255.8403 | 240.2175 | 204.5245 | 238.4961 | 204.7896 | 240.2091 | 197.9232 | 239.1081 | 217.2831 | 240.2091 | 214.238 | 209.7875 | 197.9461 | 240.2259 | 197.9232 | 234.7187 | 202.6416 | 240.2091 | 199.039 | 240.2175 | 197.9232 | 238.4961 | 175.801 | 241.7498 | 200.938 | 240.2091 | 198.1946
2037 | 240.2788 | 211.6634 | 240.3972 | 217.498 | 210.0705 | 193.2679 | 240.3739 | 212.99 | 240.1518 | 338.7104 | 240.2862 | 212.989 | 239.8248 | 190.135 | 240.2788 | 202.0172 | 240.3972 | 212.7487 | 240.2788 | 239.2043 | 210.0705 | 209.7682 | 240.3739 | 202.0172 | 240.1518 | 211.6374 | 240.2788 | 203.9647 | 240.2862 | 202.0172 | 239.8248 | 194.8833 | 242.1183 | 206.5795 | 240.2788 | 202.2764
2038 | 234.4214 | 237.7718 | 238.4697 | 203.2583 | 230.3087 | 204.4482 | 253.5986 | 223.5256 | 241.1031 | 343.7404 | 234.4299 | 223.5241 | 232.747 | 190.1136 | 234.4214 | 219.7531 | 238.4697 | 218.5904 | 234.4214 | 234.2187 | 230.3087 | 224.1203 | 253.5986 | 219.7531 | 241.1031 | 238.5334 | 234.4214 | 220.366 | 234.4299 | 219.7531 | 232.747 | 189.4589 | 228.2174 | 202.8103 | 234.4214 | 220
2039 | 237.6469 | 238.9036 | 240.3457 | 211.4844 | 240.5978 | 205.3201 | 238.512 | 202.2924 | 250.297 | 228.5915 | 237.6543 | 202.2906 | 208.8598 | 204.4427 | 237.6469 | 213.6893 | 240.3457 | 239.6989 | 237.6469 | 223.7749 | 240.5978 | 214.0477 | 238.512 | 213.6893 | 250.297 | 240.4281 | 237.6469 | 213.667 | 237.6543 | 213.6893 | 208.8598 | 194.6391 | 237.4569 | 204.7169 | 237.6469 | 213.9243
2040 | 253.0471 | 213.4636 | 264.1792 | 237.6546 | 241.6983 | 214.0687 | 249.7687 | 213.3039 | 273.9926 | 218.821 | 248.8936 | 213.302 | 214.7331 | 189.4777 | 253.0471 | 232.8846 | 264.1792 | 242.6824 | 253.0471 | 239.8954 | 241.6983 | 236.333 | 249.7687 | 232.8846 | 273.9926 | 241.8111 | 253.0471 | 233.3454 | 248.8936 | 232.8846 | 214.7331 | 210.0121 | 240.846 | 203.0736 | 253.0471 | 233.108
2041 | 273.7002 | 232.6811 | 274.8985 | 314.6693 | 235.1486 | 234.3678 | 272.9727 | 237.5932 | 252.1197 | 238.845 | 273.6339 | 237.4706 | 225.6379 | 198.451 | 273.7002 | 240.3839 | 274.8985 | 238.8008 | 273.7002 | 243.5572 | 235.1486 | 239.8755 | 272.9727 | 240.3839 | 252.1197 | 240.6321 | 273.7002 | 240.3204 | 273.6339 | 240.3839 | 225.6379 | 191.1843 | 237.5906 | 209.3654 | 273.7002 | 240.5876
2042 | 275.6829 | 239.1663 | 257.8682 | 319.6368 | 239.6784 | 215.6764 | 349.3002 | 241.4878 | 255.8607 | 242.0917 | 275.5544 | 241.4915 | 234.9702 | 223.3869 | 275.6829 | 222.0805 | 257.8682 | 242.8637 | 275.6829 | 232.9085 | 239.6784 | 220.7522 | 349.3002 | 222.0805 | 255.8607 | 243.485 | 275.6829 | 222.0198 | 275.5544 | 222.0805 | 234.9702 | 198.3549 | 240.6087 | 228.9801 | 275.6829 | 243.5715
2043 | 269.4895 | 225.0955 | 274.8779 | 235.4336 | 249.7778 | 220.0741 | 354.2157 | 314.8912 | 275.706 | 220.1966 | 269.5084 | 314.8923 | 250.3466 | 229.5165 | 269.4895 | 227.1761 | 274.8779 | 316.0002 | 269.4895 | 230.6774 | 249.7778 | 226.7568 | 354.2157 | 227.1761 | 275.706 | 316.2476 | 269.4895 | 228.0683 | 269.5084 | 227.1761 | 250.3466 | 224.8002 | 247.7309 | 240.6343 | 269.4895 | 316.4719
2044 | 275.2816 | 227.7824 | 350.4013 | 233.1052 | 274.7549 | 238.9434 | 270.506 | 319.1268 | 294.3095 | 238.9831 | 274.9018 | 319.1288 | 269.6393 | 205.022 | 275.2816 | 234.5408 | 350.4013 | 314.2749 | 275.2816 | 311.7051 | 274.7549 | 237.6509 | 270.506 | 234.5408 | 294.3095 | 320.9714 | 275.2816 | 237.8119 | 274.9018 | 234.5408 | 269.6393 | 223.192 | 273.0572 | 239.5021 | 275.2816 | 321.1916
2045 | 278.173 | 307.5796 | 347.824 | 303.8893 | 275.8565 | 233.1146 | 265.4609 | 235.1302 | 279.4485 | 247.0869 | 278.1639 | 235.1315 | 232.6304 | 222.5188 | 278.173 | 228.9647 | 347.824 | 236.3457 | 278.173 | 307.7084 | 275.8565 | 226.7552 | 265.4609 | 228.9647 | 279.4485 | 338.5832 | 278.173 | 228.9932 | 278.1639 | 228.9647 | 232.6304 | 225.2468 | 274.3723 | 241.9086 | 278.173 | 240.1043
2046 | 351.534 | 334.3583 | 272.1101 | 309.0447 | 256.6189 | 235.2689 | 340.0666 | 214.3591 | 293.5092 | 236.8791 | 267.1918 | 214.3713 | 240.7367 | 226.7288 | 351.534 | 227.7241 | 272.1101 | 229.407 | 351.534 | 312.2844 | 256.6189 | 227.3066 | 340.0666 | 227.7241 | 293.5092 | 333.1152 | 351.534 | 228.3111 | 267.1918 | 227.7241 | 240.7367 | 229.2524 | 275.6256 | 232.0939 | 351.534 | 232.2537
2047 | 347.0625 | 312.0728 | 269.8497 | 312.3958 | 275.2367 | 314.3991 | 363.679 | 228.2825 | 355.2194 | 237.6134 | 269.8509 | 228.2804 | 262.2514 | 228.8994 | 347.0625 | 230.6389 | 269.8497 | 305.9479 | 347.0625 | 332.1249 | 275.2367 | 242.3682 | 363.679 | 230.6389 | 355.2194 | 312.7935 | 347.0625 | 231.4252 | 269.8509 | 230.6389 | 262.2514 | 302.7814 | 266.5201 | 239.1896 | 347.0625 | 305.4358
2048 | 271.2506 | 310.8896 | 340.0859 | 330.4369 | 298.2116 | 310.1135 | 349.7356 | 234.8897 | 385.787 | 266.0463 | 291.2645 | 234.8875 | 340.7352 | 305.5572 | 271.2506 | 308.2099 | 340.0859 | 330.0208 | 271.2506 | 312.7978 | 298.2116 | 309.6477 | 349.7356 | 308.2103 | 385.787 | 312.2428 | 271.2506 | 308.8041 | 291.2645 | 308.2094 | 340.7352 | 307.0141 | 268.5953 | 228.4779 | 271.2506 | 307.2214
2049 | 267.0171 | 330.3686 | 364.27 | 330.6107 | 270.5717 | 313.022 | 362.9945 | 308.903 | 357.8187 | 319.1116 | 268.021 | 308.9004 | 342.1736 | 306.6965 | 267.0171 | 309.1236 | 364.27 | 262.8614 | 267.0171 | 327.0454 | 270.5717 | 307.1058 | 362.9945 | 309.1254 | 357.8187 | 328.8296 | 267.0171 | 308.6727 | 268.021 | 309.1236 | 342.1736 | 325.2401 | 264.1122 | 246.4246 | 267.0171 | 311.4999
Peak period prices
| Alternative |  | Alternative_Double_demand |  | Alternative_Half_demand |  | Alternative_High_battery_cost |  | Alternative_High_generation_cost |  | Alternative_Low_battery_cost |  | Alternative_Low_generation_cost |  | Central |  | Double_demand |  | Future_only |  | Half_demand |  | High_battery_cost |  | High_generation_cost |  | Implementation_in_2024 |  | Low_battery_cost |  | Low_generation_cost |  | No_decommissioning |  | HVDC_only
Row Labels | Sum of Baseline_peak_price | Sum of Proposal_peak_price | Sum of Baseline_peak_price | Sum of Proposal_peak_price | Sum of Baseline_peak_price | Sum of Proposal_peak_price | Sum of Baseline_peak_price | Sum of Proposal_peak_price | Sum of Baseline_peak_price | Sum of Proposal_peak_price | Sum of Baseline_peak_price | Sum of Proposal_peak_price | Sum of Baseline_peak_price | Sum of Proposal_peak_price | Sum of Baseline_peak_price | Sum of Proposal_peak_price | Sum of Baseline_peak_price | Sum of Proposal_peak_price | Sum of Baseline_peak_price | Sum of Proposal_peak_price | Sum of Baseline_peak_price | Sum of Proposal_peak_price | Sum of Baseline_peak_price | Sum of Proposal_peak_price | Sum of Baseline_peak_price | Sum of Proposal_peak_price | Sum of Baseline_peak_price | Sum of Proposal_peak_price | Sum of Baseline_peak_price | Sum of Proposal_peak_price | Sum of Baseline_peak_price | Sum of Proposal_peak_price | Sum of Baseline_peak_price | Sum of Proposal_peak_price | Sum of Baseline_off_peak_price | Sum of Proposal_price
2008 | 355.9702 | 355.9702 | 355.9702 | 355.9702 | 355.9702 | 355.9702 | 355.9702 | 355.9702 | 355.9702 | 355.9702 | 355.9702 | 355.9702 | 355.9702 | 355.9702 | 355.9702 | 355.9702 | 355.9702 | 355.9702 | 355.9702 | 355.9702 | 355.9702 | 355.9702 | 355.9702 | 355.9702 | 355.9702 | 355.9702 | 355.9702 | 355.9702 | 355.9702 | 355.9702 | 355.9702 | 355.9702 | 355.9702 | 355.9702 | 355.9702 | 355.9702
2009 | 195.022 | 195.022 | 195.022 | 195.022 | 195.022 | 195.022 | 195.022 | 195.022 | 195.022 | 195.022 | 195.022 | 195.022 | 195.022 | 195.022 | 195.022 | 195.022 | 195.022 | 195.022 | 195.022 | 195.022 | 195.022 | 195.022 | 195.022 | 195.022 | 195.022 | 195.022 | 195.022 | 195.022 | 195.022 | 195.022 | 195.022 | 195.022 | 195.022 | 195.022 | 195.022 | 195.022
2010 | 201.1316 | 201.1316 | 201.1316 | 201.1316 | 201.1316 | 201.1316 | 201.1316 | 201.1316 | 201.1316 | 201.1316 | 201.1316 | 201.1316 | 201.1316 | 201.1316 | 201.1316 | 201.1316 | 201.1316 | 201.1316 | 201.1316 | 201.1316 | 201.1316 | 201.1316 | 201.1316 | 201.1316 | 201.1316 | 201.1316 | 201.1316 | 201.1316 | 201.1316 | 201.1316 | 201.1316 | 201.1316 | 201.1316 | 201.1316 | 201.1316 | 201.1316
2011 | 181.5052 | 181.5052 | 181.5052 | 181.5052 | 181.5052 | 181.5052 | 181.5052 | 181.5052 | 181.5052 | 181.5052 | 181.5052 | 181.5052 | 181.5052 | 181.5052 | 181.5052 | 181.5052 | 181.5052 | 181.5052 | 181.5052 | 181.5052 | 181.5052 | 181.5052 | 181.5052 | 181.5052 | 181.5052 | 181.5052 | 181.5052 | 181.5052 | 181.5052 | 181.5052 | 181.5052 | 181.5052 | 181.5052 | 181.5052 | 181.5052 | 181.5052
2012 | 242.8116 | 242.8116 | 242.8116 | 242.8116 | 242.8116 | 242.8116 | 242.8116 | 242.8116 | 242.8116 | 242.8116 | 242.8116 | 242.8116 | 242.8116 | 242.8116 | 242.8116 | 242.8116 | 242.8116 | 242.8116 | 242.8116 | 242.8116 | 242.8116 | 242.8116 | 242.8116 | 242.8116 | 242.8116 | 242.8116 | 242.8116 | 242.8116 | 242.8116 | 242.8116 | 242.8116 | 242.8116 | 242.8116 | 242.8116 | 242.8116 | 242.8116
2013 | 224.721 | 224.721 | 224.721 | 224.721 | 224.721 | 224.721 | 224.721 | 224.721 | 224.721 | 224.721 | 224.721 | 224.721 | 224.721 | 224.721 | 224.721 | 224.721 | 224.721 | 224.721 | 224.721 | 224.721 | 224.721 | 224.721 | 224.721 | 224.721 | 224.721 | 224.721 | 224.721 | 224.721 | 224.721 | 224.721 | 224.721 | 224.721 | 224.721 | 224.721 | 224.721 | 224.721
2014 | 221.5562 | 221.5562 | 221.5562 | 221.5562 | 221.5562 | 221.5562 | 221.5562 | 221.5562 | 221.5562 | 221.5562 | 221.5562 | 221.5562 | 221.5562 | 221.5562 | 221.5562 | 221.5562 | 221.5562 | 221.5562 | 221.5562 | 221.5562 | 221.5562 | 221.5562 | 221.5562 | 221.5562 | 221.5562 | 221.5562 | 221.5562 | 221.5562 | 221.5562 | 221.5562 | 221.5562 | 221.5562 | 221.5562 | 221.5562 | 221.5562 | 221.5562
2015 | 223.882 | 223.882 | 223.882 | 223.882 | 223.882 | 223.882 | 223.882 | 223.882 | 223.882 | 223.882 | 223.882 | 223.882 | 223.882 | 223.882 | 223.882 | 223.882 | 223.882 | 223.882 | 223.882 | 223.882 | 223.882 | 223.882 | 223.882 | 223.882 | 223.882 | 223.882 | 223.882 | 223.882 | 223.882 | 223.882 | 223.882 | 223.882 | 223.882 | 223.882 | 223.882 | 223.882
2016 | 221.8348 | 221.8348 | 221.8348 | 221.8348 | 221.8348 | 221.8348 | 221.8348 | 221.8348 | 221.8348 | 221.8348 | 221.8348 | 221.8348 | 221.8348 | 221.8348 | 221.8348 | 221.8348 | 221.8348 | 221.8348 | 221.8348 | 221.8348 | 221.8348 | 221.8348 | 221.8348 | 221.8348 | 221.8348 | 221.8348 | 221.8348 | 221.8348 | 221.8348 | 221.8348 | 221.8348 | 221.8348 | 221.8348 | 221.8348 | 221.8348 | 221.8348
2017 | 268.1301 | 268.1301 | 268.1301 | 268.1301 | 268.1301 | 268.1301 | 268.1301 | 268.1301 | 268.1301 | 268.1301 | 268.1301 | 268.1301 | 268.1301 | 268.1301 | 268.1301 | 268.1301 | 268.1301 | 268.1301 | 268.1301 | 268.1301 | 268.1301 | 268.1301 | 268.1301 | 268.1301 | 268.1301 | 268.1301 | 268.1301 | 268.1301 | 268.1301 | 268.1301 | 268.1301 | 268.1301 | 268.1301 | 268.1301 | 268.1301 | 268.1301
2018 | 253.6695 | 253.6695 | 254.6307 | 254.6307 | 253.7494 | 253.7494 | 253.6695 | 253.6695 | 253.6695 | 253.6695 | 253.6695 | 253.6695 | 253.6695 | 253.6695 | 253.6695 | 253.6695 | 254.6307 | 254.6307 | 253.6695 | 253.6695 | 253.7494 | 253.7494 | 253.6695 | 253.6695 | 253.6695 | 253.6695 | 253.6695 | 253.6695 | 253.6695 | 253.6695 | 253.6695 | 253.6695 | 253.6695 | 253.6695 | 253.6695 | 253.6695
2019 | 304.144 | 304.144 | 306.4831 | 306.4831 | 304.2864 | 304.2864 | 304.144 | 304.144 | 303.8101 | 303.8101 | 304.144 | 304.144 | 304.4984 | 304.4984 | 304.144 | 304.144 | 306.4831 | 306.4831 | 304.144 | 304.144 | 304.2864 | 304.2864 | 304.144 | 304.144 | 303.8101 | 303.8101 | 304.144 | 304.144 | 304.144 | 304.144 | 304.4984 | 304.4984 | 304.144 | 304.144 | 304.144 | 304.144
2020 | 307.4235 | 307.4235 | 307.6935 | 307.6935 | 307.6213 | 307.6213 | 307.4235 | 307.4235 | 307.4205 | 307.4205 | 307.4235 | 307.4235 | 307.422 | 307.422 | 307.4235 | 307.4235 | 307.6935 | 307.6935 | 307.4235 | 307.4235 | 307.6213 | 307.6213 | 307.4235 | 307.4235 | 307.4205 | 307.4205 | 307.4235 | 307.4235 | 307.4235 | 307.4235 | 307.422 | 307.422 | 307.4235 | 307.4235 | 307.4235 | 307.4235
2021 | 307.4471 | 307.4471 | 307.2942 | 307.2942 | 307.7444 | 307.7444 | 307.4471 | 307.4471 | 307.4283 | 307.4283 | 307.4471 | 307.4471 | 307.4666 | 307.4666 | 307.4471 | 307.4471 | 307.2942 | 307.2942 | 307.4471 | 307.4471 | 307.7444 | 307.7444 | 307.4471 | 307.4471 | 307.4283 | 307.4283 | 307.4471 | 307.4471 | 307.4471 | 307.4471 | 307.4666 | 307.4666 | 307.4471 | 307.4471 | 307.4471 | 307.4471
2022 | 311.3843 | 211.8337 | 311.1742 | 194.8478 | 307.6167 | 190.7677 | 311.3815 | 194.7415 | 307.7598 | 191.046 | 311.3871 | 194.7414 | 310.7708 | 194.116 | 311.3843 | 212.5667 | 311.1742 | 212.6877 | 311.3843 | 214.242 | 307.6167 | 212.5571 | 311.3815 | 212.5667 | 307.7598 | 212.8064 | 311.3843 | 311.3815 | 311.3871 | 212.5667 | 310.7708 | 212.5538 | 311.3843 | 212.5667 | 311.3843 | 213.0005
2023 | 308.7244 | 214.303 | 324.6775 | 207.7929 | 308.9926 | 191.2232 | 308.7108 | 191.3114 | 308.849 | 191.3397 | 308.7239 | 191.3104 | 308.4716 | 191.1561 | 308.7244 | 214.8829 | 324.6775 | 215.4149 | 308.7244 | 215.8493 | 308.9926 | 214.8205 | 308.7108 | 214.8829 | 308.849 | 214.8292 | 308.7244 | 308.7108 | 308.7239 | 214.8829 | 308.4716 | 209.5487 | 308.7244 | 214.8829 | 308.7244 | 215.2973
2024 | 339.4201 | 258.8283 | 342.3517 | 225.0013 | 330.6663 | 212.1609 | 339.4 | 221.4981 | 330.1172 | 221.3966 | 339.4201 | 221.497 | 339.3344 | 221.4955 | 339.4201 | 232.2417 | 342.3517 | 266.2005 | 339.4201 | 233.7692 | 330.6663 | 226.3129 | 339.4 | 232.2417 | 330.1172 | 238.466 | 339.4201 | 230.372 | 339.4201 | 232.2417 | 339.3344 | 225.7546 | 339.4201 | 232.2417 | 339.4201 | 232.6452
2025 | 454.7327 | 360.4145 | 455.2714 | 336.5108 | 446.354 | 326.4288 | 454.7086 | 335.9617 | 454.8648 | 335.9584 | 454.7355 | 335.9605 | 454.4685 | 335.9701 | 454.7327 | 337.6446 | 455.2714 | 426.7176 | 454.7327 | 339.0879 | 446.354 | 337.2989 | 454.7086 | 337.6446 | 454.8648 | 338.9576 | 454.7327 | 338.1685 | 454.7355 | 337.6446 | 454.4685 | 337.0938 | 347.3943 | 263.5624 | 454.7327 | 338.029
2026 | 464.3522 | 434.7922 | 464.7684 | 346.6807 | 463.8178 | 343.2763 | 464.3215 | 344.359 | 464.518 | 344.3521 | 464.3541 | 344.3571 | 464.2456 | 344.3813 | 464.3522 | 369.1283 | 464.7684 | 437.9682 | 464.3522 | 370.4969 | 463.8178 | 346.0738 | 464.3215 | 369.1283 | 464.518 | 369.1378 | 464.3522 | 379.2177 | 464.3541 | 369.1283 | 464.2456 | 346.1247 | 357.5648 | 286.0144 | 464.3522 | 369.4916
2027 | 487.3857 | 437.2109 | 552.8216 | 432.4957 | 465.4103 | 354.4612 | 487.3477 | 378.4627 | 496.0438 | 376.0942 | 487.3877 | 378.4608 | 487.3995 | 378.7802 | 487.3857 | 366.272 | 552.8216 | 445.0965 | 487.3857 | 435.4366 | 465.4103 | 346.3172 | 487.3477 | 366.272 | 496.0438 | 434.1489 | 487.3857 | 367.7902 | 487.3877 | 366.272 | 487.3995 | 353.785 | 406.0166 | 341.7125 | 487.3857 | 366.6211
2028 | 558.7193 | 445.0828 | 559.2399 | 436.9098 | 491.6368 | 369.2895 | 558.6539 | 435.5531 | 505.0935 | 435.4998 | 558.7213 | 435.551 | 383.6839 | 260.8018 | 558.7193 | 382.3617 | 559.2399 | 438.4839 | 558.7193 | 318.6384 | 491.6368 | 367.9456 | 558.6539 | 382.3617 | 505.0935 | 646.4832 | 558.7193 | 382.4985 | 558.7213 | 382.3617 | 383.6839 | 381.552 | 419.2942 | 344.6252 | 558.7193 | 382.6943
2029 | 774.4481 | 648.7049 | 478.9948 | 352.2551 | 564.901 | 434.8642 | 774.3162 | 647.0016 | 565.4819 | 646.8685 | 774.4559 | 646.9994 | 400.176 | 273.2478 | 774.4481 | 437.1795 | 478.9948 | 266.1696 | 774.4481 | 349.0696 | 564.901 | 436.3399 | 774.3162 | 437.1795 | 565.4819 | 659.5632 | 774.4481 | 437.0203 | 774.4559 | 437.1795 | 400.176 | 436.9109 | 453.2054 | 346.6368 | 774.4481 | 437.4976
2030 | 492.3189 | 370.8035 | 428.4402 | 297.8059 | 570.7548 | 445.5647 | 493.4151 | 364.9743 | 576.3071 | 703.0405 | 492.3233 | 364.9711 | 451.7178 | 340.6739 | 492.3189 | 446.4917 | 428.4402 | 237.9146 | 492.3189 | 348.2927 | 570.7548 | 649.4768 | 493.4151 | 446.4917 | 576.3071 | 709.9024 | 492.3189 | 446.3419 | 492.3233 | 446.4917 | 451.7178 | 250.6946 | 474.1325 | 347.4758 | 492.3189 | 446.7943
2031 | 425.7713 | 347.6307 | 472.6236 | 343.2289 | 428.1218 | 648.5889 | 425.566 | 303.0216 | 778.7151 | 715.5629 | 425.8061 | 303.019 | 436.3993 | 344.8677 | 425.7713 | 649.9024 | 472.6236 | 248.8814 | 425.7713 | 349.3988 | 428.1218 | 358.0681 | 425.566 | 649.9024 | 778.7151 | 711.7029 | 425.7713 | 649.7711 | 425.8061 | 649.9024 | 436.3993 | 232.2058 | 474.7855 | 370.5784 | 425.7713 | 650.1936
2032 | 383.9404 | 293.2751 | 474.579 | 346.6229 | 418.0754 | 363.823 | 392.0941 | 283.706 | 832.6366 | 914.2023 | 383.4485 | 283.7045 | 403.1756 | 309.9622 | 383.9404 | 366.9168 | 474.579 | 290.541 | 383.9404 | 349.6116 | 418.0754 | 296.698 | 392.0941 | 366.9168 | 832.6366 | 381.0426 | 383.9404 | 366.7915 | 383.4485 | 366.9168 | 403.1756 | 234.2049 | 486.6254 | 438.8245 | 383.9404 | 367.1933
2033 | 433.2412 | 338.936 | 480.6679 | 349.6291 | 475.1895 | 317.3051 | 434.5092 | 312.1005 | 847.1655 | 479.7745 | 433.789 | 312.0989 | 436.2094 | 346.5556 | 433.2412 | 324.5596 | 480.6679 | 345.1118 | 433.2412 | 350.1195 | 475.1895 | 344.7041 | 434.5092 | 324.5596 | 847.1655 | 358.3124 | 433.2412 | 324.4376 | 433.789 | 324.5596 | 436.2094 | 288.5604 | 567.2244 | 441.9271 | 433.2412 | 324.8232
2034 | 476.7301 | 346.431 | 410.8672 | 314.9308 | 480.7371 | 273.5836 | 476.7867 | 345.4102 | 594.5646 | 400.4953 | 476.7572 | 345.4085 | 426.1097 | 346.9907 | 476.7301 | 346.6232 | 410.8672 | 348.0496 | 476.7301 | 351.3347 | 480.7371 | 347.9788 | 476.7867 | 346.6232 | 594.5646 | 349.2538 | 476.7301 | 347.3425 | 476.7572 | 346.6232 | 426.1097 | 310.3016 | 484.5226 | 293.0355 | 476.7301 | 346.8797
2035 | 453.0415 | 349.0563 | 444.7926 | 340.2441 | 485.2773 | 308.8053 | 474.1359 | 347.4047 | 518.9848 | 438.4297 | 453.0665 | 347.4029 | 429.9543 | 348.5825 | 453.0415 | 349.599 | 444.7926 | 349.9798 | 453.0415 | 351.0611 | 485.2773 | 350.9688 | 474.1359 | 349.599 | 518.9848 | 385.0612 | 453.0415 | 348.8853 | 453.0665 | 349.599 | 429.9543 | 298.0474 | 484.7779 | 312.481 | 453.0415 | 349.8435
2036 | 482.6552 | 348.867 | 479.4675 | 347.34 | 418.3162 | 344.6266 | 482.8083 | 348.6769 | 464.929 | 446.8323 | 482.681 | 348.675 | 479.2295 | 348.737 | 482.6552 | 350.2829 | 479.4675 | 382.7438 | 482.6552 | 384.3728 | 418.3162 | 350.4187 | 482.8083 | 350.2829 | 464.929 | 353.6874 | 482.6552 | 350.1772 | 482.681 | 350.2829 | 479.2295 | 300.4621 | 482.5175 | 341.1558 | 482.6552 | 350.5157
2037 | 482.7385 | 370.7046 | 482.2535 | 382.7957 | 418.7955 | 323.013 | 483.0571 | 370.5262 | 481.8246 | 651.1456 | 482.7613 | 370.5234 | 481.8673 | 349.9759 | 482.7385 | 350.5372 | 482.2535 | 387.2437 | 482.7385 | 442.151 | 418.7955 | 372.3032 | 483.0571 | 350.5372 | 481.8246 | 375.3317 | 482.7385 | 350.4279 | 482.7613 | 350.5372 | 481.8673 | 346.7214 | 483.9176 | 349.6996 | 482.7385 | 350.7602
2038 | 485.0885 | 439.6513 | 486.5646 | 352.4663 | 458.5998 | 348.2274 | 519.8074 | 399.4689 | 484.4638 | 662.7979 | 485.1146 | 399.4648 | 486.6697 | 350.0163 | 485.0885 | 388.8868 | 486.5646 | 402.4422 | 485.0885 | 444.8479 | 458.5998 | 401.1494 | 519.8074 | 388.8868 | 484.4638 | 439.6752 | 485.0885 | 388.7859 | 485.1146 | 388.8868 | 486.6697 | 349.3201 | 452.8311 | 351.7605 | 485.0885 | 389.0996
2039 | 484.5844 | 442.3397 | 484.2379 | 372.9667 | 484.2019 | 348.3813 | 486.4215 | 353.8473 | 507.774 | 408.197 | 484.6072 | 353.842 | 443.0059 | 372.6484 | 484.5844 | 387.7791 | 484.2379 | 443.1435 | 484.5844 | 415.0798 | 484.2019 | 388.7686 | 486.4215 | 387.7791 | 507.774 | 443.9507 | 484.5844 | 387.6889 | 484.6072 | 387.7791 | 443.0059 | 350.9321 | 476.2253 | 351.4328 | 484.5844 | 387.9821
2040 | 518.7002 | 396.6781 | 549.0556 | 438.9054 | 486.1862 | 371.9397 | 509.0928 | 375.2787 | 567.9563 | 383.5618 | 507.0943 | 375.2735 | 460.8488 | 353.0169 | 518.7002 | 430.06 | 549.0556 | 450.9182 | 518.7002 | 444.1386 | 486.1862 | 443.3831 | 509.0928 | 430.06 | 567.9563 | 453.3137 | 518.7002 | 429.9726 | 507.0943 | 430.06 | 460.8488 | 384.4187 | 483.1766 | 352.6134 | 518.7002 | 430.2534
2041 | 575.7399 | 441.391 | 575.9076 | 651.1895 | 489.244 | 427.9035 | 573.7657 | 438.6775 | 514.3057 | 438.3641 | 575.557 | 438.3393 | 483.796 | 373.4677 | 575.7399 | 444.2547 | 575.9076 | 446.2782 | 575.7399 | 451.9588 | 489.244 | 444.7131 | 573.7657 | 444.2547 | 514.3057 | 444.6275 | 575.7399 | 444.1684 | 575.557 | 444.2547 | 483.796 | 354.8553 | 484.6573 | 366.3438 | 575.7399 | 444.4401
2042 | 578.2114 | 443.4375 | 531.7741 | 666.8968 | 488.0777 | 376.6115 | 786.2208 | 449.0935 | 525.531 | 443.108 | 577.9126 | 449.1062 | 507.3607 | 439.1402 | 578.2114 | 430.17 | 531.7741 | 452.7333 | 578.2114 | 447.1467 | 488.0777 | 430.6614 | 786.2208 | 430.17 | 525.531 | 452.6143 | 578.2114 | 430.0895 | 577.9126 | 430.17 | 507.3607 | 375.5792 | 484.8227 | 414.1401 | 578.2114 | 452.3326
2043 | 577.2667 | 441.3928 | 578.3348 | 465.3872 | 509.6055 | 388.6911 | 801.3698 | 653.4978 | 578.3821 | 388.1253 | 577.322 | 653.5036 | 538.0149 | 443.5847 | 577.2667 | 445.3364 | 578.3348 | 655.1772 | 577.2667 | 453.54 | 509.6055 | 444.4953 | 801.3698 | 445.3364 | 578.3821 | 655.0887 | 577.2667 | 445.2589 | 577.322 | 445.3364 | 538.0149 | 440.6418 | 502.9215 | 444.1048 | 577.2667 | 655.2039
2044 | 580.2513 | 444.9779 | 787.0762 | 458.659 | 578.7707 | 441.3257 | 599.8367 | 665.9357 | 624.0999 | 441.3224 | 579.1727 | 665.944 | 578.2286 | 398.1323 | 580.2513 | 447.6746 | 787.0762 | 669.0977 | 580.2513 | 654.2644 | 578.7707 | 459.4174 | 599.8367 | 447.6746 | 624.0999 | 668.8163 | 580.2513 | 447.6004 | 579.1727 | 447.6746 | 578.2286 | 445.0278 | 572.7834 | 446.9768 | 580.2513 | 668.8972
2045 | 588.0564 | 654.0025 | 802.0055 | 651.8707 | 581.05 | 443.7929 | 588.1595 | 465.7866 | 590.0495 | 463.5529 | 588.0142 | 465.7936 | 500.2544 | 442.4485 | 588.0564 | 453.3403 | 802.0055 | 473.733 | 588.0564 | 669.6968 | 581.05 | 453.8606 | 588.1595 | 453.3403 | 590.0495 | 718.1357 | 588.0564 | 453.2725 | 588.0142 | 453.3403 | 500.2544 | 447.3389 | 576.8481 | 448.2271 | 588.0564 | 481.2993
2046 | 790.4146 | 709.2945 | 600.7317 | 668.5812 | 542.6601 | 446.2192 | 789.5373 | 411.1524 | 628.16 | 452.3132 | 582.0109 | 411.1569 | 523.8244 | 449.014 | 790.4146 | 445.6893 | 600.7317 | 453.8779 | 790.4146 | 676.6214 | 542.6601 | 447.7507 | 789.5373 | 445.6893 | 628.16 | 719.8454 | 790.4146 | 447.2361 | 582.0109 | 445.6893 | 523.8244 | 453.8253 | 580.1816 | 454.8824 | 790.4146 | 460.7144
2047 | 803.8598 | 682.563 | 595.2837 | 675.6652 | 581.7724 | 654.3806 | 845.4162 | 442.0266 | 799.3218 | 446.3305 | 589.9666 | 442.0239 | 578.8149 | 454.4368 | 803.8598 | 453.8075 | 595.2837 | 657.3721 | 803.8598 | 718.0755 | 581.7724 | 486.8777 | 845.4162 | 453.8075 | 799.3218 | 685.4591 | 803.8598 | 453.6563 | 589.9666 | 453.8075 | 578.8149 | 656.0795 | 581.1829 | 472.96 | 803.8598 | 654.7772
2048 | 602.71 | 675.4825 | 788.4916 | 718.6022 | 644.0938 | 666.9746 | 818.2277 | 451.3443 | 847.3426 | 517.1272 | 642.7269 | 451.3411 | 789.7954 | 655.1261 | 602.71 | 656.0645 | 788.4916 | 712.9591 | 602.71 | 684.9025 | 644.0938 | 663.7096 | 818.2277 | 656.0657 | 847.3426 | 676.797 | 602.71 | 655.9452 | 642.7269 | 656.0634 | 789.7954 | 670.1745 | 581.0019 | 450.7833 | 602.71 | 670.276
2049 | 591.4527 | 718.2883 | 846.1183 | 726.8083 | 592.9837 | 675.4645 | 853.1795 | 654.9529 | 819.5693 | 662.8483 | 593.4124 | 654.9487 | 804.7741 | 669.2167 | 591.4527 | 670.1103 | 846.1183 | 547.0177 | 591.4527 | 720.0612 | 592.9837 | 669.9997 | 853.1795 | 670.115 | 819.5693 | 719.7556 | 591.4527 | 668.71 | 593.4124 | 670.1103 | 804.7741 | 719.6152 | 582.6415 | 501.3445 | 591.4527 | 677.2864
Off-peak period prices
| Alternative |  | Alternative_Double_demand |  | Alternative_Half_demand |  | Alternative_High_battery_cost |  | Alternative_High_generation_cost |  | Alternative_Low_battery_cost |  | Alternative_Low_generation_cost |  | Central |  | Double_demand |  | Future_only |  | Half_demand |  | High_battery_cost |  | High_generation_cost |  | Implementation_in_2024 |  | Low_battery_cost |  | Low_generation_cost |  | No_decommissioning |  | HVDC_only
Row Labels | Sum of Baseline_off_peak_price | Sum of Proposal_off_peak_price | Sum of Baseline_off_peak_price | Sum of Proposal_off_peak_price | Sum of Baseline_off_peak_price | Sum of Proposal_off_peak_price | Sum of Baseline_off_peak_price | Sum of Proposal_off_peak_price | Sum of Baseline_off_peak_price | Sum of Proposal_off_peak_price | Sum of Baseline_off_peak_price | Sum of Proposal_off_peak_price | Sum of Baseline_off_peak_price | Sum of Proposal_off_peak_price | Sum of Baseline_off_peak_price | Sum of Proposal_off_peak_price | Sum of Baseline_off_peak_price | Sum of Proposal_off_peak_price | Sum of Baseline_off_peak_price | Sum of Proposal_off_peak_price | Sum of Baseline_off_peak_price | Sum of Proposal_off_peak_price | Sum of Baseline_off_peak_price | Sum of Proposal_off_peak_price | Sum of Baseline_off_peak_price | Sum of Proposal_off_peak_price | Sum of Baseline_off_peak_price | Sum of Proposal_off_peak_price | Sum of Baseline_off_peak_price | Sum of Proposal_off_peak_price | Sum of Baseline_off_peak_price | Sum of Proposal_off_peak_price | Sum of Baseline_off_peak_price | Sum of Proposal_off_peak_price | Sum of Baseline_off_peak_price | Sum of Proposal_off_peak_price
2008 | 139.5568 | 139.5568 | 139.5568 | 139.5568 | 139.5568 | 139.5568 | 139.5568 | 139.5568 | 139.5568 | 139.5568 | 139.5568 | 139.5568 | 139.5568 | 139.5568 | 139.5568 | 139.5568 | 139.5568 | 139.5568 | 139.5568 | 139.5568 | 139.5568 | 139.5568 | 139.5568 | 139.5568 | 139.5568 | 139.5568 | 139.5568 | 139.5568 | 139.5568 | 139.5568 | 139.5568 | 139.5568 | 139.5568 | 139.5568 | 139.5568 | 139.5568
2009 | 39.2003 | 39.2003 | 39.2003 | 39.2003 | 39.2003 | 39.2003 | 39.2003 | 39.2003 | 39.2003 | 39.2003 | 39.2003 | 39.2003 | 39.2003 | 39.2003 | 39.2003 | 39.2003 | 39.2003 | 39.2003 | 39.2003 | 39.2003 | 39.2003 | 39.2003 | 39.2003 | 39.2003 | 39.2003 | 39.2003 | 39.2003 | 39.2003 | 39.2003 | 39.2003 | 39.2003 | 39.2003 | 39.2003 | 39.2003 | 39.2003 | 39.2003
2010 | 64.8128 | 64.8128 | 64.8128 | 64.8128 | 64.8128 | 64.8128 | 64.8128 | 64.8128 | 64.8128 | 64.8128 | 64.8128 | 64.8128 | 64.8128 | 64.8128 | 64.8128 | 64.8128 | 64.8128 | 64.8128 | 64.8128 | 64.8128 | 64.8128 | 64.8128 | 64.8128 | 64.8128 | 64.8128 | 64.8128 | 64.8128 | 64.8128 | 64.8128 | 64.8128 | 64.8128 | 64.8128 | 64.8128 | 64.8128 | 64.8128 | 64.8128
2011 | 52.5564 | 52.5564 | 52.5564 | 52.5564 | 52.5564 | 52.5564 | 52.5564 | 52.5564 | 52.5564 | 52.5564 | 52.5564 | 52.5564 | 52.5564 | 52.5564 | 52.5564 | 52.5564 | 52.5564 | 52.5564 | 52.5564 | 52.5564 | 52.5564 | 52.5564 | 52.5564 | 52.5564 | 52.5564 | 52.5564 | 52.5564 | 52.5564 | 52.5564 | 52.5564 | 52.5564 | 52.5564 | 52.5564 | 52.5564 | 52.5564 | 52.5564
2012 | 99.7791 | 99.7791 | 99.7791 | 99.7791 | 99.7791 | 99.7791 | 99.7791 | 99.7791 | 99.7791 | 99.7791 | 99.7791 | 99.7791 | 99.7791 | 99.7791 | 99.7791 | 99.7791 | 99.7791 | 99.7791 | 99.7791 | 99.7791 | 99.7791 | 99.7791 | 99.7791 | 99.7791 | 99.7791 | 99.7791 | 99.7791 | 99.7791 | 99.7791 | 99.7791 | 99.7791 | 99.7791 | 99.7791 | 99.7791 | 99.7791 | 99.7791
2013 | 72.7679 | 72.7679 | 72.7679 | 72.7679 | 72.7679 | 72.7679 | 72.7679 | 72.7679 | 72.7679 | 72.7679 | 72.7679 | 72.7679 | 72.7679 | 72.7679 | 72.7679 | 72.7679 | 72.7679 | 72.7679 | 72.7679 | 72.7679 | 72.7679 | 72.7679 | 72.7679 | 72.7679 | 72.7679 | 72.7679 | 72.7679 | 72.7679 | 72.7679 | 72.7679 | 72.7679 | 72.7679 | 72.7679 | 72.7679 | 72.7679 | 72.7679
2014 | 67.6962 | 67.6962 | 67.6962 | 67.6962 | 67.6962 | 67.6962 | 67.6962 | 67.6962 | 67.6962 | 67.6962 | 67.6962 | 67.6962 | 67.6962 | 67.6962 | 67.6962 | 67.6962 | 67.6962 | 67.6962 | 67.6962 | 67.6962 | 67.6962 | 67.6962 | 67.6962 | 67.6962 | 67.6962 | 67.6962 | 67.6962 | 67.6962 | 67.6962 | 67.6962 | 67.6962 | 67.6962 | 67.6962 | 67.6962 | 67.6962 | 67.6962
2015 | 73.7905 | 73.7905 | 73.7905 | 73.7905 | 73.7905 | 73.7905 | 73.7905 | 73.7905 | 73.7905 | 73.7905 | 73.7905 | 73.7905 | 73.7905 | 73.7905 | 73.7905 | 73.7905 | 73.7905 | 73.7905 | 73.7905 | 73.7905 | 73.7905 | 73.7905 | 73.7905 | 73.7905 | 73.7905 | 73.7905 | 73.7905 | 73.7905 | 73.7905 | 73.7905 | 73.7905 | 73.7905 | 73.7905 | 73.7905 | 73.7905 | 73.7905
2016 | 63.2479 | 63.2479 | 63.2479 | 63.2479 | 63.2479 | 63.2479 | 63.2479 | 63.2479 | 63.2479 | 63.2479 | 63.2479 | 63.2479 | 63.2479 | 63.2479 | 63.2479 | 63.2479 | 63.2479 | 63.2479 | 63.2479 | 63.2479 | 63.2479 | 63.2479 | 63.2479 | 63.2479 | 63.2479 | 63.2479 | 63.2479 | 63.2479 | 63.2479 | 63.2479 | 63.2479 | 63.2479 | 63.2479 | 63.2479 | 63.2479 | 63.2479
2017 | 57.1547 | 57.1547 | 57.1547 | 57.1547 | 57.1547 | 57.1547 | 57.1547 | 57.1547 | 57.1547 | 57.1547 | 57.1547 | 57.1547 | 57.1547 | 57.1547 | 57.1547 | 57.1547 | 57.1547 | 57.1547 | 57.1547 | 57.1547 | 57.1547 | 57.1547 | 57.1547 | 57.1547 | 57.1547 | 57.1547 | 57.1547 | 57.1547 | 57.1547 | 57.1547 | 57.1547 | 57.1547 | 57.1547 | 57.1547 | 57.1547 | 57.1547
2018 | 68.7001 | 68.7001 | 68.7001 | 68.7001 | 68.7001 | 68.7001 | 68.7001 | 68.7001 | 68.7001 | 68.7001 | 68.7001 | 68.7001 | 68.7001 | 68.7001 | 68.7001 | 68.7001 | 68.7001 | 68.7001 | 68.7001 | 68.7001 | 68.7001 | 68.7001 | 68.7001 | 68.7001 | 68.7001 | 68.7001 | 68.7001 | 68.7001 | 68.7001 | 68.7001 | 68.7001 | 68.7001 | 68.7001 | 68.7001 | 68.7001 | 68.7001
2019 | 70.0331 | 70.0331 | 73.8178 | 73.8178 | 70.0288 | 70.0288 | 70.0331 | 70.0331 | 70.0331 | 70.0331 | 70.0331 | 70.0331 | 70.0331 | 70.0331 | 70.0331 | 70.0331 | 73.8178 | 73.8178 | 70.0331 | 70.0331 | 70.0288 | 70.0288 | 70.0331 | 70.0331 | 70.0331 | 70.0331 | 70.0331 | 70.0331 | 70.0331 | 70.0331 | 70.0331 | 70.0331 | 70.0331 | 70.0331 | 70.0331 | 70.0331
2020 | 77.5546 | 77.5546 | 77.6836 | 77.6836 | 77.5455 | 77.5455 | 77.5546 | 77.5546 | 77.8699 | 77.8699 | 77.5546 | 77.5546 | 77.2302 | 77.2302 | 77.5546 | 77.5546 | 77.6836 | 77.6836 | 77.5546 | 77.5546 | 77.5455 | 77.5455 | 77.5546 | 77.5546 | 77.8699 | 77.8699 | 77.5546 | 77.5546 | 77.5546 | 77.5546 | 77.2302 | 77.2302 | 77.5546 | 77.5546 | 77.5546 | 77.5546
2021 | 78.6954 | 78.6954 | 78.8048 | 78.8048 | 78.6811 | 78.6811 | 78.6954 | 78.6954 | 79.0467 | 79.0467 | 78.6954 | 78.6954 | 78.3338 | 78.3338 | 78.6954 | 78.6954 | 78.8048 | 78.8048 | 78.6954 | 78.6954 | 78.6811 | 78.6811 | 78.6954 | 78.6954 | 79.0467 | 79.0467 | 78.6954 | 78.6954 | 78.6954 | 78.6954 | 78.3338 | 78.3338 | 78.6954 | 78.6954 | 78.6954 | 78.6954
2022 | 80.6099 | 94.7091 | 82.4714 | 97.2203 | 79.7891 | 94.6047 | 80.6099 | 95.4042 | 80.6356 | 95.4353 | 80.6099 | 95.4042 | 80.5988 | 95.3955 | 80.6099 | 94.9856 | 82.4714 | 95.7028 | 80.6099 | 96.7804 | 79.7891 | 94.9222 | 80.6099 | 94.9856 | 80.6356 | 95.3994 | 80.6099 | 80.6099 | 80.6099 | 94.9856 | 80.5988 | 94.575 | 80.6099 | 94.9856 | 80.6099 | 95.5505
2023 | 86.5853 | 100.9289 | 86.6665 | 101.5197 | 80.6666 | 95.6447 | 86.5852 | 101.5234 | 86.9767 | 101.9194 | 86.5853 | 101.5235 | 86.0696 | 100.9952 | 86.5853 | 95.6429 | 86.6665 | 101.5705 | 86.5853 | 97.363 | 80.6666 | 93.4478 | 86.5852 | 95.6429 | 86.9767 | 95.662 | 86.5853 | 86.5852 | 86.5853 | 95.6429 | 86.0696 | 93.4223 | 86.5853 | 95.6429 | 86.5853 | 96.1858
2024 | 92.2381 | 107.2185 | 92.4459 | 107.3637 | 92.1146 | 107.1916 | 92.2377 | 107.2419 | 92.2459 | 107.2492 | 92.2381 | 107.242 | 92.2401 | 107.2342 | 92.2381 | 107.2719 | 92.4459 | 107.3828 | 92.2381 | 108.9045 | 92.1146 | 107.2504 | 92.2377 | 107.2719 | 92.2459 | 107.2816 | 92.2381 | 107.1962 | 92.2381 | 107.2719 | 92.2401 | 101.0924 | 92.2381 | 107.2719 | 92.2381 | 107.7964
2025 | 93.5759 | 108.7559 | 93.6312 | 108.724 | 93.4275 | 108.6867 | 93.5751 | 108.782 | 93.584 | 108.7912 | 93.5759 | 108.7822 | 93.5762 | 108.7716 | 93.5759 | 108.6695 | 93.6312 | 108.7414 | 93.5759 | 110.213 | 93.4275 | 108.219 | 93.5751 | 108.6695 | 93.584 | 108.6718 | 93.5759 | 108.5974 | 93.5759 | 108.6695 | 93.5762 | 108.5448 | 92.7256 | 107.8192 | 93.5759 | 109.169
2026 | 93.7779 | 109.0661 | 93.851 | 109.0573 | 93.727 | 109.0713 | 93.7769 | 109.0562 | 93.7716 | 109.0608 | 93.778 | 109.0563 | 93.788 | 109.0531 | 93.7779 | 109.164 | 93.851 | 109.1355 | 93.7779 | 110.6163 | 93.727 | 109.1668 | 93.7769 | 109.164 | 93.7716 | 109.1584 | 93.7779 | 109.0143 | 93.778 | 109.164 | 93.788 | 108.7269 | 92.8943 | 108.2682 | 93.7779 | 109.6317
2027 | 93.8422 | 109.1652 | 93.9042 | 109.1699 | 93.7928 | 109.2122 | 93.8408 | 109.1933 | 93.8332 | 109.1933 | 93.8423 | 109.1935 | 93.8547 | 109.1976 | 93.8422 | 109.2845 | 93.9042 | 109.304 | 93.8422 | 110.6681 | 93.7928 | 109.2881 | 93.8408 | 109.2845 | 93.8332 | 109.2849 | 93.8422 | 109.1363 | 93.8423 | 109.2845 | 93.8547 | 109.2718 | 93.3705 | 108.7982 | 93.8422 | 109.7361
2028 | 93.9142 | 109.684 | 94.1959 | 109.7537 | 93.8653 | 109.6738 | 93.9124 | 109.6303 | 94.0594 | 109.7826 | 93.9143 | 109.6304 | 93.0553 | 108.7818 | 93.9142 | 109.3854 | 94.1959 | 109.3549 | 93.9142 | 109.8466 | 93.8653 | 108.9695 | 93.9124 | 109.3854 | 94.0594 | 109.3888 | 93.9142 | 109.2478 | 93.9143 | 109.3854 | 93.0553 | 108.9415 | 93.4629 | 108.9144 | 93.9142 | 109.8149
2029 | 101.5197 | 110.2736 | 93.7306 | 109.959 | 93.9134 | 110.3271 | 101.5169 | 117.8138 | 104.2163 | 120.5059 | 101.5198 | 117.8139 | 93.0755 | 109.4648 | 101.5197 | 109.7483 | 93.7306 | 107.6081 | 101.5197 | 110.0865 | 93.9134 | 109.7544 | 101.5169 | 109.7483 | 104.2163 | 109.749 | 101.5197 | 109.6195 | 101.5198 | 109.7483 | 93.0755 | 109.7377 | 93.9861 | 109.2682 | 101.5197 | 110.1573
2030 | 94.3687 | 110.2443 | 93.6427 | 110.1748 | 102.6488 | 110.7688 | 94.3631 | 110.8009 | 108.7752 | 126.1706 | 94.369 | 110.8011 | 93.5301 | 110.0528 | 94.3687 | 110.3519 | 93.6427 | 96.7448 | 94.3687 | 111.0495 | 102.6488 | 110.3645 | 94.3631 | 110.3519 | 108.7752 | 110.4883 | 94.3687 | 110.2301 | 94.369 | 110.3519 | 93.5301 | 95.7463 | 94.0632 | 110.2901 | 94.3687 | 110.7412
2031 | 93.8657 | 109.7844 | 94.0572 | 110.4832 | 93.8808 | 120.0173 | 93.8492 | 110.3789 | 109.9902 | 126.5738 | 93.866 | 110.379 | 93.6319 | 110.0488 | 93.8657 | 110.7478 | 94.0572 | 109.315 | 93.8657 | 111.3618 | 93.8808 | 109.8632 | 93.8492 | 110.7478 | 109.9902 | 126.1982 | 93.8657 | 110.6266 | 93.866 | 110.7478 | 93.6319 | 95.6796 | 94.1481 | 110.6581 | 93.8657 | 111.1195
2032 | 93.2425 | 109.722 | 94.1764 | 110.5478 | 93.7617 | 110.894 | 93.2229 | 109.7257 | 116.311 | 132.7408 | 93.2437 | 109.7258 | 93.3101 | 109.7217 | 93.2425 | 110.4614 | 94.1764 | 109.9863 | 93.2425 | 111.2831 | 93.7617 | 109.0045 | 93.2229 | 110.4614 | 116.311 | 110.7545 | 93.2425 | 110.3488 | 93.2437 | 110.4614 | 93.3101 | 99.5607 | 104.7011 | 111.0677 | 93.2425 | 110.8146
2033 | 93.3305 | 110.0351 | 94.426 | 110.8505 | 94.0517 | 110.4017 | 93.3004 | 110.0052 | 121.4257 | 112.5434 | 93.3349 | 110.0053 | 93.7777 | 110.3897 | 93.3305 | 110.7743 | 94.426 | 110.7354 | 93.3305 | 111.742 | 94.0517 | 110.6038 | 93.3004 | 110.7743 | 121.4257 | 110.969 | 93.3305 | 110.6715 | 93.3349 | 110.7743 | 93.7777 | 102.2847 | 113.8418 | 112.6265 | 93.3305 | 111.1091
2034 | 93.7974 | 110.3329 | 92.2352 | 107.0393 | 94.1466 | 110.3691 | 93.7587 | 110.7352 | 110.8667 | 111.8939 | 93.7961 | 110.7353 | 83.4484 | 100.2974 | 93.7974 | 111.1801 | 92.2352 | 102.1034 | 93.7974 | 103.0503 | 94.1466 | 111.1425 | 93.7587 | 111.1801 | 110.8667 | 111.5261 | 93.7974 | 111.0743 | 93.7961 | 111.1801 | 83.4484 | 110.8734 | 95.2359 | 111.3955 | 93.7974 | 111.502
2035 | 92.2492 | 102.2214 | 93.4599 | 109.2814 | 94.2344 | 110.691 | 92.2165 | 107.9948 | 97.5178 | 113.5864 | 92.2484 | 107.9949 | 83.3372 | 102.2534 | 92.2492 | 103.0593 | 93.4599 | 108.5935 | 92.2492 | 103.6599 | 94.2344 | 103.0501 | 92.2165 | 103.0593 | 97.5178 | 111.7828 | 92.2492 | 102.9712 | 92.2484 | 103.0593 | 83.3372 | 97.5396 | 94.8108 | 111.3668 | 92.2492 | 103.3653
2036 | 93.5286 | 104.4097 | 93.5269 | 110.5126 | 85.705 | 111.161 | 93.458 | 110.6209 | 93.8948 | 118.6463 | 93.5277 | 110.6209 | 92.9605 | 110.1611 | 93.5286 | 103.6532 | 93.5269 | 111.2826 | 93.5286 | 110.1763 | 85.705 | 103.5934 | 93.458 | 103.6532 | 93.8948 | 108.5219 | 93.5286 | 103.5883 | 93.5277 | 103.6532 | 92.9605 | 98.5641 | 94.4467 | 111.5371 | 93.5286 | 103.9438
2037 | 93.5768 | 109.3543 | 94.0776 | 110.6791 | 86.2209 | 109.6211 | 93.5495 | 110.6979 | 93.6069 | 127.2357 | 93.5759 | 110.698 | 93.4008 | 89.197 | 93.5768 | 110.1992 | 94.0776 | 104.429 | 93.5768 | 112.1991 | 86.2209 | 110.1133 | 93.5495 | 110.1992 | 93.6069 | 111.5146 | 93.5768 | 110.1209 | 93.5759 | 110.1992 | 93.4008 | 99.4698 | 94.6313 | 112.0224 | 93.5768 | 110.4764
2038 | 87.2383 | 110.7554 | 87.3141 | 104.3441 | 92.6332 | 110.5378 | 93.6564 | 110.8654 | 94.0143 | 127.7791 | 87.2373 | 110.8656 | 82.1626 | 88.9544 | 87.2383 | 111.5711 | 87.3141 | 105.3346 | 87.2383 | 105.9572 | 92.6332 | 111.5388 | 93.6564 | 111.5711 | 94.0143 | 111.6359 | 87.2383 | 111.493 | 87.2373 | 111.5711 | 82.1626 | 89.8312 | 93.7336 | 110.449 | 87.2383 | 111.8347
2039 | 87.6892 | 110.9214 | 92.3291 | 104.9509 | 93.402 | 110.9979 | 87.8979 | 105.1297 | 94.115 | 112.5167 | 87.6884 | 105.13 | 70.808 | 99.122 | 87.6892 | 105.9531 | 92.3291 | 111.3991 | 87.6892 | 106.4843 | 93.402 | 105.9645 | 87.8979 | 105.9531 | 94.115 | 112.167 | 87.6892 | 105.8753 | 87.6884 | 105.9531 | 70.808 | 97.2531 | 93.782 | 111.6993 | 87.6892 | 106.2037
2040 | 93.4561 | 97.3915 | 93.7252 | 110.7029 | 94.0369 | 111.5448 | 93.6202 | 109.6529 | 94.6349 | 111.9797 | 93.4552 | 109.6531 | 70.2098 | 87.7179 | 93.4561 | 111.6769 | 93.7252 | 111.6536 | 93.4561 | 112.1952 | 94.0369 | 110.4132 | 93.6202 | 111.6769 | 94.6349 | 111.8142 | 93.4561 | 111.6412 | 93.4552 | 111.6769 | 70.2098 | 101.0127 | 94.4526 | 110.5224 | 93.4561 | 111.9148
2041 | 93.7717 | 104.7049 | 94.3636 | 111.3049 | 82.1837 | 112.0948 | 93.7177 | 110.9713 | 93.8655 | 112.0506 | 93.7708 | 110.9663 | 70.0245 | 87.6242 | 93.7717 | 111.8177 | 94.3636 | 110.6086 | 93.7717 | 112.4321 | 82.1837 | 111.8104 | 93.7177 | 111.8177 | 93.8655 | 111.8935 | 93.7717 | 111.7508 | 93.7708 | 111.8177 | 70.0245 | 88.8906 | 92.6939 | 111.8074 | 93.7717 | 112.0447
2042 | 94.3905 | 110.8227 | 92.8486 | 111.1002 | 92.2935 | 111.2774 | 94.3474 | 111.2261 | 93.9029 | 112.1823 | 94.3847 | 111.225 | 71.2338 | 88.0638 | 94.3905 | 90.5973 | 92.8486 | 111.8096 | 94.3905 | 98.8348 | 92.2935 | 90.1314 | 94.3474 | 90.5973 | 93.9029 | 111.9309 | 94.3905 | 90.5326 | 94.3847 | 90.5973 | 71.2338 | 88.4485 | 93.969 | 111.8598 | 94.3905 | 112.1856
2043 | 82.5341 | 89.422 | 94.0577 | 88.6531 | 93.517 | 111.418 | 92.8021 | 111.692 | 94.3585 | 111.5064 | 82.5335 | 111.6906 | 79.1733 | 96.3877 | 82.5341 | 89.9854 | 94.0577 | 111.9269 | 82.5341 | 90.9168 | 93.517 | 89.8493 | 92.8021 | 89.9854 | 94.3585 | 112.4252 | 82.5341 | 89.9233 | 82.5335 | 89.9854 | 79.1733 | 89.4084 | 94.0122 | 112.3525 | 82.5341 | 112.6609
2044 | 93.5605 | 89.24 | 94.1246 | 88.002 | 93.8481 | 111.4477 | 71.5448 | 111.2823 | 94.879 | 111.4823 | 93.5594 | 111.281 | 83.0554 | 86.1611 | 93.5605 | 99.4779 | 94.1246 | 98.249 | 93.5605 | 105.435 | 93.8481 | 97.137 | 71.5448 | 99.4779 | 94.879 | 112.0671 | 93.5605 | 104.8229 | 93.5594 | 99.4779 | 83.0554 | 88.4814 | 94.5455 | 110.7521 | 93.5605 | 112.2984
2045 | 93.8869 | 96.5537 | 77.4604 | 88.5145 | 94.355 | 97.7444 | 70.6901 | 88.9027 | 94.1324 | 111.9114 | 93.8934 | 88.9015 | 71.1073 | 87.1663 | 93.8869 | 88.9971 | 77.4604 | 89.2108 | 93.8869 | 90.3049 | 94.355 | 88.9613 | 70.6901 | 88.9971 | 94.1324 | 112.0712 | 93.8869 | 89.044 | 93.8934 | 88.9971 | 71.1073 | 88.3241 | 94.1711 | 111.9826 | 93.8869 | 89.787
2046 | 94.1709 | 110.7317 | 71.2166 | 87.8029 | 81.9245 | 99.2261 | 71.391 | 88.2535 | 94.1208 | 97.9254 | 74.0607 | 88.2537 | 70.5028 | 87.5646 | 94.1709 | 89.7368 | 71.2166 | 88.3653 | 94.1709 | 91.6975 | 81.9245 | 88.5742 | 71.391 | 89.7368 | 94.1208 | 98.3604 | 94.1709 | 89.7695 | 74.0607 | 89.7368 | 70.5028 | 88.3313 | 94.2898 | 91.8977 | 94.1709 | 88.9105
2047 | 74.31 | 89.5002 | 70.5748 | 88.2261 | 92.3409 | 109.6559 | 79.1636 | 88.817 | 94.1737 | 104.3879 | 73.6032 | 88.8157 | 70.2743 | 87.7799 | 74.31 | 89.6041 | 70.5748 | 89.381 | 74.31 | 97.7071 | 92.3409 | 89.5924 | 79.1636 | 89.6041 | 94.1737 | 89.2174 | 74.31 | 89.5576 | 73.6032 | 89.6041 | 70.2743 | 89.0834 | 74.4053 | 91.3119 | 74.31 | 91.1287
2048 | 71.0895 | 89.4555 | 71.5643 | 94.2037 | 93.8206 | 89.9863 | 71.0686 | 94.4938 | 94.6499 | 111.3356 | 79.2301 | 94.4927 | 72.4237 | 89.82 | 71.0895 | 95.1801 | 71.5643 | 97.085 | 71.0895 | 89.4749 | 93.8206 | 95.1538 | 71.0686 | 95.1802 | 94.6499 | 88.4921 | 71.0895 | 95.1317 | 79.2301 | 95.1801 | 72.4237 | 88.5982 | 77.8199 | 88.5146 | 71.0895 | 88.7827
2049 | 70.471 | 94.6659 | 79.4949 | 87.936 | 72.7872 | 89.6797 | 71.3031 | 96.839 | 83.0023 | 111.6621 | 71.1094 | 96.838 | 70.6665 | 87.9664 | 70.471 | 88.8605 | 79.4949 | 88.3553 | 70.471 | 89.0156 | 72.7872 | 88.8122 | 71.3031 | 88.8605 | 83.0023 | 89.0315 | 70.471 | 88.9013 | 71.1094 | 88.8605 | 70.6665 | 88.4401 | 70.8963 | 88.3082 | 70.471 | 88.6021
Shoulder period prices
| Alternative |  | Alternative_Double_demand |  | Alternative_Half_demand |  | Alternative_High_battery_cost |  | Alternative_High_generation_cost |  | Alternative_Low_battery_cost |  | Alternative_Low_generation_cost |  | Central |  | Double_demand |  | Future_only |  | Half_demand |  | High_battery_cost |  | High_generation_cost |  | Implementation_in_2024 |  | Low_battery_cost |  | Low_generation_cost |  | No_decommissioning |  | HVDC_only
Row Labels | Sum of Baseline_shoulder_price | Sum of Proposal_shoulder_price | Sum of Baseline_shoulder_price | Sum of Proposal_shoulder_price | Sum of Baseline_shoulder_price | Sum of Proposal_shoulder_price | Sum of Baseline_shoulder_price | Sum of Proposal_shoulder_price | Sum of Baseline_shoulder_price | Sum of Proposal_shoulder_price | Sum of Baseline_shoulder_price | Sum of Proposal_shoulder_price | Sum of Baseline_shoulder_price | Sum of Proposal_shoulder_price | Sum of Baseline_shoulder_price | Sum of Proposal_shoulder_price | Sum of Baseline_shoulder_price | Sum of Proposal_shoulder_price | Sum of Baseline_shoulder_price | Sum of Proposal_shoulder_price | Sum of Baseline_shoulder_price | Sum of Proposal_shoulder_price | Sum of Baseline_shoulder_price | Sum of Proposal_shoulder_price | Sum of Baseline_shoulder_price | Sum of Proposal_shoulder_price | Sum of Baseline_shoulder_price | Sum of Proposal_shoulder_price | Sum of Baseline_shoulder_price | Sum of Proposal_shoulder_price | Sum of Baseline_shoulder_price | Sum of Proposal_shoulder_price | Sum of Baseline_shoulder_price | Sum of Proposal_shoulder_price | Sum of Baseline_shoulder_price | Sum of Proposal_shoulder_price
2008 | 177.2594 | 177.2594 | 177.2594 | 177.2594 | 177.2594 | 177.2594 | 177.2594 | 177.2594 | 177.2594 | 177.2594 | 177.2594 | 177.2594 | 177.2594 | 177.2594 | 177.2594 | 177.2594 | 177.2594 | 177.2594 | 177.2594 | 177.2594 | 177.2594 | 177.2594 | 177.2594 | 177.2594 | 177.2594 | 177.2594 | 177.2594 | 177.2594 | 177.2594 | 177.2594 | 177.2594 | 177.2594 | 177.2594 | 177.2594 | 177.2594 | 177.2594
2009 | 63.4507 | 63.4507 | 63.4507 | 63.4507 | 63.4507 | 63.4507 | 63.4507 | 63.4507 | 63.4507 | 63.4507 | 63.4507 | 63.4507 | 63.4507 | 63.4507 | 63.4507 | 63.4507 | 63.4507 | 63.4507 | 63.4507 | 63.4507 | 63.4507 | 63.4507 | 63.4507 | 63.4507 | 63.4507 | 63.4507 | 63.4507 | 63.4507 | 63.4507 | 63.4507 | 63.4507 | 63.4507 | 63.4507 | 63.4507 | 63.4507 | 63.4507
2010 | 84.4326 | 84.4326 | 84.4326 | 84.4326 | 84.4326 | 84.4326 | 84.4326 | 84.4326 | 84.4326 | 84.4326 | 84.4326 | 84.4326 | 84.4326 | 84.4326 | 84.4326 | 84.4326 | 84.4326 | 84.4326 | 84.4326 | 84.4326 | 84.4326 | 84.4326 | 84.4326 | 84.4326 | 84.4326 | 84.4326 | 84.4326 | 84.4326 | 84.4326 | 84.4326 | 84.4326 | 84.4326 | 84.4326 | 84.4326 | 84.4326 | 84.4326
2011 | 72.3432 | 72.3432 | 72.3432 | 72.3432 | 72.3432 | 72.3432 | 72.3432 | 72.3432 | 72.3432 | 72.3432 | 72.3432 | 72.3432 | 72.3432 | 72.3432 | 72.3432 | 72.3432 | 72.3432 | 72.3432 | 72.3432 | 72.3432 | 72.3432 | 72.3432 | 72.3432 | 72.3432 | 72.3432 | 72.3432 | 72.3432 | 72.3432 | 72.3432 | 72.3432 | 72.3432 | 72.3432 | 72.3432 | 72.3432 | 72.3432 | 72.3432
2012 | 120.4356 | 120.4356 | 120.4356 | 120.4356 | 120.4356 | 120.4356 | 120.4356 | 120.4356 | 120.4356 | 120.4356 | 120.4356 | 120.4356 | 120.4356 | 120.4356 | 120.4356 | 120.4356 | 120.4356 | 120.4356 | 120.4356 | 120.4356 | 120.4356 | 120.4356 | 120.4356 | 120.4356 | 120.4356 | 120.4356 | 120.4356 | 120.4356 | 120.4356 | 120.4356 | 120.4356 | 120.4356 | 120.4356 | 120.4356 | 120.4356 | 120.4356
2013 | 91.7316 | 91.7316 | 91.7316 | 91.7316 | 91.7316 | 91.7316 | 91.7316 | 91.7316 | 91.7316 | 91.7316 | 91.7316 | 91.7316 | 91.7316 | 91.7316 | 91.7316 | 91.7316 | 91.7316 | 91.7316 | 91.7316 | 91.7316 | 91.7316 | 91.7316 | 91.7316 | 91.7316 | 91.7316 | 91.7316 | 91.7316 | 91.7316 | 91.7316 | 91.7316 | 91.7316 | 91.7316 | 91.7316 | 91.7316 | 91.7316 | 91.7316
2014 | 84.5437 | 84.5437 | 84.5437 | 84.5437 | 84.5437 | 84.5437 | 84.5437 | 84.5437 | 84.5437 | 84.5437 | 84.5437 | 84.5437 | 84.5437 | 84.5437 | 84.5437 | 84.5437 | 84.5437 | 84.5437 | 84.5437 | 84.5437 | 84.5437 | 84.5437 | 84.5437 | 84.5437 | 84.5437 | 84.5437 | 84.5437 | 84.5437 | 84.5437 | 84.5437 | 84.5437 | 84.5437 | 84.5437 | 84.5437 | 84.5437 | 84.5437
2015 | 79.8433 | 79.8433 | 79.8433 | 79.8433 | 79.8433 | 79.8433 | 79.8433 | 79.8433 | 79.8433 | 79.8433 | 79.8433 | 79.8433 | 79.8433 | 79.8433 | 79.8433 | 79.8433 | 79.8433 | 79.8433 | 79.8433 | 79.8433 | 79.8433 | 79.8433 | 79.8433 | 79.8433 | 79.8433 | 79.8433 | 79.8433 | 79.8433 | 79.8433 | 79.8433 | 79.8433 | 79.8433 | 79.8433 | 79.8433 | 79.8433 | 79.8433
2016 | 68.0214 | 68.0214 | 68.0214 | 68.0214 | 68.0214 | 68.0214 | 68.0214 | 68.0214 | 68.0214 | 68.0214 | 68.0214 | 68.0214 | 68.0214 | 68.0214 | 68.0214 | 68.0214 | 68.0214 | 68.0214 | 68.0214 | 68.0214 | 68.0214 | 68.0214 | 68.0214 | 68.0214 | 68.0214 | 68.0214 | 68.0214 | 68.0214 | 68.0214 | 68.0214 | 68.0214 | 68.0214 | 68.0214 | 68.0214 | 68.0214 | 68.0214
2017 | 81.1155 | 81.1155 | 81.1155 | 81.1155 | 81.1155 | 81.1155 | 81.1155 | 81.1155 | 81.1155 | 81.1155 | 81.1155 | 81.1155 | 81.1155 | 81.1155 | 81.1155 | 81.1155 | 81.1155 | 81.1155 | 81.1155 | 81.1155 | 81.1155 | 81.1155 | 81.1155 | 81.1155 | 81.1155 | 81.1155 | 81.1155 | 81.1155 | 81.1155 | 81.1155 | 81.1155 | 81.1155 | 81.1155 | 81.1155 | 81.1155 | 81.1155
2018 | 84.0681 | 84.0681 | 84.0681 | 84.0681 | 84.0681 | 84.0681 | 84.0681 | 84.0681 | 84.0681 | 84.0681 | 84.0681 | 84.0681 | 84.0681 | 84.0681 | 84.0681 | 84.0681 | 84.0681 | 84.0681 | 84.0681 | 84.0681 | 84.0681 | 84.0681 | 84.0681 | 84.0681 | 84.0681 | 84.0681 | 84.0681 | 84.0681 | 84.0681 | 84.0681 | 84.0681 | 84.0681 | 84.0681 | 84.0681 | 84.0681 | 84.0681
2019 | 96.25 | 96.25 | 96.2772 | 96.2772 | 96.2446 | 96.2446 | 96.25 | 96.25 | 96.25 | 96.25 | 96.25 | 96.25 | 96.25 | 96.25 | 96.25 | 96.25 | 96.2772 | 96.2772 | 96.25 | 96.25 | 96.2446 | 96.2446 | 96.25 | 96.25 | 96.25 | 96.25 | 96.25 | 96.25 | 96.25 | 96.25 | 96.25 | 96.25 | 96.25 | 96.25 | 96.25 | 96.25
2020 | 103.8745 | 103.8745 | 103.8927 | 103.8927 | 99.3716 | 99.3716 | 103.8745 | 103.8745 | 103.8745 | 103.8745 | 103.8745 | 103.8745 | 103.8745 | 103.8745 | 103.8745 | 103.8745 | 103.8927 | 103.8927 | 103.8745 | 103.8745 | 99.3716 | 99.3716 | 103.8745 | 103.8745 | 103.8745 | 103.8745 | 103.8745 | 103.8745 | 103.8745 | 103.8745 | 103.8745 | 103.8745 | 103.8745 | 103.8745 | 103.8745 | 103.8745
2021 | 104.3155 | 104.3155 | 104.5162 | 104.5162 | 104.2132 | 104.2132 | 104.3155 | 104.3155 | 104.3152 | 104.3152 | 104.3155 | 104.3155 | 104.3158 | 104.3158 | 104.3155 | 104.3155 | 104.5162 | 104.5162 | 104.3155 | 104.3155 | 104.2132 | 104.2132 | 104.3155 | 104.3155 | 104.3152 | 104.3152 | 104.3155 | 104.3155 | 104.3155 | 104.3155 | 104.3158 | 104.3158 | 104.3155 | 104.3155 | 104.3155 | 104.3155
2022 | 104.8503 | 119.6657 | 120.3683 | 135.1171 | 104.6101 | 119.4257 | 104.8503 | 119.6446 | 104.8518 | 119.6515 | 104.8503 | 119.6445 | 104.8488 | 119.6456 | 104.8503 | 120.2227 | 120.3683 | 120.216 | 104.8503 | 121.9955 | 104.6101 | 120.0248 | 104.8503 | 120.2227 | 104.8518 | 120.2224 | 104.8503 | 104.8503 | 104.8503 | 120.2227 | 104.8488 | 120.223 | 104.8503 | 120.2227 | 104.8503 | 120.7366
2023 | 104.9116 | 119.5024 | 120.7378 | 135.591 | 104.8949 | 119.873 | 104.9116 | 119.8498 | 104.906 | 119.8486 | 104.9115 | 119.8497 | 104.9093 | 119.8349 | 104.9116 | 119.9003 | 120.7378 | 119.89 | 104.9116 | 121.5204 | 104.8949 | 119.384 | 104.9116 | 119.9003 | 104.906 | 119.9017 | 104.9116 | 104.9116 | 104.9115 | 119.9003 | 104.9093 | 117.6479 | 104.9116 | 119.9003 | 104.9116 | 120.3944
2024 | 120.1407 | 133.9456 | 140.945 | 155.8689 | 113.6578 | 128.7322 | 120.1409 | 135.1412 | 120.1368 | 135.1352 | 120.1407 | 135.141 | 120.1521 | 135.1399 | 120.1407 | 120.1443 | 140.945 | 135.4717 | 120.1407 | 121.7935 | 113.6578 | 119.9508 | 120.1409 | 120.1443 | 120.1368 | 120.528 | 120.1407 | 128.9083 | 120.1407 | 120.1443 | 120.1521 | 119.8313 | 120.1407 | 120.1443 | 120.1407 | 120.6228
2025 | 145.0137 | 156.1059 | 149.4365 | 164.5328 | 140.5077 | 155.7626 | 145.014 | 160.2079 | 145.0129 | 160.2059 | 145.0137 | 160.2077 | 144.1599 | 159.3405 | 145.0137 | 155.7983 | 149.4365 | 160.3922 | 145.0137 | 157.3221 | 140.5077 | 155.7948 | 145.014 | 155.7983 | 145.0129 | 155.807 | 145.0137 | 155.8159 | 145.0137 | 155.7983 | 144.1599 | 155.4541 | 124.2398 | 122.7883 | 145.0137 | 156.2532
2026 | 151.512 | 161.5237 | 157.2064 | 167.6059 | 146.3093 | 161.5704 | 151.5125 | 166.6853 | 156.377 | 171.2983 | 151.512 | 166.6851 | 146.6075 | 161.8234 | 151.512 | 157.9389 | 157.2064 | 167.0058 | 151.512 | 159.3786 | 146.3093 | 157.8595 | 151.5125 | 157.9389 | 156.377 | 157.9402 | 151.512 | 161.7296 | 151.512 | 157.9389 | 146.6075 | 157.8686 | 141.5711 | 136.3077 | 151.512 | 158.3704
2027 | 163.7589 | 178.726 | 201.629 | 216.7818 | 163.4045 | 178.8111 | 163.7596 | 178.9867 | 169.3129 | 184.6443 | 163.7589 | 178.9865 | 158.7066 | 173.3034 | 163.7589 | 158.0886 | 201.629 | 163.0392 | 163.7589 | 163.3802 | 163.4045 | 158.0087 | 163.7596 | 158.0886 | 169.3129 | 162.0155 | 163.7589 | 158.0414 | 163.7589 | 158.0886 | 158.7066 | 158.0174 | 142.0538 | 156.9602 | 163.7589 | 158.4999
2028 | 174.2124 | 163.8221 | 210.5536 | 225.6933 | 157.8359 | 163.8397 | 174.2134 | 189.9014 | 177.2879 | 192.988 | 174.2123 | 189.9012 | 139.4526 | 154.4556 | 174.2124 | 158.2399 | 210.5536 | 162.4363 | 174.2124 | 140.124 | 157.8359 | 158.1596 | 174.2134 | 158.2399 | 177.2879 | 165.3225 | 174.2124 | 159.1884 | 174.2123 | 158.2399 | 139.4526 | 158.2486 | 142.5256 | 157.7621 | 174.2124 | 158.6315
2029 | 216.6236 | 206.1027 | 147.5066 | 163.734 | 190.5314 | 206.7195 | 216.6254 | 218.9503 | 202.3164 | 218.5788 | 216.6236 | 218.9501 | 142.7102 | 159.0609 | 216.6236 | 162.5167 | 147.5066 | 124.0363 | 216.6236 | 139.629 | 190.5314 | 162.5156 | 216.6254 | 162.5167 | 202.3164 | 179.6888 | 216.6236 | 171.4024 | 216.6236 | 162.5167 | 142.7102 | 162.5054 | 146.6064 | 158.5732 | 216.6236 | 162.8901
2030 | 146.4465 | 161.3857 | 144.1759 | 160.7144 | 202.8863 | 209.8204 | 146.4501 | 162.5449 | 218.0503 | 250.9187 | 146.4463 | 162.5447 | 142.5537 | 159.0333 | 146.4465 | 173.8095 | 144.1759 | 122.4938 | 146.4465 | 159.3572 | 202.8863 | 173.808 | 146.4501 | 173.8095 | 218.0503 | 186.6466 | 146.4465 | 173.9339 | 146.4463 | 173.8095 | 142.5537 | 124.1162 | 157.3566 | 159.2234 | 146.4465 | 174.1651
2031 | 144.7422 | 150.663 | 146.7219 | 159.2142 | 146.5298 | 234.2012 | 144.7359 | 160.6961 | 249.6036 | 266.7594 | 144.7421 | 160.6959 | 142.7878 | 159.1753 | 144.7422 | 210.5252 | 146.7219 | 121.9558 | 144.7422 | 157.1818 | 146.5298 | 134.0623 | 144.7359 | 210.5252 | 249.6036 | 222.8674 | 144.7422 | 210.6281 | 144.7421 | 210.5252 | 142.7878 | 122.9469 | 182.8667 | 159.6395 | 144.7422 | 210.865
2032 | 139.6245 | 138.9649 | 159.9064 | 173.3326 | 143.9859 | 163.4901 | 139.6235 | 153.7767 | 251.0516 | 267.8534 | 139.6239 | 153.7765 | 142.9186 | 159.3142 | 139.6245 | 142.8644 | 159.9064 | 138.3243 | 139.6245 | 141.2179 | 143.9859 | 124.3159 | 139.6235 | 142.8644 | 251.0516 | 157.901 | 139.6245 | 153.3151 | 139.6239 | 142.8644 | 142.9186 | 122.4686 | 197.0641 | 164.1049 | 139.6245 | 143.1869
2033 | 142.8951 | 139.1059 | 148.6136 | 165.0246 | 142.7727 | 161.7446 | 142.8957 | 159.5136 | 274.0146 | 207.7205 | 142.9015 | 159.5134 | 143.0198 | 159.6266 | 142.8951 | 141.5084 | 148.6136 | 156.2229 | 142.8951 | 157.9636 | 142.7727 | 138.8253 | 142.8957 | 141.5084 | 274.0146 | 142.0002 | 142.8951 | 141.6528 | 142.9015 | 141.5084 | 143.0198 | 132.5194 | 218.1471 | 189.412 | 142.8951 | 141.8149
2034 | 142.9833 | 158.8832 | 138.6279 | 148.3673 | 146.9119 | 156.4145 | 142.9721 | 159.8606 | 222.6446 | 178.698 | 142.98 | 159.8604 | 123.3052 | 140.144 | 142.9833 | 156.5445 | 138.6279 | 133.279 | 142.9833 | 134.2378 | 146.9119 | 156.7305 | 142.9721 | 156.5445 | 222.6446 | 160.0274 | 142.9833 | 156.8545 | 142.98 | 156.5445 | 123.3052 | 139.5326 | 151.961 | 143.2441 | 142.9833 | 156.8404
2035 | 140.0699 | 133.2877 | 143.2628 | 157.04 | 143.757 | 160.303 | 137.8927 | 140.4244 | 192.7114 | 204.7802 | 140.0673 | 140.4242 | 122.8677 | 140.0888 | 140.0699 | 134.3937 | 143.2628 | 140.5739 | 140.0699 | 134.6385 | 143.757 | 134.3823 | 137.8927 | 134.3937 | 192.7114 | 160.9232 | 140.0699 | 134.3236 | 140.0673 | 134.3937 | 122.8677 | 125.0961 | 145.7454 | 141.318 | 140.0699 | 134.6749
2036 | 143.2577 | 139.5989 | 143.2447 | 160.0629 | 123.4549 | 160.3761 | 143.1985 | 156.8916 | 146.8409 | 221.2497 | 143.2552 | 156.8914 | 141.9455 | 159.1576 | 143.2577 | 134.7755 | 143.2447 | 156.9586 | 143.2577 | 140.9796 | 123.4549 | 134.771 | 143.1985 | 134.7755 | 146.8409 | 141.7539 | 143.2577 | 140.8062 | 143.2552 | 134.7755 | 141.9455 | 124.4053 | 149.3067 | 148.9191 | 143.2577 | 135.0429
2037 | 143.3475 | 155.9345 | 143.5305 | 160.505 | 122.8867 | 148.4786 | 143.3002 | 160.0153 | 144.359 | 251.3179 | 143.345 | 160.015 | 142.9552 | 129.9207 | 143.3475 | 140.3169 | 143.5305 | 141.3332 | 143.3475 | 158.2821 | 122.8867 | 140.3127 | 143.3002 | 140.3169 | 144.359 | 141.3128 | 143.3475 | 150.6113 | 143.345 | 140.3169 | 142.9552 | 135.191 | 148.2761 | 161.027 | 143.3475 | 140.5724
2038 | 123.7343 | 160.1564 | 141.3286 | 157.6899 | 138.7808 | 157.3951 | 143.5582 | 160.6401 | 143.4531 | 254.7501 | 123.7318 | 160.6397 | 123.8479 | 130.2809 | 123.7343 | 157.6375 | 141.3286 | 141.3652 | 123.7343 | 142.2337 | 138.7808 | 157.6356 | 143.5582 | 157.6375 | 143.4531 | 160.7158 | 123.7343 | 161.1354 | 123.7318 | 157.6375 | 123.8479 | 124.7683 | 136.1844 | 141.7499 | 123.7343 | 157.8806
2039 | 140.0143 | 160.705 | 143.6865 | 160.8226 | 142.839 | 160.5078 | 140.6183 | 148.7193 | 147.6078 | 167.3043 | 140.0119 | 148.7189 | 107.5041 | 138.9401 | 140.0143 | 141.608 | 143.6865 | 160.917 | 140.0143 | 142.2849 | 142.839 | 141.6082 | 140.6183 | 141.608 | 147.6078 | 161.4746 | 140.0143 | 141.8603 | 140.0119 | 141.608 | 107.5041 | 131.4024 | 140.4889 | 149.196 | 140.0143 | 141.8392
2040 | 143.218 | 145.2924 | 143.8136 | 160.9035 | 143.4301 | 160.94 | 143.7059 | 155.4687 | 157.4604 | 163.3335 | 143.2156 | 155.4682 | 106.2985 | 124.4941 | 143.218 | 149.3442 | 143.8136 | 161.5476 | 143.218 | 158.2421 | 143.4301 | 145.4941 | 143.7059 | 149.3442 | 157.4604 | 152.5114 | 143.218 | 151.9525 | 143.2156 | 149.3442 | 106.2985 | 140.1398 | 143.5305 | 141.3995 | 143.218 | 149.5639
2041 | 143.8187 | 144.863 | 148.0527 | 164.9895 | 131.513 | 161.1429 | 143.7682 | 160.5721 | 145.6722 | 165.0172 | 143.8162 | 160.5663 | 120.3855 | 133.082 | 143.8187 | 161.3521 | 148.0527 | 152.5178 | 143.8187 | 162.2565 | 131.513 | 157.9401 | 143.7682 | 161.3521 | 145.6722 | 161.9171 | 143.8187 | 161.3665 | 143.8162 | 161.3521 | 120.3855 | 125.7288 | 128.3214 | 145.4889 | 143.8187 | 161.5121
2042 | 148.0463 | 160.3008 | 145.4468 | 162.4701 | 133.7594 | 161.3235 | 143.9943 | 161.1288 | 144.2501 | 172.7089 | 147.9408 | 161.1281 | 122.267 | 139.3906 | 148.0463 | 142.1411 | 145.4468 | 158.8592 | 148.0463 | 147.5543 | 133.7594 | 135.5404 | 143.9943 | 142.1411 | 144.2501 | 162.0044 | 148.0463 | 142.1618 | 147.9408 | 142.1411 | 122.267 | 125.4736 | 140.4747 | 158.1908 | 148.0463 | 162.168
2043 | 145.4317 | 141.159 | 144.3286 | 151.9452 | 143.1664 | 161.4073 | 145.3056 | 161.3106 | 147.935 | 163.1581 | 145.4274 | 161.3094 | 126.8203 | 143.737 | 145.4317 | 141.6979 | 144.3286 | 162.0105 | 145.4317 | 142.6513 | 143.1664 | 141.3693 | 145.3056 | 141.6979 | 147.935 | 162.3368 | 145.4317 | 146.5433 | 145.4274 | 141.6979 | 126.8203 | 139.3755 | 143.6928 | 161.8787 | 145.4317 | 162.5493
2044 | 144.2809 | 148.5354 | 148.3764 | 153.6896 | 143.6697 | 161.4837 | 134.6818 | 161.4773 | 158.1773 | 161.7102 | 144.2762 | 161.476 | 142.983 | 125.3116 | 144.2809 | 153.4162 | 148.3764 | 159.2106 | 144.2809 | 156.4109 | 143.6697 | 153.1508 | 134.6818 | 153.4162 | 158.1773 | 162.524 | 144.2809 | 158.1077 | 144.2762 | 153.4162 | 142.983 | 125.4198 | 144.2058 | 154.6061 | 144.2809 | 162.7252
2045 | 144.289 | 157.4395 | 146.1241 | 160.5786 | 144.0056 | 158.4441 | 131.9547 | 149.4399 | 146.5342 | 161.545 | 144.2953 | 149.4384 | 124.0141 | 131.0976 | 144.289 | 138.6523 | 146.1241 | 139.1936 | 144.289 | 142.6237 | 144.0056 | 126.5444 | 131.9547 | 138.6523 | 146.5342 | 162.5089 | 144.289 | 138.8515 | 144.2953 | 138.6523 | 124.0141 | 132.0708 | 144.3997 | 161.8147 | 144.289 | 142.8746
2046 | 148.306 | 161.2103 | 141.6538 | 158.3573 | 144.4774 | 161.6896 | 143.1091 | 144.5276 | 148.5732 | 161.9948 | 144.1538 | 144.5821 | 123.4803 | 139.6978 | 148.306 | 144.4248 | 141.6538 | 141.5029 | 148.306 | 150.2965 | 144.4774 | 141.2073 | 143.1091 | 144.4248 | 148.5732 | 162.6914 | 148.306 | 144.581 | 144.1538 | 144.4248 | 123.4803 | 140.7513 | 144.5465 | 145.4749 | 148.306 | 142.2717
2047 | 146.4108 | 145.0197 | 141.5185 | 161.7111 | 144.1764 | 161.7064 | 144.2188 | 157.4062 | 151.0019 | 161.8283 | 144.5112 | 157.4037 | 133.3506 | 140.6543 | 146.4108 | 144.949 | 141.5185 | 158.0319 | 146.4108 | 162.1426 | 144.1764 | 144.3261 | 144.2188 | 144.949 | 151.0019 | 142.8441 | 146.4108 | 149.354 | 144.5112 | 144.949 | 133.3506 | 144.8126 | 141.5483 | 149.8124 | 146.4108 | 155.9842
2048 | 134.4225 | 151.8058 | 144.5033 | 161.8023 | 144.2562 | 161.8306 | 141.5647 | 161.4392 | 218.0189 | 161.9134 | 144.408 | 161.4369 | 143.7279 | 160.4535 | 134.4225 | 158.6259 | 144.5033 | 162.1615 | 134.4225 | 143.0885 | 144.2562 | 152.2271 | 141.5647 | 158.6261 | 218.0189 | 157.2365 | 134.4225 | 161.9985 | 144.408 | 158.6258 | 143.7279 | 142.0746 | 144.7106 | 142.1004 | 134.4225 | 142.4979
2049 | 134.5355 | 161.1855 | 144.9474 | 162.13 | 144.5997 | 162.0737 | 144.6588 | 161.8927 | 153.1442 | 166.0322 | 134.6868 | 161.8904 | 128.1275 | 145.1837 | 134.5355 | 152.3183 | 144.9474 | 142.9007 | 134.5355 | 152.4439 | 144.5997 | 142.3473 | 144.6588 | 152.3187 | 153.1442 | 162.2121 | 134.5355 | 152.4923 | 134.6868 | 152.3183 | 128.1275 | 145.3088 | 134.6732 | 141.8569 | 134.5355 | 152.0519

## Wholesale energy price indices
Prices faced by consumers, indices based on 2017 expenditure shares
Average prices across all times of use and peak and off-peak prices
Summary
- The effects of investment and demand changes on consumer prices, discussed in the Wholesale Prices Sheet, are most easily seen by considering wholesale energy prices (exclusive of interconnection charges).
- Energy prices are, on average, lower under the proposal.
- This is broadly true for peak, off-peak and shoulder periods - prices are lower.
- One contributor to the difference between off-peak energy prices under the proposal versus the baseline is that battery investment under the baseline increases demand for energy off-peak (for charging) and puts upward pressure on off-peak energy prices.
| Central - energy price index | [6 empty] | Alternative - energy price index | [6 empty] | Future only - energy price index | [5 empty] | High generation costs - energy price index | [6 empty] | Low generation costs - energy price index | [6 empty] | Implementation in 2024 - energy price index |  | High battery cost - energy price index | Double demand growth - energy price index | Half demand growth - energy price index | No decommissioning - energy price index | HVDC only - energy price index
| Wholesale price index, exclusive of interconnection costs | [6 empty] | Wholesale price index, exclusive of interconnection costs | [6 empty] | Wholesale price index, exclusive of interconnection costs | [5 empty] | Wholesale price index, exclusive of interconnection costs | [6 empty] | Wholesale price index, exclusive of interconnection costs | [6 empty] | Wholesale price index, exclusive of interconnection costs |  | Wholesale price index, exclusive of interconnection costs | Wholesale price index, exclusive of interconnection costs | Wholesale price index, exclusive of interconnection costs | Wholesale price index, exclusive of interconnection costs | Wholesale price index, exclusive of interconnection costs
| Central - peak energy price index | [6 empty] | Alternative - peak energy price index | [6 empty] | Future only - peak energy price index | [5 empty] | High generation costs - peak energy price index | [6 empty] | Low generation costs - peak energy price index | [6 empty] | Implementation in 2024s - peak energy price index |  | High battery costs - peak energy price index | Double demand growth - peak energy price index | Half demand growth - peak energy price index | No decommissioning - peak energy price index | HVDC only - peak energy price index
| Wholesale price index, exclusive of interconnection costs | [6 empty] | Wholesale price index, exclusive of interconnection costs | [6 empty] | Wholesale price index, exclusive of interconnection costs | [5 empty] | Wholesale price index, exclusive of interconnection costs | [6 empty] | Wholesale price index, exclusive of interconnection costs | [6 empty] | Wholesale price index, exclusive of interconnection costs |  | Wholesale price index, exclusive of interconnection costs | Wholesale price index, exclusive of interconnection costs | Wholesale price index, exclusive of interconnection costs | Wholesale price index, exclusive of interconnection costs | Wholesale price index, exclusive of interconnection costs
| Central - off-peak energy price index | [6 empty] | Alternative - off-peak energy price index | [6 empty] | Future only - off-peak energy price index | [5 empty] | High generation costs - off-peak energy price index | [6 empty] | Low generation costs - off-peak energy price index | [6 empty] | Implementation in 2024s - off-peak energy price index |  | High battery costs - off-peak energy price index | Double demand growth - off-peak energy price index | Half demand growth - off-peak energy price index | No decommissioning - off-peak energy price index | HVDC only - off-peak energy price index
| Wholesale price index, exclusive of interconnection costs | [6 empty] | Wholesale price index, exclusive of interconnection costs | [6 empty] | Wholesale price index, exclusive of interconnection costs | [5 empty] | Wholesale price index, exclusive of interconnection costs | [6 empty] | Wholesale price index, exclusive of interconnection costs | [6 empty] | Wholesale price index, exclusive of interconnection costs |  | Wholesale price index, exclusive of interconnection costs | Wholesale price index, exclusive of interconnection costs | Wholesale price index, exclusive of interconnection costs | Wholesale price index, exclusive of interconnection costs | Wholesale price index, exclusive of interconnection costs
| Central - shoulder energy price index | [6 empty] | Alternative - shoulder energy price index | [6 empty] | Future only - shoulder energy price index | [5 empty] | High generation costs - shoulder energy price index | [6 empty] | Low generation costs - shoulder energy price index | [6 empty] | Implementation in 2024s - shoulder energy price index |  | High battery costs - shoulder energy price index | Double demand growth - shoulder energy price index | Half demand growth - shoulder energy price index | No decommissioning - shoulder energy price index | HVDC only - shoulder energy price index
| Wholesale price index, exclusive of interconnection costs | [6 empty] | Wholesale price index, exclusive of interconnection costs | [6 empty] | Wholesale price index, exclusive of interconnection costs | [5 empty] | Wholesale price index, exclusive of interconnection costs | [6 empty] | Wholesale price index, exclusive of interconnection costs | [6 empty] | Wholesale price index, exclusive of interconnection costs |  | Wholesale price index, exclusive of interconnection costs | Wholesale price index, exclusive of interconnection costs | Wholesale price index, exclusive of interconnection costs | Wholesale price index, exclusive of interconnection costs | Wholesale price index, exclusive of interconnection costs
Prices over all periods
| Alternative |  | Alternative_Double_demand |  | Alternative_Half_demand |  | Alternative_High_battery_cost |  | Alternative_High_generation_cost |  | Alternative_Low_battery_cost |  | Alternative_Low_generation_cost |  | Central |  | Double_demand |  | Future_only |  | Half_demand |  | High_battery_cost |  | High_generation_cost |  | Implementation_in_2024 |  | Low_battery_cost |  | Low_generation_cost |  | No_decommissioning |  | HVDC_only
Row Labels | Sum of Baseline_price | Sum of Proposal_price | Sum of Baseline_price | Sum of Proposal_price | Sum of Baseline_price | Sum of Proposal_price | Sum of Baseline_price | Sum of Proposal_price | Sum of Baseline_price | Sum of Proposal_price | Sum of Baseline_price | Sum of Proposal_price | Sum of Baseline_price | Sum of Proposal_price | Sum of Baseline_price | Sum of Proposal_price | Sum of Baseline_price | Sum of Proposal_price | Sum of Baseline_price | Sum of Proposal_price | Sum of Baseline_price | Sum of Proposal_price | Sum of Baseline_price | Sum of Proposal_price | Sum of Baseline_price | Sum of Proposal_price | Sum of Baseline_price | Sum of Proposal_price | Sum of Baseline_price | Sum of Proposal_price | Sum of Baseline_price | Sum of Proposal_price | Sum of Baseline_price | Sum of Proposal_price | Sum of Baseline_energy_price | Sum of Proposal_energy_price
2008 | 177.0197 | 177.0197 | 177.0197 | 177.0197 | 177.0197 | 177.0197 | 177.0197 | 177.0197 | 177.0197 | 177.0197 | 177.0197 | 177.0197 | 177.0197 | 177.0197 | 177.0197 | 177.0197 | 177.0197 | 177.0197 | 177.0197 | 177.0197 | 177.0197 | 177.0197 | 177.0197 | 177.0197 | 177.0197 | 177.0197 | 177.0197 | 177.0197 | 177.0197 | 177.0197 | 177.0197 | 177.0197 | 177.0197 | 177.0197 | 177.0197 | 177.0197
2009 | 62.53 | 62.53 | 62.53 | 62.53 | 62.53 | 62.53 | 62.53 | 62.53 | 62.53 | 62.53 | 62.53 | 62.53 | 62.53 | 62.53 | 62.53 | 62.53 | 62.53 | 62.53 | 62.53 | 62.53 | 62.53 | 62.53 | 62.53 | 62.53 | 62.53 | 62.53 | 62.53 | 62.53 | 62.53 | 62.53 | 62.53 | 62.53 | 62.53 | 62.53 | 62.53 | 62.53
2010 | 75.0646 | 75.0646 | 75.0646 | 75.0646 | 75.0646 | 75.0646 | 75.0646 | 75.0646 | 75.0646 | 75.0646 | 75.0646 | 75.0646 | 75.0646 | 75.0646 | 75.0646 | 75.0646 | 75.0646 | 75.0646 | 75.0646 | 75.0646 | 75.0646 | 75.0646 | 75.0646 | 75.0646 | 75.0646 | 75.0646 | 75.0646 | 75.0646 | 75.0646 | 75.0646 | 75.0646 | 75.0646 | 75.0646 | 75.0646 | 75.0646 | 75.0646
2011 | 67.4736 | 67.4736 | 67.4736 | 67.4736 | 67.4736 | 67.4736 | 67.4736 | 67.4736 | 67.4736 | 67.4736 | 67.4736 | 67.4736 | 67.4736 | 67.4736 | 67.4736 | 67.4736 | 67.4736 | 67.4736 | 67.4736 | 67.4736 | 67.4736 | 67.4736 | 67.4736 | 67.4736 | 67.4736 | 67.4736 | 67.4736 | 67.4736 | 67.4736 | 67.4736 | 67.4736 | 67.4736 | 67.4736 | 67.4736 | 67.4736 | 67.4736
2012 | 110.6784 | 110.6784 | 110.6784 | 110.6784 | 110.6784 | 110.6784 | 110.6784 | 110.6784 | 110.6784 | 110.6784 | 110.6784 | 110.6784 | 110.6784 | 110.6784 | 110.6784 | 110.6784 | 110.6784 | 110.6784 | 110.6784 | 110.6784 | 110.6784 | 110.6784 | 110.6784 | 110.6784 | 110.6784 | 110.6784 | 110.6784 | 110.6784 | 110.6784 | 110.6784 | 110.6784 | 110.6784 | 110.6784 | 110.6784 | 110.6784 | 110.6784
2013 | 79.1418 | 79.1418 | 79.1418 | 79.1418 | 79.1418 | 79.1418 | 79.1418 | 79.1418 | 79.1418 | 79.1418 | 79.1418 | 79.1418 | 79.1418 | 79.1418 | 79.1418 | 79.1418 | 79.1418 | 79.1418 | 79.1418 | 79.1418 | 79.1418 | 79.1418 | 79.1418 | 79.1418 | 79.1418 | 79.1418 | 79.1418 | 79.1418 | 79.1418 | 79.1418 | 79.1418 | 79.1418 | 79.1418 | 79.1418 | 79.1418 | 79.1418
2014 | 77.7268 | 77.7268 | 77.7268 | 77.7268 | 77.7268 | 77.7268 | 77.7268 | 77.7268 | 77.7268 | 77.7268 | 77.7268 | 77.7268 | 77.7268 | 77.7268 | 77.7268 | 77.7268 | 77.7268 | 77.7268 | 77.7268 | 77.7268 | 77.7268 | 77.7268 | 77.7268 | 77.7268 | 77.7268 | 77.7268 | 77.7268 | 77.7268 | 77.7268 | 77.7268 | 77.7268 | 77.7268 | 77.7268 | 77.7268 | 77.7268 | 77.7268
2015 | 74.1005 | 74.1005 | 74.1005 | 74.1005 | 74.1005 | 74.1005 | 74.1005 | 74.1005 | 74.1005 | 74.1005 | 74.1005 | 74.1005 | 74.1005 | 74.1005 | 74.1005 | 74.1005 | 74.1005 | 74.1005 | 74.1005 | 74.1005 | 74.1005 | 74.1005 | 74.1005 | 74.1005 | 74.1005 | 74.1005 | 74.1005 | 74.1005 | 74.1005 | 74.1005 | 74.1005 | 74.1005 | 74.1005 | 74.1005 | 74.1005 | 74.1005
2016 | 66.8003 | 66.8003 | 66.8003 | 66.8003 | 66.8003 | 66.8003 | 66.8003 | 66.8003 | 66.8003 | 66.8003 | 66.8003 | 66.8003 | 66.8003 | 66.8003 | 66.8003 | 66.8003 | 66.8003 | 66.8003 | 66.8003 | 66.8003 | 66.8003 | 66.8003 | 66.8003 | 66.8003 | 66.8003 | 66.8003 | 66.8003 | 66.8003 | 66.8003 | 66.8003 | 66.8003 | 66.8003 | 66.8003 | 66.8003 | 66.8003 | 66.8003
2017 | 84.6124 | 84.6124 | 84.6124 | 84.6124 | 84.6124 | 84.6124 | 84.6124 | 84.6124 | 84.6124 | 84.6124 | 84.6124 | 84.6124 | 84.6124 | 84.6124 | 84.6124 | 84.6124 | 84.6124 | 84.6124 | 84.6124 | 84.6124 | 84.6124 | 84.6124 | 84.6124 | 84.6124 | 84.6124 | 84.6124 | 84.6124 | 84.6124 | 84.6124 | 84.6124 | 84.6124 | 84.6124 | 84.6124 | 84.6124 | 84.6124 | 84.6124
2018 | 81.9117 | 81.9117 | 82.3127 | 82.3127 | 81.9117 | 81.9117 | 81.9117 | 81.9117 | 81.9117 | 81.9117 | 81.9117 | 81.9117 | 81.9117 | 81.9117 | 81.9117 | 81.9117 | 82.3127 | 82.3127 | 81.9117 | 81.9117 | 81.9117 | 81.9117 | 81.9117 | 81.9117 | 81.9117 | 81.9117 | 81.9117 | 81.9117 | 81.9117 | 81.9117 | 81.9117 | 81.9117 | 81.9117 | 81.9117 | 81.9117 | 81.9117
2019 | 104.8307 | 104.8307 | 107.3318 | 107.3318 | 104.8307 | 104.8307 | 104.8307 | 104.8307 | 104.7112 | 104.7112 | 104.8307 | 104.8307 | 104.9575 | 104.9575 | 104.8307 | 104.8307 | 107.3318 | 107.3318 | 104.8307 | 104.8307 | 104.8307 | 104.8307 | 104.8307 | 104.8307 | 104.7112 | 104.7112 | 104.8307 | 104.8307 | 104.8307 | 104.8307 | 104.9575 | 104.9575 | 104.8307 | 104.8307 | 104.8307 | 104.8307
2020 | 111.5761 | 111.5761 | 111.5761 | 111.5761 | 110.6922 | 110.6922 | 111.5761 | 111.5761 | 111.7165 | 111.7165 | 111.5761 | 111.5761 | 111.4299 | 111.4299 | 111.5761 | 111.5761 | 111.5761 | 111.5761 | 111.5761 | 111.5761 | 110.6922 | 110.6922 | 111.5761 | 111.5761 | 111.7165 | 111.7165 | 111.5761 | 111.5761 | 111.5761 | 111.5761 | 111.4299 | 111.4299 | 111.5761 | 111.5761 | 111.5761 | 111.5761
2021 | 112.0028 | 112.0028 | 112.0028 | 112.0028 | 112.0028 | 112.0028 | 112.0028 | 112.0028 | 112.1574 | 112.1574 | 112.0028 | 112.0028 | 111.8438 | 111.8438 | 112.0028 | 112.0028 | 112.0028 | 112.0028 | 112.0028 | 112.0028 | 112.0028 | 112.0028 | 112.0028 | 112.0028 | 112.1574 | 112.1574 | 112.0028 | 112.0028 | 112.0028 | 112.0028 | 111.8438 | 111.8438 | 112.0028 | 112.0028 | 112.0028 | 112.0028
2022 | 114.1275 | 119.9168 | 117.9915 | 117.9915 | 112.3979 | 112.3979 | 114.1275 | 114.1275 | 112.7169 | 112.7169 | 114.1275 | 114.1275 | 113.9081 | 113.9081 | 114.1275 | 119.9168 | 117.9915 | 120.2358 | 114.1275 | 119.9168 | 112.3979 | 119.9168 | 114.1275 | 119.9168 | 112.7169 | 120.0905 | 114.1275 | 114.1275 | 114.1275 | 119.9168 | 113.9081 | 119.7382 | 114.1275 | 119.9168 | 114.1275 | 119.9168
2023 | 115.3426 | 122.6426 | 124.1978 | 124.1978 | 112.7169 | 112.7169 | 115.3426 | 115.3426 | 115.5363 | 115.5363 | 115.3426 | 115.3426 | 115.1432 | 115.1432 | 115.3426 | 120.2358 | 124.1978 | 123.0453 | 115.3426 | 120.2358 | 112.7169 | 119.1513 | 115.3426 | 120.2358 | 115.5363 | 120.2358 | 115.3426 | 115.3426 | 115.3426 | 120.2358 | 115.1432 | 116.9113 | 115.3426 | 120.2358 | 115.3426 | 120.2358
2024 | 131.7366 | 144.2637 | 136.6059 | 136.6059 | 127.1569 | 127.1569 | 131.7366 | 131.7366 | 128.4247 | 131.7366 | 131.7366 | 131.7366 | 131.7366 | 131.7366 | 131.7366 | 131.7641 | 136.6059 | 146.9096 | 131.7366 | 131.7641 | 127.1569 | 129.654 | 131.7366 | 131.7641 | 128.4247 | 134.0682 | 131.7366 | 133.5083 | 131.7366 | 131.7641 | 131.7366 | 126.764 | 131.7366 | 131.7641 | 131.7366 | 131.7641
2025 | 176.8341 | 183.7994 | 177.5516 | 177.5516 | 173.0309 | 173.0309 | 176.8341 | 176.8341 | 176.8341 | 176.8341 | 176.8341 | 176.8341 | 176.664 | 176.664 | 176.8341 | 176.0614 | 177.5516 | 208.0506 | 176.8341 | 176.0614 | 173.0309 | 175.8686 | 176.8341 | 176.0614 | 176.8341 | 176.4233 | 176.8341 | 176.0614 | 176.8341 | 176.0614 | 176.664 | 176.0614 | 133.9596 | 142.6782 | 176.8341 | 176.0614
2026 | 177.8138 | 208.0506 | 178.7608 | 177.8138 | 176.8341 | 176.8341 | 177.8138 | 177.8138 | 178.7569 | 178.7043 | 177.8138 | 177.8138 | 176.8706 | 176.8706 | 177.8138 | 183.7994 | 178.7608 | 209.0303 | 177.8138 | 183.7994 | 176.8341 | 176.0614 | 177.8138 | 183.7994 | 178.7569 | 183.7994 | 177.8138 | 188.7331 | 177.8138 | 183.7994 | 176.8706 | 175.8686 | 140.0573 | 152.6444 | 177.8138 | 183.7994
2027 | 187.8969 | 211.3755 | 218.6645 | 218.6645 | 180.1589 | 183.7691 | 187.8969 | 192.058 | 192.2112 | 192.2947 | 187.8969 | 192.058 | 186.8184 | 190.9795 | 187.8969 | 182.9963 | 218.6645 | 208.0506 | 187.8969 | 208.0506 | 180.1589 | 176.0614 | 187.8969 | 182.9963 | 192.2112 | 208.0506 | 187.8969 | 182.9963 | 187.8969 | 182.9963 | 186.8184 | 179.0066 | 157.134 | 175.8346 | 187.8969 | 182.9963
2028 | 213.1626 | 208.0506 | 220.0661 | 220.0661 | 186.4988 | 184.572 | 213.1626 | 213.1626 | 194.4009 | 213.7184 | 213.1626 | 213.1626 | 143.3726 | 143.3262 | 213.1626 | 187.9605 | 220.0661 | 208.0506 | 213.1626 | 159.8231 | 186.4988 | 183.6066 | 213.1626 | 187.9605 | 194.4009 | 283.1479 | 213.1626 | 188.1541 | 213.1626 | 187.9605 | 143.3726 | 187.7677 | 160.0949 | 175.8686 | 213.1626 | 187.9605
2029 | 299.3522 | 291.0482 | 173.3166 | 173.691 | 216.4678 | 216.4678 | 299.3522 | 296.6095 | 223.2336 | 297.814 | 299.3522 | 296.6095 | 150.406 | 150.5055 | 299.3522 | 208.0506 | 173.3166 | 134.6246 | 299.3522 | 171.7803 | 216.4678 | 208.0506 | 299.3522 | 208.0506 | 223.2336 | 285.8402 | 299.3522 | 209.8167 | 299.3522 | 208.0506 | 150.406 | 208.0506 | 170.5156 | 175.8686 | 299.3522 | 208.0506
2030 | 176.0614 | 175.8686 | 155.8246 | 155.8246 | 222.4779 | 216.8372 | 176.0614 | 176.0614 | 227.825 | 321.2078 | 176.0614 | 176.0614 | 169.1477 | 175.8686 | 176.0614 | 210.0789 | 155.8246 | 123.0667 | 176.0614 | 175.8686 | 222.4779 | 284.6593 | 176.0614 | 210.0789 | 227.825 | 302.1222 | 176.0614 | 210.0789 | 176.0614 | 210.0789 | 169.1477 | 123.7555 | 178.8624 | 176.0614 | 176.0614 | 210.0789
2031 | 153.946 | 171.241 | 176.8341 | 176.0614 | 153.946 | 300.1898 | 153.946 | 156.5218 | 308.7824 | 323.969 | 153.946 | 156.5218 | 162.5981 | 175.8686 | 153.946 | 291.7378 | 176.8341 | 136.444 | 153.946 | 175.254 | 153.946 | 167.9438 | 153.946 | 291.7378 | 308.7824 | 315.8653 | 153.946 | 291.7378 | 153.946 | 291.7378 | 162.5981 | 122.5659 | 183.7014 | 183.7994 | 153.946 | 291.7378
2032 | 143.3955 | 153.1306 | 179.3168 | 179.2439 | 154.6233 | 176.0614 | 146.4147 | 153.3965 | 326.6534 | 399.1501 | 143.3955 | 153.3965 | 150.048 | 162.4122 | 143.3955 | 171.7803 | 179.3168 | 153.1306 | 143.3955 | 171.7803 | 154.6233 | 146.9364 | 146.4147 | 171.7803 | 326.6534 | 174.6418 | 143.3955 | 173.793 | 143.3955 | 171.7803 | 150.048 | 126.7108 | 194.5692 | 208.0506 | 143.3955 | 171.7803
2033 | 161.3246 | 169.2283 | 176.8341 | 176.8341 | 176.0614 | 161.3246 | 161.3246 | 164.1223 | 333.0548 | 215.6396 | 161.3246 | 164.1223 | 162.5981 | 175.8686 | 161.3246 | 160.2198 | 176.8341 | 175.0682 | 161.3246 | 175.0682 | 176.0614 | 171.7803 | 161.3246 | 160.2198 | 333.0548 | 171.7803 | 161.3246 | 160.2198 | 161.3246 | 160.2198 | 162.5981 | 147.7169 | 229.9529 | 213.2961 | 161.3246 | 160.2198
2034 | 175.8686 | 175.6828 | 149.0932 | 159.8835 | 176.8341 | 150.0686 | 175.8686 | 175.8686 | 228.2072 | 190.6599 | 175.8686 | 175.8686 | 148.8468 | 167.3344 | 175.8686 | 175.0682 | 149.0932 | 166.3088 | 175.8686 | 166.3088 | 176.8341 | 175.0682 | 175.8686 | 175.0682 | 228.2072 | 175.8686 | 175.8686 | 175.0682 | 175.8686 | 175.0682 | 148.8468 | 159.8231 | 176.7902 | 146.7808 | 175.8686 | 175.0682
2035 | 164.3529 | 166.7402 | 162.6626 | 171.967 | 176.0614 | 162.6792 | 171.5407 | 170.6384 | 193.2427 | 216.7212 | 164.3529 | 170.6384 | 149.544 | 168.1402 | 164.3529 | 166.7402 | 162.6626 | 170.6384 | 164.3529 | 166.7402 | 176.0614 | 166.7402 | 171.5407 | 166.7402 | 193.2427 | 187.7677 | 164.3529 | 166.7402 | 164.3529 | 166.7402 | 149.544 | 144.9276 | 176.0614 | 158.7768 | 164.3529 | 166.7402
2036 | 175.6828 | 169.0477 | 175.6828 | 175.6828 | 144.5341 | 175.8686 | 175.6661 | 175.0515 | 167.7463 | 221.6325 | 175.6828 | 175.0515 | 175.6661 | 175.6828 | 175.6828 | 167.1715 | 175.6828 | 186.6603 | 175.6828 | 182.5467 | 144.5341 | 167.1715 | 175.6661 | 167.1715 | 167.7463 | 170.4279 | 175.6828 | 168.3386 | 175.6828 | 167.1715 | 175.6661 | 146.1555 | 177.2174 | 171.4051 | 175.6828 | 167.1715
2037 | 175.6828 | 182.2964 | 175.8686 | 187.5818 | 145.4144 | 163.9778 | 175.6828 | 183.4207 | 174.5353 | 305.7567 | 175.6828 | 183.4207 | 175.6828 | 160.225 | 175.6828 | 171.2706 | 175.8686 | 180.5205 | 175.6828 | 206.268 | 145.4144 | 178.9691 | 175.6828 | 171.2706 | 174.5353 | 179.9301 | 175.6828 | 173.2833 | 175.6828 | 171.2706 | 175.6828 | 165.7548 | 176.8341 | 175.8686 | 175.6828 | 171.2706
2038 | 168.9042 | 206.8993 | 172.1921 | 172.1921 | 166.8 | 174.8745 | 187.5818 | 192.5705 | 175.8686 | 306.0724 | 168.9042 | 192.5705 | 166.6409 | 160.3781 | 168.9042 | 188.3476 | 172.1921 | 185.9354 | 168.9042 | 200.1208 | 166.8 | 191.9392 | 187.5818 | 188.3476 | 175.8686 | 206.8993 | 168.9042 | 188.9622 | 168.9042 | 188.3476 | 166.6409 | 159.2118 | 163.1952 | 171.2312 | 168.9042 | 188.3476
2039 | 172.4749 | 206.8993 | 175.1336 | 180.8275 | 175.6828 | 175.6828 | 172.4749 | 170.7055 | 184.3792 | 187.7677 | 172.4749 | 170.7055 | 143.8169 | 175.3094 | 172.4749 | 181.0861 | 175.1336 | 206.8826 | 172.4749 | 186.9432 | 175.6828 | 181.0861 | 172.4749 | 181.0861 | 184.3792 | 207.0852 | 172.4749 | 181.0861 | 172.4749 | 181.0861 | 143.8169 | 163.9291 | 172.5161 | 173.2987 | 172.4749 | 181.0861
2040 | 187.5818 | 178.3476 | 198.3841 | 206.8993 | 175.8686 | 183.6066 | 183.404 | 181.8307 | 207.3046 | 183.8439 | 183.4207 | 181.8307 | 150.2745 | 158.707 | 187.5818 | 199.868 | 198.3841 | 206.8993 | 187.5818 | 206.2847 | 175.8686 | 203.2372 | 183.404 | 199.868 | 207.3046 | 205.0095 | 187.5818 | 200.379 | 183.4207 | 199.868 | 150.2745 | 179.2335 | 175.9652 | 171.2312 | 187.5818 | 199.868
2041 | 206.8993 | 201.1108 | 207.8578 | 282.4382 | 168.1593 | 202.9814 | 206.8993 | 206.8993 | 183.9262 | 208.0506 | 206.8993 | 206.8993 | 161.5019 | 168.2266 | 206.8993 | 206.8993 | 207.8578 | 204.4604 | 206.8993 | 206.8993 | 168.1593 | 206.2847 | 206.8993 | 206.8993 | 183.9262 | 206.8993 | 206.8993 | 206.8993 | 206.8993 | 206.8993 | 161.5019 | 158.7325 | 172.0778 | 177.6508 | 206.8993 | 206.8993
2042 | 207.8578 | 206.8993 | 187.0327 | 281.4797 | 173.2439 | 183.404 | 281.6656 | 206.8993 | 187.5818 | 209.2447 | 207.8578 | 206.8993 | 169.9992 | 193.2768 | 207.8578 | 185.6115 | 187.0327 | 206.268 | 207.8578 | 197.7794 | 173.2439 | 184.1428 | 281.6656 | 185.6115 | 187.5818 | 206.8993 | 207.8578 | 185.6115 | 207.8578 | 185.6115 | 169.9992 | 166.522 | 175.0682 | 196.468 | 207.8578 | 206.8993
2043 | 198.1313 | 189.6483 | 206.8993 | 194.9856 | 183.4207 | 187.5818 | 280.9306 | 281.6656 | 207.8578 | 184.4625 | 198.1313 | 281.6656 | 183.661 | 197.5821 | 198.1313 | 193.4777 | 206.8993 | 281.4797 | 198.1313 | 193.4777 | 183.4207 | 193.4777 | 280.9306 | 193.4777 | 207.8578 | 281.6656 | 198.1313 | 194.4387 | 198.1313 | 193.4777 | 183.661 | 193.341 | 181.9456 | 207.0852 | 198.1313 | 281.6656
2044 | 206.8826 | 194.9961 | 282.2523 | 195.3533 | 206.8993 | 206.8993 | 194.9856 | 281.463 | 225.733 | 206.8993 | 206.8826 | 281.463 | 202.4534 | 169.7822 | 206.8826 | 200.7551 | 282.2523 | 274.7438 | 206.8826 | 277.7061 | 206.8993 | 203.9229 | 194.9856 | 200.7551 | 225.733 | 281.4797 | 206.8826 | 204.0694 | 206.8826 | 200.7551 | 202.4534 | 189.9235 | 206.3714 | 204.828 | 206.8826 | 281.4797
2045 | 206.8993 | 274.7438 | 273.9981 | 271.9606 | 207.0852 | 200.1634 | 194.4913 | 194.4913 | 206.8993 | 214.3078 | 206.8993 | 194.4913 | 161.7564 | 191.0129 | 206.8993 | 192.3063 | 273.9981 | 192.3063 | 206.8993 | 267.8572 | 207.0852 | 189.9235 | 194.4913 | 192.3063 | 206.8993 | 296.6663 | 206.8993 | 192.3063 | 206.8993 | 192.3063 | 161.7564 | 191.2616 | 206.5212 | 206.8025 | 206.8993 | 197.9739
2046 | 282.2523 | 296.6497 | 196.2608 | 270.8412 | 184.3925 | 201.5043 | 271.915 | 176.4374 | 223.4729 | 200.778 | 197.8946 | 176.4374 | 173.6555 | 194.5523 | 282.2523 | 194.054 | 196.2608 | 192.9729 | 282.2523 | 270.1365 | 184.3925 | 192.9729 | 271.915 | 194.054 | 223.4729 | 290.5451 | 282.2523 | 194.054 | 197.8946 | 194.054 | 173.6555 | 192.9729 | 206.8993 | 194.614 | 282.2523 | 192.9729
2047 | 272.5934 | 268.4835 | 196.2608 | 271.7597 | 206.3501 | 280.9306 | 290.5451 | 196.7656 | 282.7057 | 203.8239 | 198.013 | 196.7656 | 194.9856 | 192.9729 | 272.5934 | 194.104 | 196.2608 | 271.346 | 272.5934 | 290.5451 | 206.3501 | 207.7345 | 290.5451 | 194.104 | 282.7057 | 267.5533 | 272.5934 | 194.9961 | 198.013 | 194.104 | 194.9856 | 268.5637 | 197.3984 | 204.3705 | 272.5934 | 271.5525
2048 | 194.8421 | 270.0708 | 271.9606 | 289.589 | 228.8253 | 271.9606 | 270.8412 | 199.822 | 310.9805 | 231.5938 | 222.704 | 199.822 | 272.3782 | 272.3782 | 194.8421 | 273.7878 | 271.9606 | 290.5451 | 194.8421 | 267.5533 | 228.8253 | 272.5126 | 270.8412 | 273.7878 | 310.9805 | 270.5661 | 194.8421 | 274.4024 | 222.704 | 273.7878 | 272.3782 | 267.5533 | 199.822 | 192.9729 | 194.8421 | 267.5533
2049 | 194.9856 | 289.6619 | 290.5451 | 286.6424 | 197.3802 | 271.9606 | 286.9463 | 275.3584 | 277.2141 | 282.2523 | 194.8922 | 275.3584 | 268.2609 | 268.2609 | 194.9856 | 269.4726 | 290.5451 | 214.9842 | 194.9856 | 284.6592 | 197.3802 | 267.5533 | 286.9463 | 269.4726 | 277.2141 | 286.9463 | 194.9856 | 269.4726 | 194.8922 | 269.4726 | 268.2609 | 283.4465 | 194.8922 | 210.8174 | 194.9856 | 269.4726
Peak period prices
| Alternative |  | Alternative_Double_demand |  | Alternative_Half_demand |  | Alternative_High_battery_cost |  | Alternative_High_generation_cost |  | Alternative_Low_battery_cost |  | Alternative_Low_generation_cost |  | Central |  | Double_demand |  | Future_only |  | Half_demand |  | High_battery_cost |  | High_generation_cost |  | Implementation_in_2024 |  | Low_battery_cost |  | Low_generation_cost |  | No_decommissioning |  | HVDC_only
Row Labels | Sum of Baseline_peak_energy_price | Sum of Proposal_peak_energy_price | Sum of Baseline_peak_energy_price | Sum of Proposal_peak_energy_price | Sum of Baseline_peak_energy_price | Sum of Proposal_peak_energy_price | Sum of Baseline_peak_energy_price | Sum of Proposal_peak_energy_price | Sum of Baseline_peak_energy_price | Sum of Proposal_peak_energy_price | Sum of Baseline_peak_energy_price | Sum of Proposal_peak_energy_price | Sum of Baseline_peak_energy_price | Sum of Proposal_peak_energy_price | Sum of Baseline_peak_energy_price | Sum of Proposal_peak_energy_price | Sum of Baseline_peak_energy_price | Sum of Proposal_peak_energy_price | Sum of Baseline_peak_energy_price | Sum of Proposal_peak_energy_price | Sum of Baseline_peak_energy_price | Sum of Proposal_peak_energy_price | Sum of Baseline_peak_energy_price | Sum of Proposal_peak_energy_price | Sum of Baseline_peak_energy_price | Sum of Proposal_peak_energy_price | Sum of Baseline_peak_energy_price | Sum of Proposal_peak_energy_price | Sum of Baseline_peak_energy_price | Sum of Proposal_peak_energy_price | Sum of Baseline_peak_energy_price | Sum of Proposal_peak_energy_price | Sum of Baseline_peak_energy_price | Sum of Proposal_peak_energy_price | Sum of Baseline_peak_energy_price | Sum of Proposal_peak_energy_price
2008 | 236.8084 | 236.8084 | 236.8084 | 236.8084 | 236.8084 | 236.8084 | 236.8084 | 236.8084 | 236.8084 | 236.8084 | 236.8084 | 236.8084 | 236.8084 | 236.8084 | 236.8084 | 236.8084 | 236.8084 | 236.8084 | 236.8084 | 236.8084 | 236.8084 | 236.8084 | 236.8084 | 236.8084 | 236.8084 | 236.8084 | 236.8084 | 236.8084 | 236.8084 | 236.8084 | 236.8084 | 236.8084 | 236.8084 | 236.8084 | 236.8084 | 236.8084
2009 | 95.401 | 95.401 | 95.401 | 95.401 | 95.401 | 95.401 | 95.401 | 95.401 | 95.401 | 95.401 | 95.401 | 95.401 | 95.401 | 95.401 | 95.401 | 95.401 | 95.401 | 95.401 | 95.401 | 95.401 | 95.401 | 95.401 | 95.401 | 95.401 | 95.401 | 95.401 | 95.401 | 95.401 | 95.401 | 95.401 | 95.401 | 95.401 | 95.401 | 95.401 | 95.401 | 95.401
2010 | 87.9426 | 87.9426 | 87.9426 | 87.9426 | 87.9426 | 87.9426 | 87.9426 | 87.9426 | 87.9426 | 87.9426 | 87.9426 | 87.9426 | 87.9426 | 87.9426 | 87.9426 | 87.9426 | 87.9426 | 87.9426 | 87.9426 | 87.9426 | 87.9426 | 87.9426 | 87.9426 | 87.9426 | 87.9426 | 87.9426 | 87.9426 | 87.9426 | 87.9426 | 87.9426 | 87.9426 | 87.9426 | 87.9426 | 87.9426 | 87.9426 | 87.9426
2011 | 90.6321 | 90.6321 | 90.6321 | 90.6321 | 90.6321 | 90.6321 | 90.6321 | 90.6321 | 90.6321 | 90.6321 | 90.6321 | 90.6321 | 90.6321 | 90.6321 | 90.6321 | 90.6321 | 90.6321 | 90.6321 | 90.6321 | 90.6321 | 90.6321 | 90.6321 | 90.6321 | 90.6321 | 90.6321 | 90.6321 | 90.6321 | 90.6321 | 90.6321 | 90.6321 | 90.6321 | 90.6321 | 90.6321 | 90.6321 | 90.6321 | 90.6321
2012 | 128.5609 | 128.5609 | 128.5609 | 128.5609 | 128.5609 | 128.5609 | 128.5609 | 128.5609 | 128.5609 | 128.5609 | 128.5609 | 128.5609 | 128.5609 | 128.5609 | 128.5609 | 128.5609 | 128.5609 | 128.5609 | 128.5609 | 128.5609 | 128.5609 | 128.5609 | 128.5609 | 128.5609 | 128.5609 | 128.5609 | 128.5609 | 128.5609 | 128.5609 | 128.5609 | 128.5609 | 128.5609 | 128.5609 | 128.5609 | 128.5609 | 128.5609
2013 | 86.4201 | 86.4201 | 86.4201 | 86.4201 | 86.4201 | 86.4201 | 86.4201 | 86.4201 | 86.4201 | 86.4201 | 86.4201 | 86.4201 | 86.4201 | 86.4201 | 86.4201 | 86.4201 | 86.4201 | 86.4201 | 86.4201 | 86.4201 | 86.4201 | 86.4201 | 86.4201 | 86.4201 | 86.4201 | 86.4201 | 86.4201 | 86.4201 | 86.4201 | 86.4201 | 86.4201 | 86.4201 | 86.4201 | 86.4201 | 86.4201 | 86.4201
2014 | 92.3317 | 92.3317 | 92.3317 | 92.3317 | 92.3317 | 92.3317 | 92.3317 | 92.3317 | 92.3317 | 92.3317 | 92.3317 | 92.3317 | 92.3317 | 92.3317 | 92.3317 | 92.3317 | 92.3317 | 92.3317 | 92.3317 | 92.3317 | 92.3317 | 92.3317 | 92.3317 | 92.3317 | 92.3317 | 92.3317 | 92.3317 | 92.3317 | 92.3317 | 92.3317 | 92.3317 | 92.3317 | 92.3317 | 92.3317 | 92.3317 | 92.3317
2015 | 75.9142 | 75.9142 | 75.9142 | 75.9142 | 75.9142 | 75.9142 | 75.9142 | 75.9142 | 75.9142 | 75.9142 | 75.9142 | 75.9142 | 75.9142 | 75.9142 | 75.9142 | 75.9142 | 75.9142 | 75.9142 | 75.9142 | 75.9142 | 75.9142 | 75.9142 | 75.9142 | 75.9142 | 75.9142 | 75.9142 | 75.9142 | 75.9142 | 75.9142 | 75.9142 | 75.9142 | 75.9142 | 75.9142 | 75.9142 | 75.9142 | 75.9142
2016 | 76.7035 | 76.7035 | 76.7035 | 76.7035 | 76.7035 | 76.7035 | 76.7035 | 76.7035 | 76.7035 | 76.7035 | 76.7035 | 76.7035 | 76.7035 | 76.7035 | 76.7035 | 76.7035 | 76.7035 | 76.7035 | 76.7035 | 76.7035 | 76.7035 | 76.7035 | 76.7035 | 76.7035 | 76.7035 | 76.7035 | 76.7035 | 76.7035 | 76.7035 | 76.7035 | 76.7035 | 76.7035 | 76.7035 | 76.7035 | 76.7035 | 76.7035
2017 | 126.9731 | 126.9731 | 126.9731 | 126.9731 | 126.9731 | 126.9731 | 126.9731 | 126.9731 | 126.9731 | 126.9731 | 126.9731 | 126.9731 | 126.9731 | 126.9731 | 126.9731 | 126.9731 | 126.9731 | 126.9731 | 126.9731 | 126.9731 | 126.9731 | 126.9731 | 126.9731 | 126.9731 | 126.9731 | 126.9731 | 126.9731 | 126.9731 | 126.9731 | 126.9731 | 126.9731 | 126.9731 | 126.9731 | 126.9731 | 126.9731 | 126.9731
2018 | 102.5411 | 102.5411 | 103.6618 | 103.6618 | 102.5411 | 102.5411 | 102.5411 | 102.5411 | 102.5411 | 102.5411 | 102.5411 | 102.5411 | 102.5411 | 102.5411 | 102.5411 | 102.5411 | 103.6618 | 103.6618 | 102.5411 | 102.5411 | 102.5411 | 102.5411 | 102.5411 | 102.5411 | 102.5411 | 102.5411 | 102.5411 | 102.5411 | 102.5411 | 102.5411 | 102.5411 | 102.5411 | 102.5411 | 102.5411 | 102.5411 | 102.5411
2019 | 158.526 | 158.526 | 160.8159 | 160.8159 | 158.526 | 158.526 | 158.526 | 158.526 | 158.192 | 158.192 | 158.526 | 158.526 | 158.8803 | 158.8803 | 158.526 | 158.526 | 160.8159 | 160.8159 | 158.526 | 158.526 | 158.526 | 158.526 | 158.526 | 158.526 | 158.192 | 158.192 | 158.526 | 158.526 | 158.526 | 158.526 | 158.8803 | 158.8803 | 158.526 | 158.526 | 158.526 | 158.526
2020 | 164.5074 | 164.5074 | 164.5074 | 164.5074 | 164.5074 | 164.5074 | 164.5074 | 164.5074 | 164.5074 | 164.5074 | 164.5074 | 164.5074 | 164.5027 | 164.5027 | 164.5074 | 164.5074 | 164.5074 | 164.5074 | 164.5074 | 164.5074 | 164.5074 | 164.5074 | 164.5074 | 164.5074 | 164.5074 | 164.5074 | 164.5074 | 164.5074 | 164.5074 | 164.5074 | 164.5027 | 164.5027 | 164.5074 | 164.5074 | 164.5074 | 164.5074
2021 | 164.5074 | 164.5074 | 164.5074 | 164.5074 | 164.5074 | 164.5074 | 164.5074 | 164.5074 | 164.5074 | 164.5074 | 164.5074 | 164.5074 | 164.5074 | 164.5074 | 164.5074 | 164.5074 | 164.5074 | 164.5074 | 164.5074 | 164.5074 | 164.5074 | 164.5074 | 164.5074 | 164.5074 | 164.5074 | 164.5074 | 164.5074 | 164.5074 | 164.5074 | 164.5074 | 164.5074 | 164.5074 | 164.5074 | 164.5074 | 164.5074 | 164.5074
2022 | 168.4498 | 185.521 | 168.4498 | 168.4498 | 164.5074 | 164.5074 | 168.4498 | 168.4498 | 164.5074 | 164.5074 | 168.4498 | 168.4498 | 167.8366 | 167.8366 | 168.4498 | 185.521 | 168.4498 | 185.521 | 168.4498 | 185.521 | 164.5074 | 185.521 | 168.4498 | 185.521 | 164.5074 | 185.521 | 168.4498 | 168.4498 | 168.4498 | 185.521 | 167.8366 | 185.521 | 168.4498 | 185.521 | 168.4498 | 185.521
2023 | 164.5074 | 185.521 | 180.7333 | 180.7333 | 164.5074 | 164.5074 | 164.5074 | 164.5074 | 164.5074 | 164.5074 | 164.5074 | 164.5074 | 164.5074 | 164.5074 | 164.5074 | 185.521 | 180.7333 | 186.0346 | 164.5074 | 185.521 | 164.5074 | 185.521 | 164.5074 | 185.521 | 164.5074 | 185.521 | 164.5074 | 164.5074 | 164.5074 | 185.521 | 164.5074 | 180.2125 | 164.5074 | 185.521 | 164.5074 | 185.521
2024 | 194.7769 | 230.423 | 197.479 | 197.479 | 185.521 | 185.521 | 194.7769 | 194.7769 | 185.521 | 194.7769 | 194.7769 | 194.7769 | 194.7769 | 194.7769 | 194.7769 | 203.2714 | 197.479 | 237.1817 | 194.7769 | 203.2714 | 185.521 | 197.479 | 194.7769 | 203.2714 | 185.521 | 209.5036 | 194.7769 | 203.2714 | 194.7769 | 203.2714 | 194.7769 | 197.0393 | 194.7769 | 203.2714 | 194.7769 | 203.2714
2025 | 306.6893 | 328.3149 | 306.6893 | 306.6893 | 298.2196 | 298.2196 | 306.6893 | 306.6893 | 306.6893 | 306.6893 | 306.6893 | 306.6893 | 306.6893 | 306.6893 | 306.6893 | 306.6893 | 306.6893 | 393.9318 | 306.6893 | 306.6893 | 298.2196 | 306.6893 | 306.6893 | 306.6893 | 306.6893 | 307.7007 | 306.6893 | 306.6893 | 306.6893 | 306.6893 | 306.6893 | 306.6893 | 199.3509 | 232.6071 | 306.6893 | 306.6893
2026 | 306.6893 | 393.9318 | 306.6893 | 306.6893 | 306.6893 | 306.6893 | 306.6893 | 306.6893 | 306.6893 | 306.6893 | 306.6893 | 306.6893 | 306.6893 | 306.6893 | 306.6893 | 328.3149 | 306.6893 | 393.9318 | 306.6893 | 328.3149 | 306.6893 | 306.6893 | 306.6893 | 328.3149 | 306.6893 | 328.3149 | 306.6893 | 339.9443 | 306.6893 | 328.3149 | 306.6893 | 306.6893 | 207.125 | 253.2092 | 306.6893 | 328.3149
2027 | 328.3149 | 393.9318 | 393.9318 | 393.9318 | 306.6893 | 316.7789 | 328.3149 | 339.9443 | 337.3582 | 337.5913 | 328.3149 | 339.9443 | 328.3149 | 339.9443 | 328.3149 | 326.0706 | 393.9318 | 393.9318 | 328.3149 | 393.9318 | 306.6893 | 306.6893 | 328.3149 | 326.0706 | 337.3582 | 393.9318 | 328.3149 | 326.0706 | 328.3149 | 326.0706 | 328.3149 | 314.9203 | 254.3305 | 306.5941 | 328.3149 | 326.0706
2028 | 393.9318 | 393.9318 | 393.9318 | 393.9318 | 328.3149 | 328.3149 | 393.9318 | 393.9318 | 339.9443 | 393.9318 | 393.9318 | 393.9318 | 218.912 | 219.1698 | 393.9318 | 339.9443 | 393.9318 | 393.9318 | 393.9318 | 273.2718 | 328.3149 | 328.3149 | 393.9318 | 339.9443 | 339.9443 | 602.3656 | 393.9318 | 339.9443 | 393.9318 | 339.9443 | 218.912 | 339.9443 | 262.6055 | 306.6893 | 393.9318 | 339.9443
2029 | 602.3656 | 602.3656 | 299.557 | 300.6033 | 393.9318 | 393.9318 | 602.3656 | 602.3656 | 393.9318 | 602.3656 | 602.3656 | 602.3656 | 236.047 | 236.325 | 602.3656 | 393.9318 | 299.557 | 212.9054 | 602.3656 | 306.6893 | 393.9318 | 393.9318 | 602.3656 | 393.9318 | 393.9318 | 602.3656 | 602.3656 | 393.9318 | 602.3656 | 393.9318 | 236.047 | 393.9318 | 289.0306 | 306.6893 | 602.3656 | 393.9318
2030 | 306.6893 | 306.6893 | 250.671 | 250.671 | 393.9318 | 393.9318 | 306.6893 | 306.6893 | 393.9318 | 644.8085 | 306.6893 | 306.6893 | 287.906 | 306.6893 | 306.6893 | 393.9318 | 250.671 | 194.7769 | 306.6893 | 306.6893 | 393.9318 | 602.3656 | 306.6893 | 393.9318 | 393.9318 | 644.8085 | 306.6893 | 393.9318 | 306.6893 | 393.9318 | 287.906 | 198.1017 | 306.6893 | 306.6893 | 306.6893 | 393.9318
2031 | 245.4208 | 299.557 | 306.6893 | 306.6893 | 245.4208 | 602.3656 | 245.4208 | 252.6195 | 602.3656 | 644.8085 | 245.4208 | 252.6195 | 269.6013 | 306.6893 | 245.4208 | 602.3656 | 306.6893 | 216.502 | 245.4208 | 306.6893 | 245.4208 | 299.557 | 245.4208 | 602.3656 | 602.3656 | 644.8085 | 245.4208 | 602.3656 | 245.4208 | 602.3656 | 269.6013 | 194.7769 | 306.6893 | 328.3149 | 245.4208 | 602.3656
2032 | 218.1719 | 254.5679 | 306.6893 | 308.0392 | 247.3138 | 306.6893 | 226.6099 | 247.3138 | 644.8085 | 847.4189 | 218.1719 | 247.3138 | 235.0464 | 269.6013 | 218.1719 | 306.6893 | 306.6893 | 254.5679 | 218.1719 | 306.6893 | 247.3138 | 247.3138 | 226.6099 | 306.6893 | 644.8085 | 306.6893 | 218.1719 | 306.6893 | 218.1719 | 306.6893 | 235.0464 | 201.6787 | 317.0746 | 393.9318 | 218.1719 | 306.6893
2033 | 266.5618 | 299.557 | 306.6893 | 306.6893 | 306.6893 | 266.5618 | 266.5618 | 274.3805 | 644.8085 | 393.9318 | 266.5618 | 274.3805 | 269.6013 | 306.6893 | 266.5618 | 274.3805 | 306.6893 | 306.6893 | 266.5618 | 306.6893 | 306.6893 | 306.6893 | 266.5618 | 274.3805 | 644.8085 | 306.6893 | 266.5618 | 274.3805 | 266.5618 | 274.3805 | 269.6013 | 253.0726 | 393.9318 | 393.9318 | 266.5618 | 274.3805
2034 | 306.6893 | 306.6893 | 236.8218 | 273.2718 | 306.6893 | 236.8218 | 306.6893 | 306.6893 | 393.9318 | 339.9443 | 306.6893 | 306.6893 | 255.0211 | 306.6893 | 306.6893 | 306.6893 | 236.8218 | 306.6893 | 306.6893 | 306.6893 | 306.6893 | 306.6893 | 306.6893 | 306.6893 | 393.9318 | 306.6893 | 306.6893 | 306.6893 | 306.6893 | 306.6893 | 255.0211 | 273.2718 | 306.6893 | 236.8218 | 306.6893 | 306.6893
2035 | 278.2774 | 306.6893 | 270.3476 | 299.557 | 306.6893 | 270.3476 | 299.557 | 306.6893 | 328.3149 | 393.9318 | 278.2774 | 306.6893 | 256.9695 | 306.6893 | 278.2774 | 306.6893 | 270.3476 | 306.6893 | 278.2774 | 306.6893 | 306.6893 | 306.6893 | 299.557 | 306.6893 | 328.3149 | 339.9443 | 278.2774 | 306.6893 | 278.2774 | 306.6893 | 256.9695 | 257.2722 | 306.6893 | 270.3476 | 278.2774 | 306.6893
2036 | 306.6893 | 306.6893 | 306.6893 | 306.6893 | 240.1615 | 306.6893 | 306.6893 | 306.6893 | 284.5088 | 393.9318 | 306.6893 | 306.6893 | 306.6893 | 306.6893 | 306.6893 | 306.6893 | 306.6893 | 339.0866 | 306.6893 | 339.0866 | 240.1615 | 306.6893 | 306.6893 | 306.6893 | 284.5088 | 306.6893 | 306.6893 | 306.6893 | 306.6893 | 306.6893 | 306.6893 | 259.223 | 306.6893 | 300.993 | 306.6893 | 306.6893
2037 | 306.6893 | 328.3149 | 306.6893 | 339.9443 | 241.8314 | 282.1744 | 306.6893 | 328.3149 | 303.4823 | 602.3656 | 306.6893 | 328.3149 | 306.6893 | 306.6893 | 306.6893 | 306.6893 | 306.6893 | 339.9443 | 306.6893 | 393.9318 | 241.8314 | 328.3149 | 306.6893 | 306.6893 | 303.4823 | 329.5127 | 306.6893 | 306.6893 | 306.6893 | 306.6893 | 306.6893 | 306.6893 | 306.6893 | 306.6893 | 306.6893 | 306.6893
2038 | 306.6893 | 393.9318 | 306.6893 | 306.6893 | 284.1228 | 306.6893 | 339.9443 | 353.8864 | 306.6893 | 602.3656 | 306.6893 | 353.8864 | 306.6893 | 306.6893 | 306.6893 | 343.802 | 306.6893 | 353.8864 | 306.6893 | 393.9318 | 284.1228 | 353.8864 | 339.9443 | 343.802 | 306.6893 | 393.9318 | 306.6893 | 343.802 | 306.6893 | 343.802 | 306.6893 | 306.6893 | 276.0264 | 306.6893 | 306.6893 | 343.802
2039 | 306.6893 | 393.9318 | 306.6893 | 328.3149 | 306.6893 | 306.6893 | 306.6893 | 306.6893 | 328.3149 | 339.9443 | 306.6893 | 306.6893 | 265.0752 | 329.7734 | 306.6893 | 339.9443 | 306.6893 | 393.9318 | 306.6893 | 356.3132 | 306.6893 | 339.9443 | 306.6893 | 339.9443 | 328.3149 | 393.9318 | 306.6893 | 339.9443 | 306.6893 | 339.9443 | 265.0752 | 306.6893 | 299.557 | 306.6893 | 306.6893 | 339.9443
2040 | 339.9443 | 339.9443 | 370.1339 | 393.9318 | 306.6893 | 328.3149 | 328.3149 | 328.3149 | 386.6201 | 328.9782 | 328.3149 | 328.3149 | 283.1226 | 306.6893 | 339.9443 | 380.9906 | 370.1339 | 393.9318 | 339.9443 | 393.9318 | 306.6893 | 393.9318 | 328.3149 | 380.9906 | 386.6201 | 393.9318 | 339.9443 | 380.9906 | 328.3149 | 380.9906 | 283.1226 | 339.9443 | 306.6893 | 306.6893 | 339.9443 | 380.9906
2041 | 393.9318 | 393.9318 | 393.9318 | 602.3656 | 306.6893 | 381.924 | 393.9318 | 393.9318 | 329.7276 | 393.9318 | 393.9318 | 393.9318 | 306.6893 | 328.3149 | 393.9318 | 393.9318 | 393.9318 | 393.9318 | 393.9318 | 393.9318 | 306.6893 | 393.9318 | 393.9318 | 393.9318 | 329.7276 | 393.9318 | 393.9318 | 393.9318 | 393.9318 | 393.9318 | 306.6893 | 306.6893 | 306.6893 | 320.7297 | 393.9318 | 393.9318
2042 | 393.9318 | 393.9318 | 339.9443 | 602.3656 | 306.6893 | 328.3149 | 602.3656 | 393.9318 | 339.9443 | 393.9318 | 393.9318 | 393.9318 | 328.3149 | 393.9318 | 393.9318 | 371.9475 | 339.9443 | 393.9318 | 393.9318 | 393.9318 | 306.6893 | 371.9475 | 602.3656 | 371.9475 | 339.9443 | 393.9318 | 393.9318 | 371.9475 | 393.9318 | 371.9475 | 328.3149 | 328.3149 | 306.6893 | 366.4966 | 393.9318 | 393.9318
2043 | 383.7909 | 383.7909 | 393.9318 | 393.9318 | 328.3149 | 339.9443 | 602.3656 | 602.3656 | 393.9318 | 331.2264 | 383.7909 | 602.3656 | 355.026 | 393.9318 | 383.7909 | 393.9318 | 393.9318 | 602.3656 | 383.7909 | 393.9318 | 328.3149 | 393.9318 | 602.3656 | 393.9318 | 393.9318 | 602.3656 | 383.7909 | 393.9318 | 383.7909 | 393.9318 | 355.026 | 393.9318 | 324.1923 | 393.9318 | 383.7909 | 602.3656
2044 | 393.9318 | 393.9318 | 602.3656 | 393.9318 | 393.9318 | 393.9318 | 393.9318 | 602.3656 | 437.9648 | 393.9318 | 393.9318 | 602.3656 | 393.9318 | 339.9443 | 393.9318 | 395.3776 | 602.3656 | 602.3656 | 393.9318 | 602.3656 | 393.9318 | 406.9748 | 393.9318 | 395.3776 | 437.9648 | 602.3656 | 393.9318 | 395.3776 | 393.9318 | 395.3776 | 393.9318 | 393.9318 | 391.9371 | 393.9318 | 393.9318 | 602.3656
2045 | 393.9318 | 602.3656 | 602.3656 | 602.3656 | 393.9318 | 393.9318 | 393.9318 | 393.9318 | 393.9318 | 414.1173 | 393.9318 | 393.9318 | 306.6893 | 393.9318 | 393.9318 | 393.9318 | 602.3656 | 393.9318 | 393.9318 | 602.3656 | 393.9318 | 393.9318 | 393.9318 | 393.9318 | 393.9318 | 644.8085 | 393.9318 | 393.9318 | 393.9318 | 393.9318 | 306.6893 | 393.9318 | 392.9217 | 393.9318 | 393.9318 | 407.9082
2046 | 602.3656 | 644.8085 | 393.9318 | 602.3656 | 346.1086 | 393.9318 | 602.3656 | 346.1086 | 438.0917 | 393.9318 | 393.9318 | 346.1086 | 339.9443 | 398.3458 | 602.3656 | 393.9318 | 393.9318 | 393.9318 | 602.3656 | 602.3656 | 346.1086 | 393.9318 | 602.3656 | 393.9318 | 438.0917 | 644.8085 | 602.3656 | 393.9318 | 393.9318 | 393.9318 | 339.9443 | 393.9318 | 393.9318 | 393.9318 | 602.3656 | 393.9318
2047 | 602.3656 | 602.3656 | 393.9318 | 602.3656 | 393.9318 | 602.3656 | 644.8085 | 393.9318 | 602.3656 | 393.9318 | 393.9318 | 393.9318 | 393.9318 | 393.9318 | 602.3656 | 393.9318 | 393.9318 | 602.3656 | 602.3656 | 644.8085 | 393.9318 | 432.0256 | 644.8085 | 393.9318 | 602.3656 | 602.3656 | 602.3656 | 393.9318 | 393.9318 | 393.9318 | 393.9318 | 602.3656 | 393.9318 | 418.3622 | 602.3656 | 602.3656
2048 | 393.9318 | 602.3656 | 602.3656 | 644.8085 | 455.2095 | 602.3656 | 602.3656 | 393.9318 | 644.8085 | 462.9467 | 455.2095 | 393.9318 | 602.3656 | 602.3656 | 393.9318 | 602.3656 | 602.3656 | 644.8085 | 393.9318 | 602.3656 | 455.2095 | 602.3656 | 602.3656 | 602.3656 | 644.8085 | 602.3656 | 393.9318 | 602.3656 | 455.2095 | 602.3656 | 602.3656 | 602.3656 | 393.9318 | 393.9318 | 393.9318 | 602.3656
2049 | 393.9318 | 644.8085 | 644.8085 | 644.8085 | 393.9318 | 602.3656 | 644.8085 | 602.3656 | 602.3656 | 602.3656 | 393.9318 | 602.3656 | 602.3656 | 602.3656 | 393.9318 | 602.3656 | 644.8085 | 456.1429 | 393.9318 | 644.8085 | 393.9318 | 602.3656 | 644.8085 | 602.3656 | 602.3656 | 644.8085 | 393.9318 | 602.3656 | 393.9318 | 602.3656 | 602.3656 | 644.8085 | 393.9318 | 443.8027 | 393.9318 | 602.3656
Off-peak period prices
| Alternative |  | Alternative_Double_demand |  | Alternative_Half_demand |  | Alternative_High_battery_cost |  | Alternative_High_generation_cost |  | Alternative_Low_battery_cost |  | Alternative_Low_generation_cost |  | Central |  | Double_demand |  | Future_only |  | Half_demand |  | High_battery_cost |  | High_generation_cost |  | Implementation_in_2024 |  | Low_battery_cost |  | Low_generation_cost |  | No_decommissioning |  | HVDC_only
Row Labels | Sum of Baseline_off_peak_energy_price | Sum of Proposal_off_peak_energy_price | Sum of Baseline_off_peak_energy_price | Sum of Proposal_off_peak_energy_price | Sum of Baseline_off_peak_energy_price | Sum of Proposal_off_peak_energy_price | Sum of Baseline_off_peak_energy_price | Sum of Proposal_off_peak_energy_price | Sum of Baseline_off_peak_energy_price | Sum of Proposal_off_peak_energy_price | Sum of Baseline_off_peak_energy_price | Sum of Proposal_off_peak_energy_price | Sum of Baseline_off_peak_energy_price | Sum of Proposal_off_peak_energy_price | Sum of Baseline_off_peak_energy_price | Sum of Proposal_off_peak_energy_price | Sum of Baseline_off_peak_energy_price | Sum of Proposal_off_peak_energy_price | Sum of Baseline_off_peak_energy_price | Sum of Proposal_off_peak_energy_price | Sum of Baseline_off_peak_energy_price | Sum of Proposal_off_peak_energy_price | Sum of Baseline_off_peak_energy_price | Sum of Proposal_off_peak_energy_price | Sum of Baseline_off_peak_energy_price | Sum of Proposal_off_peak_energy_price | Sum of Baseline_off_peak_energy_price | Sum of Proposal_off_peak_energy_price | Sum of Baseline_off_peak_energy_price | Sum of Proposal_off_peak_energy_price | Sum of Baseline_off_peak_energy_price | Sum of Proposal_off_peak_energy_price | Sum of Baseline_off_peak_energy_price | Sum of Proposal_off_peak_energy_price | Sum of Baseline_off_peak_energy_price | Sum of Proposal_off_peak_energy_price
2008 | 132.0416 | 132.0416 | 132.0416 | 132.0416 | 132.0416 | 132.0416 | 132.0416 | 132.0416 | 132.0416 | 132.0416 | 132.0416 | 132.0416 | 132.0416 | 132.0416 | 132.0416 | 132.0416 | 132.0416 | 132.0416 | 132.0416 | 132.0416 | 132.0416 | 132.0416 | 132.0416 | 132.0416 | 132.0416 | 132.0416 | 132.0416 | 132.0416 | 132.0416 | 132.0416 | 132.0416 | 132.0416 | 132.0416 | 132.0416 | 132.0416 | 132.0416
2009 | 37.3931 | 37.3931 | 37.3931 | 37.3931 | 37.3931 | 37.3931 | 37.3931 | 37.3931 | 37.3931 | 37.3931 | 37.3931 | 37.3931 | 37.3931 | 37.3931 | 37.3931 | 37.3931 | 37.3931 | 37.3931 | 37.3931 | 37.3931 | 37.3931 | 37.3931 | 37.3931 | 37.3931 | 37.3931 | 37.3931 | 37.3931 | 37.3931 | 37.3931 | 37.3931 | 37.3931 | 37.3931 | 37.3931 | 37.3931 | 37.3931 | 37.3931
2010 | 62.6532 | 62.6532 | 62.6532 | 62.6532 | 62.6532 | 62.6532 | 62.6532 | 62.6532 | 62.6532 | 62.6532 | 62.6532 | 62.6532 | 62.6532 | 62.6532 | 62.6532 | 62.6532 | 62.6532 | 62.6532 | 62.6532 | 62.6532 | 62.6532 | 62.6532 | 62.6532 | 62.6532 | 62.6532 | 62.6532 | 62.6532 | 62.6532 | 62.6532 | 62.6532 | 62.6532 | 62.6532 | 62.6532 | 62.6532 | 62.6532 | 62.6532
2011 | 49.6632 | 49.6632 | 49.6632 | 49.6632 | 49.6632 | 49.6632 | 49.6632 | 49.6632 | 49.6632 | 49.6632 | 49.6632 | 49.6632 | 49.6632 | 49.6632 | 49.6632 | 49.6632 | 49.6632 | 49.6632 | 49.6632 | 49.6632 | 49.6632 | 49.6632 | 49.6632 | 49.6632 | 49.6632 | 49.6632 | 49.6632 | 49.6632 | 49.6632 | 49.6632 | 49.6632 | 49.6632 | 49.6632 | 49.6632 | 49.6632 | 49.6632
2012 | 94.5508 | 94.5508 | 94.5508 | 94.5508 | 94.5508 | 94.5508 | 94.5508 | 94.5508 | 94.5508 | 94.5508 | 94.5508 | 94.5508 | 94.5508 | 94.5508 | 94.5508 | 94.5508 | 94.5508 | 94.5508 | 94.5508 | 94.5508 | 94.5508 | 94.5508 | 94.5508 | 94.5508 | 94.5508 | 94.5508 | 94.5508 | 94.5508 | 94.5508 | 94.5508 | 94.5508 | 94.5508 | 94.5508 | 94.5508 | 94.5508 | 94.5508
2013 | 70.2336 | 70.2336 | 70.2336 | 70.2336 | 70.2336 | 70.2336 | 70.2336 | 70.2336 | 70.2336 | 70.2336 | 70.2336 | 70.2336 | 70.2336 | 70.2336 | 70.2336 | 70.2336 | 70.2336 | 70.2336 | 70.2336 | 70.2336 | 70.2336 | 70.2336 | 70.2336 | 70.2336 | 70.2336 | 70.2336 | 70.2336 | 70.2336 | 70.2336 | 70.2336 | 70.2336 | 70.2336 | 70.2336 | 70.2336 | 70.2336 | 70.2336
2014 | 65.033 | 65.033 | 65.033 | 65.033 | 65.033 | 65.033 | 65.033 | 65.033 | 65.033 | 65.033 | 65.033 | 65.033 | 65.033 | 65.033 | 65.033 | 65.033 | 65.033 | 65.033 | 65.033 | 65.033 | 65.033 | 65.033 | 65.033 | 65.033 | 65.033 | 65.033 | 65.033 | 65.033 | 65.033 | 65.033 | 65.033 | 65.033 | 65.033 | 65.033 | 65.033 | 65.033
2015 | 71.6092 | 71.6092 | 71.6092 | 71.6092 | 71.6092 | 71.6092 | 71.6092 | 71.6092 | 71.6092 | 71.6092 | 71.6092 | 71.6092 | 71.6092 | 71.6092 | 71.6092 | 71.6092 | 71.6092 | 71.6092 | 71.6092 | 71.6092 | 71.6092 | 71.6092 | 71.6092 | 71.6092 | 71.6092 | 71.6092 | 71.6092 | 71.6092 | 71.6092 | 71.6092 | 71.6092 | 71.6092 | 71.6092 | 71.6092 | 71.6092 | 71.6092
2016 | 60.1327 | 60.1327 | 60.1327 | 60.1327 | 60.1327 | 60.1327 | 60.1327 | 60.1327 | 60.1327 | 60.1327 | 60.1327 | 60.1327 | 60.1327 | 60.1327 | 60.1327 | 60.1327 | 60.1327 | 60.1327 | 60.1327 | 60.1327 | 60.1327 | 60.1327 | 60.1327 | 60.1327 | 60.1327 | 60.1327 | 60.1327 | 60.1327 | 60.1327 | 60.1327 | 60.1327 | 60.1327 | 60.1327 | 60.1327 | 60.1327 | 60.1327
2017 | 53.9688 | 53.9688 | 53.9688 | 53.9688 | 53.9688 | 53.9688 | 53.9688 | 53.9688 | 53.9688 | 53.9688 | 53.9688 | 53.9688 | 53.9688 | 53.9688 | 53.9688 | 53.9688 | 53.9688 | 53.9688 | 53.9688 | 53.9688 | 53.9688 | 53.9688 | 53.9688 | 53.9688 | 53.9688 | 53.9688 | 53.9688 | 53.9688 | 53.9688 | 53.9688 | 53.9688 | 53.9688 | 53.9688 | 53.9688 | 53.9688 | 53.9688
2018 | 66.2216 | 66.2216 | 66.2216 | 66.2216 | 66.2216 | 66.2216 | 66.2216 | 66.2216 | 66.2216 | 66.2216 | 66.2216 | 66.2216 | 66.2216 | 66.2216 | 66.2216 | 66.2216 | 66.2216 | 66.2216 | 66.2216 | 66.2216 | 66.2216 | 66.2216 | 66.2216 | 66.2216 | 66.2216 | 66.2216 | 66.2216 | 66.2216 | 66.2216 | 66.2216 | 66.2216 | 66.2216 | 66.2216 | 66.2216 | 66.2216 | 66.2216
2019 | 67.355 | 67.355 | 71.131 | 71.131 | 67.355 | 67.355 | 67.355 | 67.355 | 67.355 | 67.355 | 67.355 | 67.355 | 67.355 | 67.355 | 67.355 | 67.355 | 71.131 | 71.131 | 67.355 | 67.355 | 67.355 | 67.355 | 67.355 | 67.355 | 67.355 | 67.355 | 67.355 | 67.355 | 67.355 | 67.355 | 67.355 | 67.355 | 67.355 | 67.355 | 67.355 | 67.355
2020 | 74.6273 | 74.6273 | 74.6273 | 74.6273 | 74.6273 | 74.6273 | 74.6273 | 74.6273 | 74.9426 | 74.9426 | 74.6273 | 74.6273 | 74.3029 | 74.3029 | 74.6273 | 74.6273 | 74.6273 | 74.6273 | 74.6273 | 74.6273 | 74.6273 | 74.6273 | 74.6273 | 74.6273 | 74.9426 | 74.9426 | 74.6273 | 74.6273 | 74.6273 | 74.6273 | 74.3029 | 74.3029 | 74.6273 | 74.6273 | 74.6273 | 74.6273
2021 | 75.5855 | 75.5855 | 75.5855 | 75.5855 | 75.5855 | 75.5855 | 75.5855 | 75.5855 | 75.9325 | 75.9325 | 75.5855 | 75.5855 | 75.2284 | 75.2284 | 75.5855 | 75.5855 | 75.5855 | 75.5855 | 75.5855 | 75.5855 | 75.5855 | 75.5855 | 75.5855 | 75.5855 | 75.9325 | 75.9325 | 75.5855 | 75.5855 | 75.5855 | 75.5855 | 75.2284 | 75.2284 | 75.5855 | 75.5855 | 75.5855 | 75.5855
2022 | 77.1888 | 76.4726 | 79.0177 | 79.0177 | 76.4726 | 76.4726 | 77.1888 | 77.1888 | 77.1888 | 77.1888 | 77.1888 | 77.1888 | 77.1888 | 77.1888 | 77.1888 | 76.4726 | 79.0177 | 77.1888 | 77.1888 | 76.4726 | 76.4726 | 76.4726 | 77.1888 | 76.4726 | 77.1888 | 76.8624 | 77.1888 | 77.1888 | 77.1888 | 76.4726 | 77.1888 | 76.0715 | 77.1888 | 76.4726 | 77.1888 | 76.4726
2023 | 83.0843 | 82.5928 | 83.0843 | 83.0843 | 77.1888 | 77.1888 | 83.0843 | 83.0843 | 83.5194 | 83.5194 | 83.0843 | 83.0843 | 82.6366 | 82.6366 | 83.0843 | 77.1888 | 83.0843 | 83.0843 | 83.0843 | 77.1888 | 77.1888 | 74.9843 | 83.0843 | 77.1888 | 83.5194 | 77.1888 | 83.0843 | 83.0843 | 83.0843 | 77.1888 | 82.6366 | 74.9843 | 83.0843 | 77.1888 | 83.0843 | 77.1888
2024 | 88.7285 | 88.7285 | 88.7285 | 88.7285 | 88.7285 | 88.7285 | 88.7285 | 88.7285 | 88.7285 | 88.7285 | 88.7285 | 88.7285 | 88.7285 | 88.7285 | 88.7285 | 88.7285 | 88.7285 | 88.7285 | 88.7285 | 88.7285 | 88.7285 | 88.7285 | 88.7285 | 88.7285 | 88.7285 | 88.7285 | 88.7285 | 88.7285 | 88.7285 | 88.7285 | 88.7285 | 82.5928 | 88.7285 | 88.7285 | 88.7285 | 88.7285
2025 | 89.5787 | 89.5787 | 89.5787 | 89.5787 | 89.5787 | 89.5787 | 89.5787 | 89.5787 | 89.5787 | 89.5787 | 89.5787 | 89.5787 | 89.5787 | 89.5787 | 89.5787 | 89.5787 | 89.5787 | 89.5787 | 89.5787 | 89.5787 | 89.5787 | 89.1459 | 89.5787 | 89.5787 | 89.5787 | 89.5787 | 89.5787 | 89.5787 | 89.5787 | 89.5787 | 89.5787 | 89.5787 | 88.7285 | 88.7285 | 89.5787 | 89.5787
2026 | 89.5787 | 89.5787 | 89.5787 | 89.5787 | 89.5787 | 89.5787 | 89.5787 | 89.5787 | 89.5787 | 89.5787 | 89.5787 | 89.5787 | 89.5787 | 89.5787 | 89.5787 | 89.5787 | 89.5787 | 89.5787 | 89.5787 | 89.5787 | 89.5787 | 89.5787 | 89.5787 | 89.5787 | 89.5787 | 89.5787 | 89.5787 | 89.5787 | 89.5787 | 89.5787 | 89.5787 | 89.1459 | 88.7285 | 88.7285 | 89.5787 | 89.5787
2027 | 89.5787 | 89.5787 | 89.5787 | 89.5787 | 89.5787 | 89.5787 | 89.5787 | 89.5787 | 89.5787 | 89.5787 | 89.5787 | 89.5787 | 89.5787 | 89.5787 | 89.5787 | 89.5787 | 89.5787 | 89.5787 | 89.5787 | 89.5787 | 89.5787 | 89.5787 | 89.5787 | 89.5787 | 89.5787 | 89.5787 | 89.5787 | 89.5787 | 89.5787 | 89.5787 | 89.5787 | 89.5787 | 89.1459 | 89.1459 | 89.5787 | 89.5787
2028 | 89.5787 | 89.5787 | 89.5787 | 89.5787 | 89.5787 | 89.5787 | 89.5787 | 89.5787 | 89.5787 | 89.5787 | 89.5787 | 89.5787 | 88.7285 | 88.7285 | 89.5787 | 89.5787 | 89.5787 | 89.5787 | 89.5787 | 88.7285 | 89.5787 | 89.1459 | 89.5787 | 89.5787 | 89.5787 | 89.5787 | 89.5787 | 89.5787 | 89.5787 | 89.5787 | 88.7285 | 89.1459 | 89.1459 | 89.1459 | 89.5787 | 89.5787
2029 | 97.1356 | 89.5787 | 89.1459 | 89.1459 | 89.5787 | 89.5787 | 97.1356 | 97.1356 | 99.8401 | 99.8401 | 97.1356 | 97.1356 | 88.7285 | 88.7285 | 97.1356 | 89.5787 | 89.1459 | 87.4955 | 97.1356 | 88.7285 | 89.5787 | 89.5787 | 97.1356 | 89.5787 | 99.8401 | 89.5787 | 97.1356 | 89.5787 | 97.1356 | 89.5787 | 88.7285 | 89.5787 | 89.5787 | 89.1459 | 97.1356 | 89.5787
2030 | 89.5787 | 89.1459 | 89.1459 | 89.1459 | 98.1431 | 89.5787 | 89.5787 | 89.5787 | 103.9909 | 104.8493 | 89.5787 | 89.5787 | 89.1459 | 89.1459 | 89.5787 | 89.5787 | 89.1459 | 76.1088 | 89.5787 | 89.1459 | 98.1431 | 89.5787 | 89.5787 | 89.5787 | 103.9909 | 89.5787 | 89.5787 | 89.5787 | 89.5787 | 89.5787 | 89.1459 | 74.9843 | 89.5787 | 89.5787 | 89.5787 | 89.5787
2031 | 89.1459 | 88.7285 | 89.5787 | 89.5787 | 89.1459 | 99.0164 | 89.1459 | 89.1459 | 104.8519 | 104.8519 | 89.1459 | 89.1459 | 89.1459 | 89.1459 | 89.1459 | 89.5787 | 89.5787 | 88.691 | 89.1459 | 89.1459 | 89.1459 | 88.691 | 89.1459 | 89.5787 | 104.8519 | 104.8493 | 89.1459 | 89.5787 | 89.1459 | 89.5787 | 89.1459 | 74.9843 | 89.5787 | 89.5787 | 89.1459 | 89.5787
2032 | 88.7285 | 88.7285 | 89.5787 | 89.5787 | 89.1459 | 89.5787 | 88.7285 | 88.7285 | 110.8792 | 110.8792 | 88.7285 | 88.7285 | 88.7285 | 88.7285 | 88.7285 | 88.7285 | 89.5787 | 88.7285 | 88.7285 | 88.7285 | 89.1459 | 87.4955 | 88.7285 | 88.7285 | 110.8792 | 88.7285 | 88.7285 | 88.7285 | 88.7285 | 88.7285 | 88.7285 | 78.7459 | 99.8896 | 89.5787 | 88.7285 | 88.7285
2033 | 88.7285 | 88.7285 | 89.5787 | 89.5787 | 89.5787 | 88.7285 | 88.7285 | 88.7285 | 115.7329 | 90.2781 | 88.7285 | 88.7285 | 89.1459 | 89.1459 | 88.7285 | 88.7285 | 89.5787 | 88.7285 | 88.7285 | 88.7285 | 89.5787 | 88.7285 | 88.7285 | 88.7285 | 115.7329 | 88.7285 | 88.7285 | 88.7285 | 88.7285 | 88.7285 | 89.1459 | 80.6208 | 108.7688 | 90.5949 | 88.7285 | 88.7285
2034 | 89.1459 | 88.7285 | 87.4955 | 85.4548 | 89.5787 | 88.7285 | 89.1459 | 89.1459 | 104.8493 | 89.5787 | 89.1459 | 89.1459 | 78.7459 | 78.7459 | 89.1459 | 88.7285 | 87.4955 | 79.7308 | 89.1459 | 79.7308 | 89.5787 | 88.7285 | 89.1459 | 88.7285 | 104.8493 | 89.1459 | 89.1459 | 88.7285 | 89.1459 | 88.7285 | 78.7459 | 88.7285 | 89.5787 | 88.7285 | 89.1459 | 88.7285
2035 | 87.4955 | 80.3658 | 88.691 | 87.4955 | 89.5787 | 88.7285 | 87.4955 | 86.1646 | 91.6865 | 91.6865 | 87.4955 | 86.1646 | 78.7459 | 80.5552 | 87.4955 | 80.3658 | 88.691 | 86.1646 | 87.4955 | 80.3658 | 89.5787 | 80.3658 | 87.4955 | 80.3658 | 91.6865 | 89.1459 | 87.4955 | 80.3658 | 87.4955 | 80.3658 | 78.7459 | 74.9843 | 89.5787 | 88.7285 | 87.4955 | 80.3658
2036 | 88.7285 | 82.5928 | 88.7285 | 88.7285 | 81.0008 | 89.1459 | 88.691 | 88.691 | 88.7285 | 96.245 | 88.7285 | 88.691 | 88.691 | 88.7285 | 88.7285 | 81.0008 | 88.7285 | 88.7285 | 88.7285 | 86.8743 | 81.0008 | 81.0008 | 88.691 | 81.0008 | 88.7285 | 85.692 | 88.7285 | 81.0008 | 88.7285 | 81.0008 | 88.691 | 76.1741 | 89.5787 | 88.7285 | 88.7285 | 81.0008
2037 | 88.7285 | 87.584 | 89.1459 | 88.7285 | 81.6358 | 87.4955 | 88.7285 | 88.7285 | 88.7285 | 104.8493 | 88.7285 | 88.7285 | 88.7285 | 67.355 | 88.7285 | 87.584 | 89.1459 | 81.6358 | 88.7285 | 88.691 | 81.6358 | 87.4955 | 88.7285 | 87.584 | 88.7285 | 88.691 | 88.7285 | 87.584 | 88.7285 | 87.584 | 88.7285 | 77.1888 | 89.5787 | 89.1459 | 88.7285 | 87.584
2038 | 82.2708 | 88.7285 | 82.2708 | 82.2708 | 88.2938 | 88.2938 | 88.7285 | 88.7285 | 89.1459 | 104.8493 | 82.2708 | 88.7285 | 77.1888 | 67.355 | 82.2708 | 88.7285 | 82.2708 | 82.5928 | 82.2708 | 82.2708 | 88.2938 | 88.691 | 88.7285 | 88.7285 | 89.1459 | 88.7285 | 82.2708 | 88.7285 | 82.2708 | 88.7285 | 77.1888 | 67.355 | 88.7285 | 87.4955 | 82.2708 | 88.7285
2039 | 82.9058 | 88.7285 | 87.4955 | 82.9058 | 88.7285 | 88.7285 | 82.9058 | 82.9058 | 89.1459 | 89.1459 | 82.9058 | 82.9058 | 66.2216 | 78.1066 | 82.9058 | 82.9058 | 87.4955 | 88.691 | 82.9058 | 82.9058 | 88.7285 | 82.9058 | 82.9058 | 82.9058 | 89.1459 | 89.1459 | 82.9058 | 82.9058 | 82.9058 | 82.9058 | 66.2216 | 74.9843 | 88.7285 | 88.7285 | 82.9058 | 82.9058
2040 | 88.7285 | 74.9843 | 88.7285 | 88.7285 | 89.1459 | 89.1459 | 88.691 | 87.4955 | 89.5787 | 89.1459 | 88.7285 | 87.4955 | 66.2216 | 66.2216 | 88.7285 | 88.691 | 88.7285 | 88.7285 | 88.7285 | 88.7285 | 89.1459 | 87.4955 | 88.691 | 88.691 | 89.5787 | 88.7285 | 88.7285 | 88.7285 | 88.7285 | 88.691 | 66.2216 | 78.7459 | 89.3627 | 87.4955 | 88.7285 | 88.691
2041 | 88.7285 | 82.5928 | 89.1459 | 89.1459 | 77.1888 | 89.5787 | 88.7285 | 88.7285 | 88.7285 | 89.5787 | 88.7285 | 88.7285 | 66.2216 | 66.2216 | 88.7285 | 88.7285 | 89.1459 | 87.4955 | 88.7285 | 88.7285 | 77.1888 | 88.7285 | 88.7285 | 88.7285 | 88.7285 | 88.7285 | 88.7285 | 88.7285 | 88.7285 | 88.7285 | 66.2216 | 66.2216 | 87.4955 | 88.7285 | 88.7285 | 88.7285
2042 | 89.1459 | 88.7285 | 87.4955 | 88.7285 | 87.4955 | 88.691 | 89.1459 | 88.7285 | 88.7285 | 89.5787 | 89.1459 | 88.7285 | 67.355 | 66.9039 | 89.1459 | 67.355 | 87.4955 | 88.691 | 89.1459 | 74.9843 | 87.4955 | 66.9039 | 89.1459 | 67.355 | 88.7285 | 88.7285 | 89.1459 | 67.355 | 89.1459 | 67.355 | 67.355 | 66.2216 | 88.7285 | 88.7285 | 89.1459 | 88.7285
2043 | 77.1888 | 66.9039 | 88.7285 | 66.2216 | 88.7285 | 88.7285 | 87.4955 | 89.1459 | 89.1459 | 88.7285 | 77.1888 | 89.1459 | 74.9843 | 74.9843 | 77.1888 | 67.355 | 88.7285 | 88.7285 | 77.1888 | 67.355 | 88.7285 | 67.355 | 87.4955 | 67.355 | 89.1459 | 89.1459 | 77.1888 | 67.355 | 77.1888 | 67.355 | 74.9843 | 67.355 | 88.7285 | 89.1459 | 77.1888 | 89.1459
2044 | 88.691 | 67.355 | 88.7285 | 66.2216 | 88.7285 | 88.7285 | 66.2216 | 88.691 | 89.5787 | 88.7285 | 88.691 | 88.691 | 78.7459 | 64.3716 | 88.691 | 77.1888 | 88.7285 | 74.9843 | 88.691 | 82.5928 | 88.7285 | 74.9843 | 66.2216 | 77.1888 | 89.5787 | 88.7285 | 88.691 | 82.5928 | 88.691 | 77.1888 | 78.7459 | 66.2216 | 89.1459 | 87.4955 | 88.691 | 88.7285
2045 | 88.7285 | 74.9843 | 71.9297 | 67.355 | 89.1459 | 74.9843 | 66.2216 | 66.2216 | 88.7285 | 89.1459 | 88.7285 | 66.2216 | 66.2216 | 65.6631 | 88.7285 | 66.2216 | 71.9297 | 66.2216 | 88.7285 | 66.9039 | 89.1459 | 66.2216 | 66.2216 | 66.2216 | 88.7285 | 88.7285 | 88.7285 | 66.2216 | 88.7285 | 66.2216 | 66.2216 | 66.2216 | 88.691 | 88.7285 | 88.7285 | 66.2216
2046 | 88.7285 | 88.691 | 66.2216 | 66.2216 | 76.6149 | 76.6149 | 67.355 | 66.2216 | 88.7285 | 74.9843 | 68.6124 | 66.2216 | 66.2216 | 66.2216 | 88.7285 | 67.355 | 66.2216 | 66.2216 | 88.7285 | 68.6124 | 76.6149 | 66.2216 | 67.355 | 67.355 | 88.7285 | 74.9843 | 88.7285 | 67.355 | 68.6124 | 67.355 | 66.2216 | 66.2216 | 88.7285 | 68.6124 | 88.7285 | 66.2216
2047 | 68.7759 | 66.9039 | 66.2216 | 66.9039 | 87.4955 | 87.4955 | 74.9843 | 67.355 | 88.7285 | 81.8233 | 68.7759 | 67.355 | 66.2216 | 66.2216 | 68.7759 | 67.355 | 66.2216 | 67.355 | 68.7759 | 74.9843 | 87.4955 | 67.355 | 74.9843 | 67.355 | 88.7285 | 66.2216 | 68.7759 | 67.355 | 68.7759 | 67.355 | 66.2216 | 66.9039 | 68.7759 | 68.7759 | 68.7759 | 68.7759
2048 | 66.2216 | 67.355 | 67.355 | 72.8376 | 88.7285 | 67.355 | 66.2216 | 72.8376 | 89.1459 | 88.7285 | 74.9843 | 72.8376 | 68.2927 | 68.2927 | 66.2216 | 72.8376 | 67.355 | 74.9843 | 66.2216 | 66.2216 | 88.7285 | 72.8376 | 66.2216 | 72.8376 | 89.1459 | 66.2216 | 66.2216 | 72.8376 | 74.9843 | 72.8376 | 68.2927 | 66.2216 | 72.8376 | 66.2216 | 66.2216 | 66.2216
2049 | 66.2216 | 73.0011 | 74.9843 | 66.2216 | 67.355 | 67.355 | 66.9039 | 74.9843 | 77.4161 | 88.7285 | 66.2216 | 74.9843 | 66.2216 | 66.2216 | 66.2216 | 66.2216 | 74.9843 | 65.6631 | 66.2216 | 66.2216 | 67.355 | 66.2216 | 66.9039 | 66.2216 | 77.4161 | 66.9039 | 66.2216 | 66.2216 | 66.2216 | 66.2216 | 66.2216 | 66.2216 | 66.2216 | 66.2216 | 66.2216 | 66.2216
Shoulder period prices
| Alternative |  | Alternative_Double_demand |  | Alternative_Half_demand |  | Alternative_High_battery_cost |  | Alternative_High_generation_cost |  | Alternative_Low_battery_cost |  | Alternative_Low_generation_cost |  | Central |  | Double_demand |  | Future_only |  | Half_demand |  | High_battery_cost |  | High_generation_cost |  | Implementation_in_2024 |  | Low_battery_cost |  | Low_generation_cost |  | No_decommissioning |  | HVDC_only
Row Labels | Sum of Baseline_shoulder_energy_price | Sum of Proposal_shoulder_energy_price | Sum of Baseline_shoulder_energy_price | Sum of Proposal_shoulder_energy_price | Sum of Baseline_shoulder_energy_price | Sum of Proposal_shoulder_energy_price | Sum of Baseline_shoulder_energy_price | Sum of Proposal_shoulder_energy_price | Sum of Baseline_shoulder_energy_price | Sum of Proposal_shoulder_energy_price | Sum of Baseline_shoulder_energy_price | Sum of Proposal_shoulder_energy_price | Sum of Baseline_shoulder_energy_price | Sum of Proposal_shoulder_energy_price | Sum of Baseline_shoulder_energy_price | Sum of Proposal_shoulder_energy_price | Sum of Baseline_shoulder_energy_price | Sum of Proposal_shoulder_energy_price | Sum of Baseline_shoulder_energy_price | Sum of Proposal_shoulder_energy_price | Sum of Baseline_shoulder_energy_price | Sum of Proposal_shoulder_energy_price | Sum of Baseline_shoulder_energy_price | Sum of Proposal_shoulder_energy_price | Sum of Baseline_shoulder_energy_price | Sum of Proposal_shoulder_energy_price | Sum of Baseline_shoulder_energy_price | Sum of Proposal_shoulder_energy_price | Sum of Baseline_shoulder_energy_price | Sum of Proposal_shoulder_energy_price | Sum of Baseline_shoulder_energy_price | Sum of Proposal_shoulder_energy_price | Sum of Baseline_shoulder_energy_price | Sum of Proposal_shoulder_energy_price | Sum of Baseline_shoulder_energy_price | Sum of Proposal_shoulder_energy_price
2008 | 170.1169 | 170.1169 | 170.1169 | 170.1169 | 170.1169 | 170.1169 | 170.1169 | 170.1169 | 170.1169 | 170.1169 | 170.1169 | 170.1169 | 170.1169 | 170.1169 | 170.1169 | 170.1169 | 170.1169 | 170.1169 | 170.1169 | 170.1169 | 170.1169 | 170.1169 | 170.1169 | 170.1169 | 170.1169 | 170.1169 | 170.1169 | 170.1169 | 170.1169 | 170.1169 | 170.1169 | 170.1169 | 170.1169 | 170.1169 | 170.1169 | 170.1169
2009 | 59.672 | 59.672 | 59.672 | 59.672 | 59.672 | 59.672 | 59.672 | 59.672 | 59.672 | 59.672 | 59.672 | 59.672 | 59.672 | 59.672 | 59.672 | 59.672 | 59.672 | 59.672 | 59.672 | 59.672 | 59.672 | 59.672 | 59.672 | 59.672 | 59.672 | 59.672 | 59.672 | 59.672 | 59.672 | 59.672 | 59.672 | 59.672 | 59.672 | 59.672 | 59.672 | 59.672
2010 | 79.755 | 79.755 | 79.755 | 79.755 | 79.755 | 79.755 | 79.755 | 79.755 | 79.755 | 79.755 | 79.755 | 79.755 | 79.755 | 79.755 | 79.755 | 79.755 | 79.755 | 79.755 | 79.755 | 79.755 | 79.755 | 79.755 | 79.755 | 79.755 | 79.755 | 79.755 | 79.755 | 79.755 | 79.755 | 79.755 | 79.755 | 79.755 | 79.755 | 79.755 | 79.755 | 79.755
2011 | 65.7461 | 65.7461 | 65.7461 | 65.7461 | 65.7461 | 65.7461 | 65.7461 | 65.7461 | 65.7461 | 65.7461 | 65.7461 | 65.7461 | 65.7461 | 65.7461 | 65.7461 | 65.7461 | 65.7461 | 65.7461 | 65.7461 | 65.7461 | 65.7461 | 65.7461 | 65.7461 | 65.7461 | 65.7461 | 65.7461 | 65.7461 | 65.7461 | 65.7461 | 65.7461 | 65.7461 | 65.7461 | 65.7461 | 65.7461 | 65.7461 | 65.7461
2012 | 114.6827 | 114.6827 | 114.6827 | 114.6827 | 114.6827 | 114.6827 | 114.6827 | 114.6827 | 114.6827 | 114.6827 | 114.6827 | 114.6827 | 114.6827 | 114.6827 | 114.6827 | 114.6827 | 114.6827 | 114.6827 | 114.6827 | 114.6827 | 114.6827 | 114.6827 | 114.6827 | 114.6827 | 114.6827 | 114.6827 | 114.6827 | 114.6827 | 114.6827 | 114.6827 | 114.6827 | 114.6827 | 114.6827 | 114.6827 | 114.6827 | 114.6827
2013 | 86.131 | 86.131 | 86.131 | 86.131 | 86.131 | 86.131 | 86.131 | 86.131 | 86.131 | 86.131 | 86.131 | 86.131 | 86.131 | 86.131 | 86.131 | 86.131 | 86.131 | 86.131 | 86.131 | 86.131 | 86.131 | 86.131 | 86.131 | 86.131 | 86.131 | 86.131 | 86.131 | 86.131 | 86.131 | 86.131 | 86.131 | 86.131 | 86.131 | 86.131 | 86.131 | 86.131
2014 | 79.9298 | 79.9298 | 79.9298 | 79.9298 | 79.9298 | 79.9298 | 79.9298 | 79.9298 | 79.9298 | 79.9298 | 79.9298 | 79.9298 | 79.9298 | 79.9298 | 79.9298 | 79.9298 | 79.9298 | 79.9298 | 79.9298 | 79.9298 | 79.9298 | 79.9298 | 79.9298 | 79.9298 | 79.9298 | 79.9298 | 79.9298 | 79.9298 | 79.9298 | 79.9298 | 79.9298 | 79.9298 | 79.9298 | 79.9298 | 79.9298 | 79.9298
2015 | 76.4746 | 76.4746 | 76.4746 | 76.4746 | 76.4746 | 76.4746 | 76.4746 | 76.4746 | 76.4746 | 76.4746 | 76.4746 | 76.4746 | 76.4746 | 76.4746 | 76.4746 | 76.4746 | 76.4746 | 76.4746 | 76.4746 | 76.4746 | 76.4746 | 76.4746 | 76.4746 | 76.4746 | 76.4746 | 76.4746 | 76.4746 | 76.4746 | 76.4746 | 76.4746 | 76.4746 | 76.4746 | 76.4746 | 76.4746 | 76.4746 | 76.4746
2016 | 63.9106 | 63.9106 | 63.9106 | 63.9106 | 63.9106 | 63.9106 | 63.9106 | 63.9106 | 63.9106 | 63.9106 | 63.9106 | 63.9106 | 63.9106 | 63.9106 | 63.9106 | 63.9106 | 63.9106 | 63.9106 | 63.9106 | 63.9106 | 63.9106 | 63.9106 | 63.9106 | 63.9106 | 63.9106 | 63.9106 | 63.9106 | 63.9106 | 63.9106 | 63.9106 | 63.9106 | 63.9106 | 63.9106 | 63.9106 | 63.9106 | 63.9106
2017 | 76.9617 | 76.9617 | 76.9617 | 76.9617 | 76.9617 | 76.9617 | 76.9617 | 76.9617 | 76.9617 | 76.9617 | 76.9617 | 76.9617 | 76.9617 | 76.9617 | 76.9617 | 76.9617 | 76.9617 | 76.9617 | 76.9617 | 76.9617 | 76.9617 | 76.9617 | 76.9617 | 76.9617 | 76.9617 | 76.9617 | 76.9617 | 76.9617 | 76.9617 | 76.9617 | 76.9617 | 76.9617 | 76.9617 | 76.9617 | 76.9617 | 76.9617
2018 | 79.9122 | 79.9122 | 79.9122 | 79.9122 | 79.9122 | 79.9122 | 79.9122 | 79.9122 | 79.9122 | 79.9122 | 79.9122 | 79.9122 | 79.9122 | 79.9122 | 79.9122 | 79.9122 | 79.9122 | 79.9122 | 79.9122 | 79.9122 | 79.9122 | 79.9122 | 79.9122 | 79.9122 | 79.9122 | 79.9122 | 79.9122 | 79.9122 | 79.9122 | 79.9122 | 79.9122 | 79.9122 | 79.9122 | 79.9122 | 79.9122 | 79.9122
2019 | 92.0149 | 92.0149 | 92.0149 | 92.0149 | 92.0149 | 92.0149 | 92.0149 | 92.0149 | 92.0149 | 92.0149 | 92.0149 | 92.0149 | 92.0149 | 92.0149 | 92.0149 | 92.0149 | 92.0149 | 92.0149 | 92.0149 | 92.0149 | 92.0149 | 92.0149 | 92.0149 | 92.0149 | 92.0149 | 92.0149 | 92.0149 | 92.0149 | 92.0149 | 92.0149 | 92.0149 | 92.0149 | 92.0149 | 92.0149 | 92.0149 | 92.0149
2020 | 98.9569 | 98.9569 | 98.9569 | 98.9569 | 94.4661 | 94.4661 | 98.9569 | 98.9569 | 98.9569 | 98.9569 | 98.9569 | 98.9569 | 98.9569 | 98.9569 | 98.9569 | 98.9569 | 98.9569 | 98.9569 | 98.9569 | 98.9569 | 94.4661 | 94.4661 | 98.9569 | 98.9569 | 98.9569 | 98.9569 | 98.9569 | 98.9569 | 98.9569 | 98.9569 | 98.9569 | 98.9569 | 98.9569 | 98.9569 | 98.9569 | 98.9569
2021 | 98.9569 | 98.9569 | 98.9569 | 98.9569 | 98.9569 | 98.9569 | 98.9569 | 98.9569 | 98.9569 | 98.9569 | 98.9569 | 98.9569 | 98.9569 | 98.9569 | 98.9569 | 98.9569 | 98.9569 | 98.9569 | 98.9569 | 98.9569 | 98.9569 | 98.9569 | 98.9569 | 98.9569 | 98.9569 | 98.9569 | 98.9569 | 98.9569 | 98.9569 | 98.9569 | 98.9569 | 98.9569 | 98.9569 | 98.9569 | 98.9569 | 98.9569
2022 | 98.9569 | 98.9569 | 114.4504 | 114.4504 | 98.9569 | 98.9569 | 98.9569 | 98.9569 | 98.9569 | 98.9569 | 98.9569 | 98.9569 | 98.9569 | 98.9569 | 98.9569 | 98.9569 | 114.4504 | 98.9569 | 98.9569 | 98.9569 | 98.9569 | 98.9569 | 98.9569 | 98.9569 | 98.9569 | 98.9569 | 98.9569 | 98.9569 | 98.9569 | 98.9569 | 98.9569 | 98.9569 | 98.9569 | 98.9569 | 98.9569 | 98.9569
2023 | 98.9569 | 98.9569 | 114.4504 | 114.4504 | 98.9569 | 98.9569 | 98.9569 | 98.9569 | 98.9569 | 98.9569 | 98.9569 | 98.9569 | 98.9569 | 98.9569 | 98.9569 | 98.9569 | 114.4504 | 98.9569 | 98.9569 | 98.9569 | 98.9569 | 98.4348 | 98.9569 | 98.9569 | 98.9569 | 98.9569 | 98.9569 | 98.9569 | 98.9569 | 98.9569 | 98.9569 | 96.7045 | 98.9569 | 98.9569 | 98.9569 | 98.9569
2024 | 114.4504 | 113.2944 | 134.2783 | 134.2783 | 108.0092 | 108.0092 | 114.4504 | 114.4504 | 114.4504 | 114.4504 | 114.4504 | 114.4504 | 114.4504 | 114.4504 | 114.4504 | 99.1475 | 134.2783 | 114.4504 | 114.4504 | 99.1475 | 108.0092 | 98.9569 | 114.4504 | 99.1475 | 114.4504 | 99.5244 | 114.4504 | 108.0092 | 114.4504 | 99.1475 | 114.4504 | 98.9569 | 114.4504 | 99.1475 | 114.4504 | 99.1475
2025 | 138.2039 | 134.2783 | 141.8496 | 141.8496 | 134.2783 | 134.2783 | 138.2039 | 138.2039 | 138.2039 | 138.2039 | 138.2039 | 138.2039 | 137.3399 | 137.3399 | 138.2039 | 134.2783 | 141.8496 | 138.2039 | 138.2039 | 134.2783 | 134.2783 | 134.2783 | 138.2039 | 134.2783 | 138.2039 | 134.2783 | 138.2039 | 134.2783 | 138.2039 | 134.2783 | 137.3399 | 134.2783 | 117.43 | 101.2683 | 138.2039 | 134.2783
2026 | 143.1816 | 138.2039 | 147.9936 | 143.1816 | 138.2039 | 138.2039 | 143.1816 | 143.1816 | 147.9735 | 147.7061 | 143.1816 | 143.1816 | 138.3896 | 138.3896 | 143.1816 | 134.2783 | 147.9936 | 143.1816 | 143.1816 | 134.2783 | 138.2039 | 134.2783 | 143.1816 | 134.2783 | 147.9735 | 134.2783 | 143.1816 | 138.2039 | 143.1816 | 134.2783 | 138.3896 | 134.2783 | 134.2783 | 114.4504 | 143.1816 | 134.2783
2027 | 155.0971 | 155.0971 | 192.1316 | 192.1316 | 155.0971 | 155.0971 | 155.0971 | 155.0971 | 160.577 | 160.577 | 155.0971 | 155.0971 | 149.6172 | 149.6172 | 155.0971 | 134.2783 | 192.1316 | 138.2039 | 155.0971 | 138.2039 | 155.0971 | 134.2783 | 155.0971 | 134.2783 | 160.577 | 138.2039 | 155.0971 | 134.2783 | 155.0971 | 134.2783 | 149.6172 | 134.2783 | 134.2783 | 134.2783 | 155.0971 | 134.2783
2028 | 164.1775 | 138.2039 | 199.2528 | 199.2528 | 147.9936 | 138.2039 | 164.1775 | 164.1775 | 167.001 | 167.001 | 164.1775 | 164.1775 | 129.6938 | 128.9895 | 164.1775 | 134.2783 | 199.2528 | 138.2039 | 164.1775 | 114.4504 | 147.9936 | 134.2783 | 164.1775 | 134.2783 | 167.001 | 140.83 | 164.1775 | 135.2619 | 164.1775 | 134.2783 | 129.6938 | 134.2783 | 134.2783 | 134.2783 | 164.1775 | 134.2783
2029 | 206.0617 | 180.9703 | 134.2783 | 134.2783 | 180.9703 | 180.9703 | 206.0617 | 192.1266 | 192.1266 | 192.1266 | 206.0617 | 192.1266 | 134.2783 | 134.2783 | 206.0617 | 138.2039 | 134.2783 | 98.9569 | 206.0617 | 114.4504 | 180.9703 | 138.2039 | 206.0617 | 138.2039 | 192.1266 | 154.5095 | 206.0617 | 147.1774 | 206.0617 | 138.2039 | 134.2783 | 138.2039 | 138.2039 | 134.2783 | 206.0617 | 138.2039
2030 | 134.2783 | 134.2783 | 134.2783 | 134.2783 | 192.1266 | 182.8474 | 134.2783 | 134.2783 | 206.0617 | 222.4906 | 134.2783 | 134.2783 | 134.2783 | 134.2783 | 134.2783 | 148.5094 | 134.2783 | 98.9569 | 134.2783 | 134.2783 | 192.1266 | 148.5094 | 134.2783 | 148.5094 | 206.0617 | 160.0748 | 134.2783 | 148.5094 | 134.2783 | 148.5094 | 134.2783 | 98.9569 | 148.5094 | 134.2783 | 134.2783 | 148.5094
2031 | 134.2783 | 124.6767 | 138.2039 | 134.2783 | 134.2783 | 206.0617 | 134.2783 | 134.2783 | 236.5143 | 236.5143 | 134.2783 | 134.2783 | 134.2783 | 134.2783 | 134.2783 | 184.4743 | 138.2039 | 98.9569 | 134.2783 | 131.1555 | 134.2783 | 108.0092 | 134.2783 | 184.4743 | 236.5143 | 195.3462 | 134.2783 | 184.4743 | 134.2783 | 184.4743 | 134.2783 | 98.9569 | 173.0958 | 134.2783 | 134.2783 | 184.4743
2032 | 131.1555 | 114.4504 | 150.8181 | 147.9936 | 134.2783 | 134.2783 | 131.1555 | 128.9895 | 236.5143 | 236.5143 | 131.1555 | 128.9895 | 134.2783 | 134.2783 | 131.1555 | 114.4504 | 150.8181 | 114.4504 | 131.1555 | 114.4504 | 134.2783 | 98.9569 | 131.1555 | 114.4504 | 236.5143 | 128.9895 | 131.1555 | 124.6767 | 131.1555 | 114.4504 | 134.2783 | 98.9569 | 186.1011 | 138.2039 | 131.1555 | 114.4504
2033 | 134.2783 | 114.4504 | 138.2039 | 138.2039 | 134.2783 | 134.2783 | 134.2783 | 134.2783 | 258.0555 | 175.1798 | 134.2783 | 134.2783 | 134.2783 | 134.2783 | 134.2783 | 114.4504 | 138.2039 | 131.1555 | 134.2783 | 131.1555 | 134.2783 | 114.4504 | 134.2783 | 114.4504 | 258.0555 | 114.4504 | 134.2783 | 114.4504 | 134.2783 | 114.4504 | 134.2783 | 108.0092 | 206.0617 | 162.556 | 134.2783 | 114.4504
2034 | 134.2783 | 134.2783 | 128.9895 | 122.1652 | 138.2039 | 131.1555 | 134.2783 | 134.2783 | 206.0617 | 147.9936 | 134.2783 | 134.2783 | 114.4504 | 114.4504 | 134.2783 | 131.1555 | 128.9895 | 107.0108 | 134.2783 | 107.0108 | 138.2039 | 131.1555 | 134.2783 | 131.1555 | 206.0617 | 134.2783 | 134.2783 | 131.1555 | 134.2783 | 131.1555 | 114.4504 | 114.4504 | 137.9812 | 114.4504 | 134.2783 | 131.1555
2035 | 131.1555 | 107.7657 | 134.2783 | 131.1555 | 134.2783 | 134.2783 | 128.9895 | 114.4504 | 177.4885 | 177.4885 | 131.1555 | 114.4504 | 114.4504 | 114.4504 | 131.1555 | 107.7657 | 134.2783 | 114.4504 | 131.1555 | 107.7657 | 134.2783 | 107.7657 | 128.9895 | 107.7657 | 177.4885 | 134.2783 | 131.1555 | 107.7657 | 131.1555 | 107.7657 | 114.4504 | 98.9569 | 134.2783 | 114.4504 | 131.1555 | 107.7657
2036 | 134.2783 | 114.4504 | 134.2783 | 134.2783 | 114.4504 | 134.2783 | 134.2783 | 131.1555 | 134.2783 | 192.1266 | 134.2783 | 131.1555 | 134.2783 | 134.2783 | 134.2783 | 108.5206 | 134.2783 | 131.1555 | 134.2783 | 114.4504 | 114.4504 | 108.5206 | 134.2783 | 108.5206 | 134.2783 | 114.4504 | 134.2783 | 114.4504 | 134.2783 | 108.5206 | 134.2783 | 98.9569 | 140.1516 | 122.8998 | 134.2783 | 108.5206
2037 | 134.2783 | 131.1555 | 134.2783 | 134.2783 | 114.4504 | 122.1652 | 134.2783 | 134.2783 | 134.2783 | 221.1471 | 134.2783 | 134.2783 | 134.2783 | 104.105 | 134.2783 | 114.4504 | 134.2783 | 114.4504 | 134.2783 | 131.1555 | 114.4504 | 114.4504 | 134.2783 | 114.4504 | 134.2783 | 114.4504 | 134.2783 | 124.6767 | 134.2783 | 114.4504 | 134.2783 | 109.9487 | 138.2039 | 134.2783 | 134.2783 | 114.4504
2038 | 114.4504 | 134.2783 | 131.1555 | 131.1555 | 131.1555 | 131.1555 | 134.2783 | 134.2783 | 134.2783 | 222.7511 | 114.4504 | 134.2783 | 114.4504 | 104.883 | 114.4504 | 131.1555 | 131.1555 | 114.4504 | 114.4504 | 114.4504 | 131.1555 | 131.1555 | 134.2783 | 131.1555 | 134.2783 | 134.2783 | 114.4504 | 134.2783 | 114.4504 | 131.1555 | 114.4504 | 98.9569 | 126.5758 | 114.4504 | 114.4504 | 131.1555
2039 | 131.1555 | 134.2783 | 134.2783 | 134.2783 | 134.2783 | 134.2783 | 131.1555 | 122.1652 | 138.2039 | 134.2783 | 131.1555 | 122.1652 | 98.9569 | 114.4504 | 131.1555 | 114.4504 | 134.2783 | 134.2783 | 131.1555 | 114.4504 | 134.2783 | 114.4504 | 131.1555 | 114.4504 | 138.2039 | 134.2783 | 131.1555 | 114.4504 | 131.1555 | 114.4504 | 98.9569 | 105.6609 | 131.1555 | 122.1652 | 131.1555 | 114.4504
2040 | 134.2783 | 118.4618 | 134.2783 | 134.2783 | 134.2783 | 134.2783 | 134.2783 | 128.9895 | 147.7061 | 134.2783 | 134.2783 | 128.9895 | 98.9569 | 98.9569 | 134.2783 | 122.1652 | 134.2783 | 134.2783 | 134.2783 | 131.1555 | 134.2783 | 118.4618 | 134.2783 | 122.1652 | 147.7061 | 124.6767 | 134.2783 | 124.6767 | 134.2783 | 122.1652 | 98.9569 | 114.4504 | 134.2783 | 114.4504 | 134.2783 | 122.1652
2041 | 134.2783 | 118.7522 | 138.2039 | 138.2039 | 122.1652 | 134.2783 | 134.2783 | 134.2783 | 134.2783 | 138.2039 | 134.2783 | 134.2783 | 113.1573 | 108.0092 | 134.2783 | 134.2783 | 138.2039 | 124.6767 | 134.2783 | 134.2783 | 122.1652 | 131.1555 | 134.2783 | 134.2783 | 134.2783 | 134.2783 | 134.2783 | 134.2783 | 134.2783 | 134.2783 | 113.1573 | 99.0863 | 118.7522 | 118.7522 | 134.2783 | 134.2783
2042 | 138.2039 | 134.2783 | 134.2783 | 134.2783 | 124.6767 | 134.2783 | 134.2783 | 134.2783 | 134.2783 | 144.2711 | 138.2039 | 134.2783 | 114.4504 | 114.4504 | 138.2039 | 114.4504 | 134.2783 | 131.1555 | 138.2039 | 119.0425 | 124.6767 | 108.0092 | 134.2783 | 114.4504 | 134.2783 | 134.2783 | 138.2039 | 114.4504 | 138.2039 | 114.4504 | 114.4504 | 99.3483 | 131.1555 | 131.1555 | 138.2039 | 134.2783
2043 | 134.2783 | 114.4504 | 134.2783 | 124.6767 | 134.2783 | 134.2783 | 134.2783 | 134.2783 | 138.2039 | 134.2783 | 134.2783 | 134.2783 | 118.04 | 118.04 | 134.2783 | 114.4504 | 134.2783 | 134.2783 | 134.2783 | 114.4504 | 134.2783 | 114.4504 | 134.2783 | 114.4504 | 138.2039 | 134.2783 | 134.2783 | 119.3329 | 134.2783 | 114.4504 | 118.04 | 113.7557 | 134.2783 | 134.2783 | 134.2783 | 134.2783
2044 | 134.2783 | 122.1652 | 138.2039 | 126.5447 | 134.2783 | 134.2783 | 124.6767 | 134.2783 | 147.9936 | 134.2783 | 134.2783 | 134.2783 | 134.2783 | 98.9569 | 134.2783 | 126.5447 | 138.2039 | 131.1555 | 134.2783 | 128.9895 | 134.2783 | 126.5447 | 124.6767 | 126.5447 | 147.9936 | 134.2783 | 134.2783 | 131.1555 | 134.2783 | 126.5447 | 134.2783 | 98.9569 | 134.2783 | 126.5447 | 134.2783 | 134.2783
2045 | 134.2783 | 131.1555 | 134.2783 | 134.2783 | 134.2783 | 131.1555 | 122.1652 | 122.1652 | 134.2783 | 134.2783 | 134.2783 | 122.1652 | 114.4504 | 105.7553 | 134.2783 | 111.0633 | 134.2783 | 111.0633 | 134.2783 | 114.4504 | 134.2783 | 98.9569 | 122.1652 | 111.0633 | 134.2783 | 134.2783 | 134.2783 | 111.0633 | 134.2783 | 111.0633 | 114.4504 | 105.7553 | 134.2783 | 133.7863 | 134.2783 | 114.4504
2046 | 138.2039 | 134.2783 | 131.1555 | 131.1555 | 134.2783 | 134.2783 | 134.0469 | 117.3783 | 138.2039 | 134.2783 | 134.0469 | 117.3783 | 114.4504 | 114.4504 | 138.2039 | 117.3783 | 131.1555 | 114.4504 | 138.2039 | 122.1652 | 134.2783 | 114.4504 | 134.0469 | 117.3783 | 138.2039 | 134.2783 | 138.2039 | 117.3783 | 134.0469 | 117.3783 | 114.4504 | 114.4504 | 134.2783 | 117.3783 | 138.2039 | 114.4504
2047 | 134.2783 | 117.6325 | 131.1555 | 134.2783 | 134.2783 | 134.2783 | 134.2783 | 131.1555 | 140.5073 | 134.2783 | 134.2783 | 131.1555 | 124.6767 | 114.4504 | 134.2783 | 117.6325 | 131.1555 | 131.1555 | 134.2783 | 134.2783 | 134.2783 | 117.6325 | 134.2783 | 117.6325 | 140.5073 | 114.4504 | 134.2783 | 122.1652 | 134.2783 | 117.6325 | 124.6767 | 118.04 | 131.1555 | 122.1652 | 134.2783 | 128.9895
2048 | 123.9476 | 124.6767 | 134.2783 | 134.2783 | 134.2783 | 134.2783 | 131.1555 | 134.2783 | 206.0617 | 134.2783 | 134.2783 | 134.2783 | 134.2783 | 134.2783 | 123.9476 | 131.1555 | 134.2783 | 134.2783 | 123.9476 | 114.4504 | 134.2783 | 124.6767 | 131.1555 | 131.1555 | 206.0617 | 129.7576 | 123.9476 | 134.2783 | 134.2783 | 131.1555 | 134.2783 | 114.4504 | 134.2783 | 114.4504 | 123.9476 | 114.4504
2049 | 124.6767 | 134.2783 | 134.2783 | 134.2783 | 134.2783 | 134.2783 | 134.2783 | 134.2783 | 138.2039 | 138.2039 | 124.2018 | 134.2783 | 118.0453 | 118.0453 | 124.6767 | 124.2018 | 134.2783 | 114.4504 | 124.6767 | 124.2018 | 134.2783 | 114.4504 | 134.2783 | 124.2018 | 138.2039 | 134.2783 | 124.6767 | 124.2018 | 124.2018 | 124.2018 | 118.0453 | 118.04 | 124.2018 | 114.4504 | 124.6767 | 124.2018

## Demand MWh
Demand for energy
Annual across (1) all times of use and (2) peak (3) off-peak (4) non-grid peak and (5) shoulder
Summary:
(1) total MWh of demand is highest under the baseline.
(a) the baseline includes the net increase in energy traded due to battery investment (energy for battery charging is traded and then traded again when discharged).
(b) under the proposal demand for energy off-peak (i.e. the share of expenditure alllocated to off-peak energy) declines, affecting overall MWh demand. This effect is best thought of demand reduction by a particular market segment that uses demand off-peak.
(2) Under the proposal demand increases most during shoulder periods and also increases during peak periods.
| Central - wholesale energy demand | [6 empty] | Alternative - wholesale energy demand | [6 empty] | Future only - wholesale energy demand | [5 empty] | High generation cost - wholesale energy demand | [5 empty] | Low generation cost - wholesale energy demand | [6 empty] | Implementation in 2024 - wholesale energy demand |  |  | HVDC only - wholesale energy demand
| Central - peak wholesale energy demand | [6 empty] | Alternative - peak wholesale energy demand | [6 empty] | Future only - peak wholesale energy demand | [5 empty] | High generation cost - peak wholesale energy demand | [5 empty] | Low generation cost - peak wholesale energy demand | [6 empty] | Implementation in 2024 - peak wholesale energy demand |  |  | HVDC only - peak wholesale energy demand
| Central - off-peak wholesale energy demand | [6 empty] | Alternative -off-peak wholesale energy demand | [6 empty] | Future only - off-peak wholesale energy demand | [5 empty] | High generation cost - off-peak wholesale energy demand | [5 empty] | Low generation cost - off-peak wholesale energy demand | [6 empty] | Implementation in 2024 - off-peak wholesale energy demand |  |  | HVDC only - off-peak wholesale energy demand
| Central - peak non-grid demand | [6 empty] | Alternative - peak non-grid demand | [6 empty] | Future only - non-grid demand | [5 empty] | High generation cost - non-grid demand | [5 empty] | Low generation cost - non-grid demand | [6 empty] | Implementation in 2024 - non-grid demand |  |  | HVDC only - non-grid demand
| Central - shoulder demand | [6 empty] | Alternative - shoulder demand | [6 empty] | Future only - shoulder demand | [5 empty] | High generation cost - shoulder demand | [5 empty] | Low generation cost - shoulder demand | [6 empty] | Implementation in 2024 - shoulder demand |  |  | HVDC only - shoulder demand
Demand over all periods
| Alternative |  | Alternative_Double_demand |  | Alternative_Half_demand |  | Alternative_High_battery_cost |  | Alternative_High_generation_cost |  | Alternative_Low_battery_cost |  | Alternative_Low_generation_cost |  | Central |  | Double_demand |  | Future_only |  | Half_demand |  | High_battery_cost |  | High_generation_cost |  | Implementation_in_2024 |  | Low_battery_cost |  | Low_generation_cost |  | No_decommissioning |  | HVDC_only
Row Labels | Sum of Baseline_MWh | Sum of Proposal_MWh | Sum of Baseline_MWh | Sum of Proposal_MWh | Sum of Baseline_MWh | Sum of Proposal_MWh | Sum of Baseline_MWh | Sum of Proposal_MWh | Sum of Baseline_MWh | Sum of Proposal_MWh | Sum of Baseline_MWh | Sum of Proposal_MWh | Sum of Baseline_MWh | Sum of Proposal_MWh | Sum of Baseline_MWh | Sum of Proposal_MWh | Sum of Baseline_MWh | Sum of Proposal_MWh | Sum of Baseline_MWh | Sum of Proposal_MWh | Sum of Baseline_MWh | Sum of Proposal_MWh | Sum of Baseline_MWh | Sum of Proposal_MWh | Sum of Baseline_MWh | Sum of Proposal_MWh | Sum of Baseline_MWh | Sum of Proposal_MWh | Sum of Baseline_MWh | Sum of Proposal_MWh | Sum of Baseline_MWh | Sum of Proposal_MWh | Sum of Baseline_MWh | Sum of Proposal_MWh | Sum of Baseline_MWh | Sum of Proposal_MWh
2008 | 41261560.177 | 41261560.177 | 41261560.177 | 41261560.177 | 41261560.177 | 41261560.177 | 41261560.177 | 41261560.177 | 41261560.177 | 41261560.177 | 41261560.177 | 41261560.177 | 41261560.177 | 41261560.177 | 41261560.177 | 41261560.177 | 41261560.177 | 41261560.177 | 41261560.177 | 41261560.177 | 41261560.177 | 41261560.177 | 41261560.177 | 41261560.177 | 41261560.177 | 41261560.177 | 41261560.177 | 41261560.177 | 41261560.177 | 41261560.177 | 41261560.177 | 41261560.177 | 41261560.177 | 41261560.177 | 41261560.177 | 41261560.177
2009 | 39602848.455 | 39602848.455 | 39602848.455 | 39602848.455 | 39602848.455 | 39602848.455 | 39602848.455 | 39602848.455 | 39602848.455 | 39602848.455 | 39602848.455 | 39602848.455 | 39602848.455 | 39602848.455 | 39602848.455 | 39602848.455 | 39602848.455 | 39602848.455 | 39602848.455 | 39602848.455 | 39602848.455 | 39602848.455 | 39602848.455 | 39602848.455 | 39602848.455 | 39602848.455 | 39602848.455 | 39602848.455 | 39602848.455 | 39602848.455 | 39602848.455 | 39602848.455 | 39602848.455 | 39602848.455 | 39602848.455 | 39602848.455
2010 | 40939219.298 | 40939219.298 | 40939219.298 | 40939219.298 | 40939219.298 | 40939219.298 | 40939219.298 | 40939219.298 | 40939219.298 | 40939219.298 | 40939219.298 | 40939219.298 | 40939219.298 | 40939219.298 | 40939219.298 | 40939219.298 | 40939219.298 | 40939219.298 | 40939219.298 | 40939219.298 | 40939219.298 | 40939219.298 | 40939219.298 | 40939219.298 | 40939219.298 | 40939219.298 | 40939219.298 | 40939219.298 | 40939219.298 | 40939219.298 | 40939219.298 | 40939219.298 | 40939219.298 | 40939219.298 | 40939219.298 | 40939219.298
2011 | 41114178.262 | 41114178.262 | 41114178.262 | 41114178.262 | 41114178.262 | 41114178.262 | 41114178.262 | 41114178.262 | 41114178.262 | 41114178.262 | 41114178.262 | 41114178.262 | 41114178.262 | 41114178.262 | 41114178.262 | 41114178.262 | 41114178.262 | 41114178.262 | 41114178.262 | 41114178.262 | 41114178.262 | 41114178.262 | 41114178.262 | 41114178.262 | 41114178.262 | 41114178.262 | 41114178.262 | 41114178.262 | 41114178.262 | 41114178.262 | 41114178.262 | 41114178.262 | 41114178.262 | 41114178.262 | 41114178.262 | 41114178.262
2012 | 40660356.413 | 40660356.413 | 40660356.413 | 40660356.413 | 40660356.413 | 40660356.413 | 40660356.413 | 40660356.413 | 40660356.413 | 40660356.413 | 40660356.413 | 40660356.413 | 40660356.413 | 40660356.413 | 40660356.413 | 40660356.413 | 40660356.413 | 40660356.413 | 40660356.413 | 40660356.413 | 40660356.413 | 40660356.413 | 40660356.413 | 40660356.413 | 40660356.413 | 40660356.413 | 40660356.413 | 40660356.413 | 40660356.413 | 40660356.413 | 40660356.413 | 40660356.413 | 40660356.413 | 40660356.413 | 40660356.413 | 40660356.413
2013 | 40064639.297 | 40064639.297 | 40064639.297 | 40064639.297 | 40064639.297 | 40064639.297 | 40064639.297 | 40064639.297 | 40064639.297 | 40064639.297 | 40064639.297 | 40064639.297 | 40064639.297 | 40064639.297 | 40064639.297 | 40064639.297 | 40064639.297 | 40064639.297 | 40064639.297 | 40064639.297 | 40064639.297 | 40064639.297 | 40064639.297 | 40064639.297 | 40064639.297 | 40064639.297 | 40064639.297 | 40064639.297 | 40064639.297 | 40064639.297 | 40064639.297 | 40064639.297 | 40064639.297 | 40064639.297 | 40064639.297 | 40064639.297
2014 | 40093316.445 | 40093316.445 | 40093316.445 | 40093316.445 | 40093316.445 | 40093316.445 | 40093316.445 | 40093316.445 | 40093316.445 | 40093316.445 | 40093316.445 | 40093316.445 | 40093316.445 | 40093316.445 | 40093316.445 | 40093316.445 | 40093316.445 | 40093316.445 | 40093316.445 | 40093316.445 | 40093316.445 | 40093316.445 | 40093316.445 | 40093316.445 | 40093316.445 | 40093316.445 | 40093316.445 | 40093316.445 | 40093316.445 | 40093316.445 | 40093316.445 | 40093316.445 | 40093316.445 | 40093316.445 | 40093316.445 | 40093316.445
2015 | 41050345.9 | 41050345.9 | 41050345.9 | 41050345.9 | 41050345.9 | 41050345.9 | 41050345.9 | 41050345.9 | 41050345.9 | 41050345.9 | 41050345.9 | 41050345.9 | 41050345.9 | 41050345.9 | 41050345.9 | 41050345.9 | 41050345.9 | 41050345.9 | 41050345.9 | 41050345.9 | 41050345.9 | 41050345.9 | 41050345.9 | 41050345.9 | 41050345.9 | 41050345.9 | 41050345.9 | 41050345.9 | 41050345.9 | 41050345.9 | 41050345.9 | 41050345.9 | 41050345.9 | 41050345.9 | 41050345.9 | 41050345.9
2016 | 41030948.485 | 41030948.485 | 41030948.485 | 41030948.485 | 41030948.485 | 41030948.485 | 41030948.485 | 41030948.485 | 41030948.485 | 41030948.485 | 41030948.485 | 41030948.485 | 41030948.485 | 41030948.485 | 41030948.485 | 41030948.485 | 41030948.485 | 41030948.485 | 41030948.485 | 41030948.485 | 41030948.485 | 41030948.485 | 41030948.485 | 41030948.485 | 41030948.485 | 41030948.485 | 41030948.485 | 41030948.485 | 41030948.485 | 41030948.485 | 41030948.485 | 41030948.485 | 41030948.485 | 41030948.485 | 41030948.485 | 41030948.485
2017 | 40770953.213 | 40770953.213 | 40770953.213 | 40770953.213 | 40770953.213 | 40770953.213 | 40770953.213 | 40770953.213 | 40770953.213 | 40770953.213 | 40770953.213 | 40770953.213 | 40770953.213 | 40770953.213 | 40770953.213 | 40770953.213 | 40770953.213 | 40770953.213 | 40770953.213 | 40770953.213 | 40770953.213 | 40770953.213 | 40770953.213 | 40770953.213 | 40770953.213 | 40770953.213 | 40770953.213 | 40770953.213 | 40770953.213 | 40770953.213 | 40770953.213 | 40770953.213 | 40770953.213 | 40770953.213 | 40770953.213 | 40770953.213
2018 | 41010567.718 | 41010567.718 | 41055623.4921 | 41055623.4921 | 40988039.831 | 40988039.831 | 41010567.718 | 41010567.718 | 41010567.718 | 41010567.718 | 41010567.718 | 41010567.718 | 41010567.718 | 41010567.718 | 41010567.718 | 41010567.718 | 41055623.4921 | 41055623.4921 | 41010567.718 | 41010567.718 | 40988039.831 | 40988039.831 | 41010567.718 | 41010567.718 | 41010567.718 | 41010567.718 | 41010567.718 | 41010567.718 | 41010567.718 | 41010567.718 | 41010567.718 | 41010567.718 | 41010567.718 | 41010567.718 | 41010567.718 | 41010567.718
2019 | 41698415.8096 | 41698415.8096 | 41771709.8842 | 41771709.8842 | 41653327.8038 | 41653327.8038 | 41698415.8096 | 41698415.8096 | 41698415.8096 | 41698415.8096 | 41698415.8096 | 41698415.8096 | 41698415.8096 | 41698415.8096 | 41698415.8096 | 41698415.8096 | 41771709.8842 | 41771709.8842 | 41698415.8096 | 41698415.8096 | 41653327.8038 | 41653327.8038 | 41698415.8096 | 41698415.8096 | 41698415.8096 | 41698415.8096 | 41698415.8096 | 41698415.8096 | 41698415.8096 | 41698415.8096 | 41698415.8096 | 41698415.8096 | 41698415.8096 | 41698415.8096 | 41698415.8096 | 41698415.8096
2020 | 41986742.2338 | 41986742.2338 | 42106997.9255 | 42106997.9255 | 41918544.9162 | 41918544.9162 | 41986742.2338 | 41986742.2338 | 41985896.0367 | 41985896.0367 | 41986742.2338 | 41986742.2338 | 41987638.9158 | 41987638.9158 | 41986742.2338 | 41986742.2338 | 42106997.9255 | 42106997.9255 | 41986742.2338 | 41986742.2338 | 41918544.9162 | 41918544.9162 | 41986742.2338 | 41986742.2338 | 41985896.0367 | 41985896.0367 | 41986742.2338 | 41986742.2338 | 41986742.2338 | 41986742.2338 | 41987638.9158 | 41987638.9158 | 41986742.2338 | 41986742.2338 | 41986742.2338 | 41986742.2338
2021 | 42328514.3335 | 42328514.3335 | 42421861.9235 | 42421861.9235 | 42214095.7656 | 42214095.7656 | 42328514.3335 | 42328514.3335 | 42332958.4019 | 42332958.4019 | 42328514.3335 | 42328514.3335 | 42323919.2215 | 42323919.2215 | 42328514.3335 | 42328514.3335 | 42421861.9235 | 42421861.9235 | 42328514.3335 | 42328514.3335 | 42214095.7656 | 42214095.7656 | 42328514.3335 | 42328514.3335 | 42332958.4019 | 42332958.4019 | 42328514.3335 | 42328514.3335 | 42328514.3335 | 42328514.3335 | 42323919.2215 | 42323919.2215 | 42328514.3335 | 42328514.3335 | 42328514.3335 | 42328514.3335
2022 | 42495337.7504 | 42421407.2079 | 42626146.0961 | 42626146.0961 | 42433739.0881 | 42433739.0881 | 42495138.4161 | 42495138.4161 | 42479844.133 | 42479844.133 | 42495537.0847 | 42495537.0847 | 42488284.0948 | 42488284.0948 | 42495337.7504 | 42375744.1337 | 42626146.0961 | 42506885.1571 | 42495337.7504 | 42307061.9485 | 42433739.0881 | 42313813.8635 | 42495138.4161 | 42375744.1337 | 42479844.133 | 42360833.9366 | 42495337.7504 | 42495138.4161 | 42495537.0847 | 42375744.1337 | 42488284.0948 | 42368090.9063 | 42495337.7504 | 42375744.1337 | 42495337.7504 | 42355631.4107
2023 | 42257427.6392 | 42220732.709 | 42512656.4954 | 42505864.5613 | 42145527.155 | 42148731.817 | 42256429.4412 | 42261230.2732 | 42248709.2888 | 42248852.1472 | 42257428.7509 | 42261631.5004 | 42293425.2526 | 42296577.8785 | 42257427.6392 | 42183124.5081 | 42512656.4954 | 42353266.4671 | 42257427.6392 | 42166709.487 | 42145527.155 | 42097096.6821 | 42256429.4412 | 42183124.5081 | 42248709.2888 | 42172536.5702 | 42257427.6392 | 42256429.4412 | 42257428.7509 | 42183124.5081 | 42293425.2526 | 42176848.9212 | 42257427.6392 | 42183124.5081 | 42257427.6392 | 42163801.1599
2024 | 42636666.731 | 42591857.1352 | 42871908.7699 | 42865333.3347 | 42425687.0036 | 42426073.0121 | 42635055.3482 | 42633244.8038 | 42637524.2763 | 42631077.4784 | 42636667.6806 | 42633649.7193 | 42664734.1892 | 42661066.1403 | 42636666.731 | 42489365.722 | 42871908.7699 | 42764839.6201 | 42636666.731 | 42467957.2527 | 42425687.0036 | 42352876.8699 | 42635055.3482 | 42489365.722 | 42637524.2763 | 42473974.5878 | 42636666.731 | 42543413.9091 | 42636667.6806 | 42489365.722 | 42664734.1892 | 42449718.9522 | 42636666.731 | 42489365.722 | 42636666.731 | 42471455.1605
2025 | 42938818.964 | 42875253.7683 | 43236550.1264 | 43220139.6126 | 42760253.0158 | 42756334.836 | 42936795.0372 | 42902838.9225 | 42907070.7451 | 42897224.193 | 42939019.4697 | 42903245.3915 | 42977927.0791 | 42933941.4418 | 42938818.964 | 42772922.3912 | 43236550.1264 | 43105708.2044 | 42938818.964 | 42754336.2793 | 42760253.0158 | 42621773.5546 | 42936795.0372 | 42772922.3912 | 42907070.7451 | 42765952.1516 | 42938818.964 | 42775580.8593 | 42939019.4697 | 42772922.3912 | 42977927.0791 | 42709072.7354 | 42938818.964 | 42772922.3912 | 42938818.964 | 42755532.0796
2026 | 43172409.595 | 43061917.3527 | 43429227.0668 | 43349997.0309 | 42974901.3874 | 42979125.5881 | 43169551.4941 | 43143843.4282 | 43130365.4427 | 43129154.9788 | 43172611.0667 | 43144253.9732 | 43220354.6958 | 43176947.3669 | 43172409.595 | 42900439.2013 | 43429227.0668 | 43441291.1899 | 43172409.595 | 42888245.9501 | 42974901.3874 | 42791312.7398 | 43169551.4941 | 42900439.2013 | 43130365.4427 | 42899749.013 | 43172409.595 | 42970437.8663 | 43172611.0667 | 42900439.2013 | 43220354.6958 | 42902753.2999 | 43146519.7318 | 43032362.13 | 43172409.595 | 42886711.158
2027 | 43431824.0695 | 43395337.3195 | 43683598.9892 | 43604179.3856 | 43236045.3874 | 43238596.2192 | 43428132.9377 | 43408461.5647 | 43427599.018 | 43401279.2539 | 43432026.6359 | 43408874.0669 | 43401781.3479 | 43421773.4051 | 43431824.0695 | 43187942.6616 | 43683598.9892 | 43477641.2847 | 43431824.0695 | 43177749.2874 | 43236045.3874 | 43016616.5509 | 43428132.9377 | 43187942.6616 | 43427599.018 | 43186077.7084 | 43431824.0695 | 43232306.0114 | 43432026.6359 | 43187942.6616 | 43401781.3479 | 43182379.2065 | 43436468.7784 | 43279253.2709 | 43431824.0695 | 43174683.0834
2028 | 43603632.4841 | 43410627.8981 | 44051645.9382 | 44000187.9786 | 43404041.8759 | 43365448.3115 | 43597697.2642 | 43601765.3272 | 43565856.1007 | 43546977.5666 | 43603836.4439 | 43602179.871 | 43569993.0686 | 43608455.2251 | 43603632.4841 | 43387166.6201 | 44051645.9382 | 43878628.5498 | 43603632.4841 | 43489026.1231 | 43404041.8759 | 43254644.9494 | 43597697.2642 | 43387166.6201 | 43565856.1007 | 43484509.5097 | 43603632.4841 | 43416453.9214 | 43603836.4439 | 43387166.6201 | 43569993.0686 | 43379594.6479 | 43748021.15 | 43650906.3231 | 43603632.4841 | 43374718.9686
2029 | 43896189.4211 | 43675073.8299 | 44084953.4332 | 44016307.9449 | 43567236.6827 | 43537388.7128 | 43884974.8823 | 43883902.9274 | 43814831.0644 | 43882198.5166 | 43896795.938 | 43884316.356 | 43709809.3004 | 43661570.4094 | 43896189.4211 | 43624186.5966 | 44084953.4332 | 43898027.2152 | 43896189.4211 | 43522223.1164 | 43567236.6827 | 43450286.6188 | 43884974.8823 | 43624186.5966 | 43814831.0644 | 43848600.1321 | 43896189.4211 | 43658552.4774 | 43896795.938 | 43624186.5966 | 43709809.3004 | 43622807.9657 | 44001582.4234 | 43923174.05 | 43896189.4211 | 43612395.3762
2030 | 44377331.2159 | 43895532.9262 | 44027866.3786 | 43941283.9305 | 43817167.3051 | 43599490.8322 | 44328529.3948 | 44280177.7275 | 43956266.7689 | 44272019.0993 | 44377946.0894 | 44280593.9959 | 44035365.1734 | 43991998.6544 | 44377331.2159 | 43668043.8365 | 44027866.3786 | 43687409.8592 | 44377331.2159 | 43787240.4118 | 43817167.3051 | 43680926.9302 | 44328529.3948 | 43668043.8365 | 43956266.7689 | 43990418.7027 | 44377331.2159 | 43732083.6399 | 44377946.0894 | 43668043.8365 | 44035365.1734 | 43682731.1755 | 44288291.3636 | 44198004.2325 | 44377331.2159 | 43657225.3077
2031 | 44113172.15 | 43850172.8678 | 44408298.3355 | 44283406.5764 | 43930745.6615 | 43866928.2618 | 44058656.6435 | 44046684.0478 | 44285430.6329 | 44447014.748 | 44115854.8143 | 44047096.0863 | 44362983.6782 | 44347362.4017 | 44113172.15 | 43984424.9465 | 44408298.3355 | 44004714.9897 | 44113172.15 | 44084933.5773 | 43930745.6615 | 44088483.6593 | 44058656.6435 | 43984424.9465 | 44285430.6329 | 44184264.582 | 44113172.15 | 44032503.078 | 44115854.8143 | 43984424.9465 | 44362983.6782 | 43567675.5316 | 44578733.9389 | 44448519.3567 | 44113172.15 | 43973993.8366
2032 | 44462421.0436 | 44212756.6764 | 44785655.9114 | 44654109.7149 | 43925613.0599 | 44317662.3162 | 44400109.9326 | 44405368.5894 | 44693807.2588 | 44746247.4486 | 44480651.16 | 44405779.0769 | 44599179.6281 | 44632574.229 | 44462421.0436 | 44357293.8612 | 44785655.9114 | 44289038.9095 | 44462421.0436 | 44350998.8775 | 43925613.0599 | 43932639.4852 | 44400109.9326 | 44357293.8612 | 44693807.2588 | 44436440.0092 | 44462421.0436 | 44381161.9377 | 44480651.16 | 44357293.8612 | 44599179.6281 | 43932096.9817 | 44816954.6043 | 44675936.9408 | 44462421.0436 | 44346931.8788
2033 | 44668491.3909 | 44328333.6122 | 44920327.2699 | 44835619.0925 | 44222728.0683 | 43988420.5467 | 44571230.0676 | 44588432.6166 | 44844929.6615 | 44947675.8469 | 44662326.4985 | 44588844.9279 | 44863536.8387 | 44837016.4074 | 44668491.3909 | 44193003.1593 | 44920327.2699 | 44590476.1093 | 44668491.3909 | 44571421.0516 | 44222728.0683 | 44268720.2731 | 44571230.0676 | 44193003.1593 | 44844929.6615 | 44220054.9683 | 44668491.3909 | 44262155.6513 | 44662326.4985 | 44193003.1593 | 44863536.8387 | 44020629.0996 | 45111113.7017 | 45000766.5836 | 44668491.3909 | 44184555.402
2034 | 45007384.179 | 44642385.6917 | 45234385.0257 | 45146039.8324 | 44531728.1131 | 44394667.7967 | 44905578.9302 | 44882545.5468 | 45197555.1786 | 44619820.0594 | 45003234.3683 | 44882959.9426 | 45153559.7434 | 45174003.0449 | 45007384.179 | 44557521.4661 | 45234385.0257 | 44999638.4942 | 45007384.179 | 44861779.5985 | 44531728.1131 | 44586879.7789 | 44905578.9302 | 44557521.4661 | 45197555.1786 | 44549728.2906 | 45007384.179 | 44549860.4018 | 45003234.3683 | 44557521.4661 | 45153559.7434 | 44328581.2611 | 45477209.4424 | 44977080.073 | 45007384.179 | 44549427.1535
2035 | 45336904.8742 | 44939314.3475 | 45394976.241 | 45315961.7027 | 44711233.8443 | 44518595.1332 | 45232910.7174 | 45210873.445 | 45179269.2081 | 44944494.8789 | 45332493.4073 | 45211290.5736 | 45189258.7427 | 45244616.2066 | 45336904.8742 | 44875104.9419 | 45394976.241 | 45138991.4583 | 45336904.8742 | 45003639.6427 | 44711233.8443 | 44833007.7188 | 45232910.7174 | 44875104.9419 | 45179269.2081 | 44806719.8121 | 45336904.8742 | 44898019.7044 | 45332493.4073 | 44875104.9419 | 45189258.7427 | 44612419.6875 | 45397895.0915 | 45045946.8369 | 45336904.8742 | 44867348.638
2036 | 45549036.1945 | 45079434.7755 | 45806425.1266 | 45712772.4816 | 44979057.6954 | 44833024.992 | 45476799.0039 | 45393326.7129 | 45375644.3742 | 45001179.5888 | 45544599.8849 | 45393944.8733 | 45503049.081 | 45568450.4545 | 45549036.1945 | 45021713.1107 | 45806425.1266 | 45545968.6001 | 45549036.1945 | 45238875.0269 | 44979057.6954 | 44985080.0183 | 45476799.0039 | 45021713.1107 | 45375644.3742 | 45076039.0879 | 45549036.1945 | 45014629.3341 | 45544599.8849 | 45021713.1107 | 45503049.081 | 44693101.7941 | 45733670.0698 | 45394999.7568 | 45549036.1945 | 45014912.9165
2037 | 45903232.6807 | 45390498.3395 | 46189529.8065 | 46045000.0691 | 44960532.3774 | 45143068.0957 | 45811757.795 | 45744882.4493 | 45534632.5987 | 45340054.9291 | 45898553.7971 | 45745707.1023 | 45951655.8954 | 45915379.5057 | 45903232.6807 | 45287258.2125 | 46189529.8065 | 45904939.8198 | 45903232.6807 | 45518047.872 | 44960532.3774 | 45224451.5496 | 45811757.795 | 45287258.2125 | 45534632.5987 | 45205061.9454 | 45903232.6807 | 45306693.4436 | 45898553.7971 | 45287258.2125 | 45951655.8954 | 44997616.4797 | 45927888.3748 | 45710938.9496 | 45903232.6807 | 45280995.7405
2038 | 46169617.538 | 45681170.6269 | 46369830.1717 | 46363205.3826 | 45273490.2933 | 45297591.6441 | 46024189.7407 | 45998098.5137 | 45872348.0005 | 45790911.6091 | 46165110.4102 | 45999130.4731 | 46140672.1764 | 45882775.2551 | 46169617.538 | 45561074.0168 | 46369830.1717 | 46050786.8097 | 46169617.538 | 45907206.7388 | 45273490.2933 | 45456412.235 | 46024189.7407 | 45561074.0168 | 45872348.0005 | 45530226.8908 | 46169617.538 | 45602016.4639 | 46165110.4102 | 45561074.0168 | 46140672.1764 | 45333106.3611 | 46245753.6561 | 46013822.0087 | 46169617.538 | 45555216.9708
2039 | 46358589.7118 | 46056818.0749 | 46693054.9566 | 46568684.1278 | 45629724.1138 | 45624221.9514 | 46345015.4453 | 46288282.7676 | 46153440.45 | 45979131.6304 | 46353860.8217 | 46289321.6429 | 46333301.9561 | 46224141.0573 | 46358589.7118 | 45879507.5358 | 46693054.9566 | 46330694.2647 | 46358589.7118 | 45839880.496 | 45629724.1138 | 45751884.4881 | 46345015.4453 | 45879507.5358 | 46153440.45 | 45927481.7137 | 46358589.7118 | 45913567.788 | 46353860.8217 | 45879507.5358 | 46333301.9561 | 45447784.5469 | 46449587.4247 | 46248991.2644 | 46358589.7118 | 45873940.753
2040 | 46692757.7324 | 46126053.3063 | 47051772.9266 | 46913001.7751 | 45936416.0785 | 45873217.8197 | 46489985.7384 | 46364399.0583 | 46443450.3151 | 45778121.1522 | 46687988.3042 | 46365644.1156 | 46443624.0649 | 46515543.8228 | 46692757.7324 | 45991275.1436 | 47051772.9266 | 46581152.1311 | 46692757.7324 | 46176087.7446 | 45936416.0785 | 45877129.8738 | 46489985.7384 | 45991275.1436 | 46443450.3151 | 45958661.339 | 46692757.7324 | 46012975.2646 | 46687988.3042 | 45991275.1436 | 46443624.0649 | 45833644.0499 | 46791599.7108 | 46535322.2646 | 46692757.7324 | 45986485.4728
2041 | 47021268.7044 | 46260342.7756 | 47446115.151 | 47370546.7726 | 46154608.9953 | 46107943.023 | 46868777.5621 | 46734436.8626 | 46705732.8318 | 46159221.3127 | 46993874.9633 | 46750249.3758 | 46739799.7317 | 46604490.4213 | 47021268.7044 | 46368388.7747 | 47446115.151 | 46961045.1245 | 47021268.7044 | 46357202.2817 | 46154608.9953 | 46241715.9592 | 46868777.5621 | 46368388.7747 | 46705732.8318 | 46316582.0265 | 47021268.7044 | 46401162.182 | 46993874.9633 | 46368388.7747 | 46739799.7317 | 46077131.203 | 47113061.5724 | 46805717.5137 | 47021268.7044 | 46368520.3946
2042 | 47372733.0541 | 46626530.3788 | 47521136.6642 | 47751077.4641 | 46244582.9756 | 46428762.8177 | 47234519.7455 | 46891895.7565 | 46882981.5745 | 46401547.5012 | 47366565.1466 | 46906829.9044 | 47081602.5101 | 46956341.4065 | 47372733.0541 | 46489118.1948 | 47521136.6642 | 47056563.3973 | 47372733.0541 | 46695748.6247 | 46244582.9756 | 46327604.776 | 47234519.7455 | 46489118.1948 | 46882981.5745 | 46424900.6194 | 47372733.0541 | 46516691.4254 | 47366565.1466 | 46489118.1948 | 47081602.5101 | 46152068.4923 | 47350634.304 | 47079900.5259 | 47372733.0541 | 46489410.0326
2043 | 47377158.5961 | 46774043.5506 | 47824893.5284 | 48071370.73 | 46606513.0243 | 46587985.8934 | 47532060.7867 | 47228375.8318 | 47169381.1076 | 46408969.5562 | 47368715.3179 | 47243661.9763 | 47192989.0508 | 47264166.1375 | 47377158.5961 | 46566830.8282 | 47824893.5284 | 47468911.0196 | 47377158.5961 | 46554875.3827 | 46606513.0243 | 46459244.6351 | 47532060.7867 | 46566830.8282 | 47169381.1076 | 46762488.1244 | 47377158.5961 | 46594784.3892 | 47368715.3179 | 46566830.8282 | 47192989.0508 | 46499123.4463 | 47692414.4458 | 47446624.8813 | 47377158.5961 | 46828920.2146
2044 | 47662478.2365 | 46913371.0987 | 48257228.0063 | 47836201.7603 | 46871407.7512 | 46857143.9222 | 47806414.8975 | 47683024.7867 | 47533551.953 | 46683213.1417 | 47689566.7906 | 47698877.4756 | 47552000.0269 | 47328785.5728 | 47662478.2365 | 46860254.1481 | 48257228.0063 | 47953350.9381 | 47662478.2365 | 46926213.5621 | 46871407.7512 | 46807583.3283 | 47806414.8975 | 46860254.1481 | 47533551.953 | 47178557.1716 | 47662478.2365 | 46911216.4653 | 47689566.7906 | 46860254.1481 | 47552000.0269 | 46848412.7355 | 47991199.863 | 47804409.4476 | 47662478.2365 | 47245363.8489
2045 | 47858387.2229 | 47237485.6361 | 48601063.7384 | 48414228.5901 | 47224164.5907 | 47202808.2185 | 47778760.7161 | 47956826.3789 | 47600599.0415 | 47066296.1957 | 47881793.3194 | 47973186.3088 | 47669691.1816 | 47512691.3184 | 47858387.2229 | 46935215.9016 | 48601063.7384 | 47927799.0631 | 47858387.2229 | 47408432.4009 | 47224164.5907 | 46846685.5458 | 47778760.7161 | 46935215.9016 | 47600599.0415 | 47458142.7099 | 47858387.2229 | 47067812.6795 | 47881793.3194 | 46935215.9016 | 47669691.1816 | 47102797.1414 | 48381211.0118 | 48085948.9112 | 47858387.2229 | 47525607.761
2046 | 48206900.7698 | 47679856.874 | 48827858.0698 | 48822667.9699 | 47275184.5725 | 47298346.426 | 48172282.2214 | 47673031.3322 | 47891383.4749 | 47178546.4899 | 48228339.2835 | 47683868.07 | 47803591.6453 | 47907104.1139 | 48206900.7698 | 47247188.1244 | 48827858.0698 | 48077552.5313 | 48206900.7698 | 47470294.1693 | 47275184.5725 | 47011949.1725 | 48172282.2214 | 47247188.1244 | 47891383.4749 | 47813047.7597 | 48206900.7698 | 47258441.7115 | 48228339.2835 | 47247188.1244 | 47803591.6453 | 47178111.4997 | 48709493.7101 | 48212104.4772 | 48206900.7698 | 47256009.9569
2047 | 48475008.2053 | 47920400.4875 | 48762626.9559 | 49135112.7875 | 47486555.1892 | 47630827.0633 | 48645037.0919 | 48078251.5006 | 48095824.215 | 47381564.79 | 48155928.3318 | 48089949.5436 | 48113596.0553 | 47913583.327 | 48475008.2053 | 47313015.3214 | 48762626.9559 | 48448440.5823 | 48475008.2053 | 47842618.7372 | 47486555.1892 | 47305270.8716 | 48645037.0919 | 47312814.5468 | 48095824.215 | 47852220.8939 | 48475008.2053 | 47345855.2597 | 48155928.3318 | 47313216.0959 | 48113596.0553 | 47550465.0041 | 49027894.4513 | 48402098.9234 | 48475008.2053 | 47718928.3162
2048 | 48634808.1421 | 48043105.9106 | 49267229.9784 | 49495217.2241 | 47896828.342 | 48123087.1233 | 48771168.4092 | 48216326.9888 | 48419458.3403 | 47635168.8948 | 48609577.9051 | 48228245.675 | 48481428.5696 | 48266134.8878 | 48634808.1421 | 47641336.5899 | 49267229.9784 | 48978845.2724 | 48634808.1421 | 48003377.9823 | 47896828.342 | 47420400.7011 | 48771168.4092 | 47640728.1823 | 48419458.3403 | 48099743.8407 | 48634808.1421 | 47677737.8918 | 48609577.9051 | 47641342.6553 | 48481428.5696 | 47907415.3083 | 49188242.3251 | 48704335.6199 | 48634808.1421 | 48147460.8454
2049 | 48722616.484 | 48360551.7481 | 49727271.0725 | 49744492.9137 | 48086195.1984 | 48214011.0778 | 49043982.0418 | 48610754.9249 | 48664584.499 | 47914327.8937 | 48723925.9181 | 48623187.0764 | 48908794.1181 | 48721418.2071 | 48722616.484 | 48104642.9936 | 49727271.0725 | 48924546.5071 | 48722616.484 | 48215673.0792 | 48086195.1984 | 47887977.5395 | 49043982.0418 | 48103817.3079 | 48664584.499 | 48425980.783 | 48722616.484 | 48158196.716 | 48723925.9181 | 48105048.5355 | 48908794.1181 | 48172580.8858 | 49512696.57 | 48911213.514 | 48722616.484 | 48357310.0885
Peak period
| Alternative |  | Alternative_Double_demand |  | Alternative_Half_demand |  | Alternative_High_battery_cost |  | Alternative_High_generation_cost |  | Alternative_Low_battery_cost |  | Alternative_Low_generation_cost |  | Central |  | Double_demand |  | Future_only |  | Half_demand |  | High_battery_cost |  | High_generation_cost |  | Implementation_in_2024 |  | Low_battery_cost |  | Low_generation_cost |  | No_decommissioning |  | HVDC_only
Row Labels | Sum of Baseline_peak_MWh | Sum of Proposal_peak_MWh | Sum of Baseline_peak_MWh | Sum of Proposal_peak_MWh | Sum of Baseline_peak_MWh | Sum of Proposal_peak_MWh | Sum of Baseline_peak_MWh | Sum of Proposal_peak_MWh | Sum of Baseline_peak_MWh | Sum of Proposal_peak_MWh | Sum of Baseline_peak_MWh | Sum of Proposal_peak_MWh | Sum of Baseline_peak_MWh | Sum of Proposal_peak_MWh | Sum of Baseline_peak_MWh | Sum of Proposal_peak_MWh | Sum of Baseline_peak_MWh | Sum of Proposal_peak_MWh | Sum of Baseline_peak_MWh | Sum of Proposal_peak_MWh | Sum of Baseline_peak_MWh | Sum of Proposal_peak_MWh | Sum of Baseline_peak_MWh | Sum of Proposal_peak_MWh | Sum of Baseline_peak_MWh | Sum of Proposal_peak_MWh | Sum of Baseline_peak_MWh | Sum of Proposal_peak_MWh | Sum of Baseline_peak_MWh | Sum of Proposal_peak_MWh | Sum of Baseline_peak_MWh | Sum of Proposal_peak_MWh | Sum of Baseline_peak_MWh | Sum of Proposal_peak_MWh | Sum of Baseline_peak_MWh | Sum of Proposal_peak_MWh
2008 | 4827744.252 | 4827744.252 | 4827744.252 | 4827744.252 | 4827744.252 | 4827744.252 | 4827744.252 | 4827744.252 | 4827744.252 | 4827744.252 | 4827744.252 | 4827744.252 | 4827744.252 | 4827744.252 | 4827744.252 | 4827744.252 | 4827744.252 | 4827744.252 | 4827744.252 | 4827744.252 | 4827744.252 | 4827744.252 | 4827744.252 | 4827744.252 | 4827744.252 | 4827744.252 | 4827744.252 | 4827744.252 | 4827744.252 | 4827744.252 | 4827744.252 | 4827744.252 | 4827744.252 | 4827744.252 | 4827744.252 | 4827744.252
2009 | 4781931.383 | 4781931.383 | 4781931.383 | 4781931.383 | 4781931.383 | 4781931.383 | 4781931.383 | 4781931.383 | 4781931.383 | 4781931.383 | 4781931.383 | 4781931.383 | 4781931.383 | 4781931.383 | 4781931.383 | 4781931.383 | 4781931.383 | 4781931.383 | 4781931.383 | 4781931.383 | 4781931.383 | 4781931.383 | 4781931.383 | 4781931.383 | 4781931.383 | 4781931.383 | 4781931.383 | 4781931.383 | 4781931.383 | 4781931.383 | 4781931.383 | 4781931.383 | 4781931.383 | 4781931.383 | 4781931.383 | 4781931.383
2010 | 4741764.959 | 4741764.959 | 4741764.959 | 4741764.959 | 4741764.959 | 4741764.959 | 4741764.959 | 4741764.959 | 4741764.959 | 4741764.959 | 4741764.959 | 4741764.959 | 4741764.959 | 4741764.959 | 4741764.959 | 4741764.959 | 4741764.959 | 4741764.959 | 4741764.959 | 4741764.959 | 4741764.959 | 4741764.959 | 4741764.959 | 4741764.959 | 4741764.959 | 4741764.959 | 4741764.959 | 4741764.959 | 4741764.959 | 4741764.959 | 4741764.959 | 4741764.959 | 4741764.959 | 4741764.959 | 4741764.959 | 4741764.959
2011 | 4752964.725 | 4752964.725 | 4752964.725 | 4752964.725 | 4752964.725 | 4752964.725 | 4752964.725 | 4752964.725 | 4752964.725 | 4752964.725 | 4752964.725 | 4752964.725 | 4752964.725 | 4752964.725 | 4752964.725 | 4752964.725 | 4752964.725 | 4752964.725 | 4752964.725 | 4752964.725 | 4752964.725 | 4752964.725 | 4752964.725 | 4752964.725 | 4752964.725 | 4752964.725 | 4752964.725 | 4752964.725 | 4752964.725 | 4752964.725 | 4752964.725 | 4752964.725 | 4752964.725 | 4752964.725 | 4752964.725 | 4752964.725
2012 | 4636441.846 | 4636441.846 | 4636441.846 | 4636441.846 | 4636441.846 | 4636441.846 | 4636441.846 | 4636441.846 | 4636441.846 | 4636441.846 | 4636441.846 | 4636441.846 | 4636441.846 | 4636441.846 | 4636441.846 | 4636441.846 | 4636441.846 | 4636441.846 | 4636441.846 | 4636441.846 | 4636441.846 | 4636441.846 | 4636441.846 | 4636441.846 | 4636441.846 | 4636441.846 | 4636441.846 | 4636441.846 | 4636441.846 | 4636441.846 | 4636441.846 | 4636441.846 | 4636441.846 | 4636441.846 | 4636441.846 | 4636441.846
2013 | 4495056.824 | 4495056.824 | 4495056.824 | 4495056.824 | 4495056.824 | 4495056.824 | 4495056.824 | 4495056.824 | 4495056.824 | 4495056.824 | 4495056.824 | 4495056.824 | 4495056.824 | 4495056.824 | 4495056.824 | 4495056.824 | 4495056.824 | 4495056.824 | 4495056.824 | 4495056.824 | 4495056.824 | 4495056.824 | 4495056.824 | 4495056.824 | 4495056.824 | 4495056.824 | 4495056.824 | 4495056.824 | 4495056.824 | 4495056.824 | 4495056.824 | 4495056.824 | 4495056.824 | 4495056.824 | 4495056.824 | 4495056.824
2014 | 4491379.478 | 4491379.478 | 4491379.478 | 4491379.478 | 4491379.478 | 4491379.478 | 4491379.478 | 4491379.478 | 4491379.478 | 4491379.478 | 4491379.478 | 4491379.478 | 4491379.478 | 4491379.478 | 4491379.478 | 4491379.478 | 4491379.478 | 4491379.478 | 4491379.478 | 4491379.478 | 4491379.478 | 4491379.478 | 4491379.478 | 4491379.478 | 4491379.478 | 4491379.478 | 4491379.478 | 4491379.478 | 4491379.478 | 4491379.478 | 4491379.478 | 4491379.478 | 4491379.478 | 4491379.478 | 4491379.478 | 4491379.478
2015 | 4591697.434 | 4591697.434 | 4591697.434 | 4591697.434 | 4591697.434 | 4591697.434 | 4591697.434 | 4591697.434 | 4591697.434 | 4591697.434 | 4591697.434 | 4591697.434 | 4591697.434 | 4591697.434 | 4591697.434 | 4591697.434 | 4591697.434 | 4591697.434 | 4591697.434 | 4591697.434 | 4591697.434 | 4591697.434 | 4591697.434 | 4591697.434 | 4591697.434 | 4591697.434 | 4591697.434 | 4591697.434 | 4591697.434 | 4591697.434 | 4591697.434 | 4591697.434 | 4591697.434 | 4591697.434 | 4591697.434 | 4591697.434
2016 | 4544238.781 | 4544238.781 | 4544238.781 | 4544238.781 | 4544238.781 | 4544238.781 | 4544238.781 | 4544238.781 | 4544238.781 | 4544238.781 | 4544238.781 | 4544238.781 | 4544238.781 | 4544238.781 | 4544238.781 | 4544238.781 | 4544238.781 | 4544238.781 | 4544238.781 | 4544238.781 | 4544238.781 | 4544238.781 | 4544238.781 | 4544238.781 | 4544238.781 | 4544238.781 | 4544238.781 | 4544238.781 | 4544238.781 | 4544238.781 | 4544238.781 | 4544238.781 | 4544238.781 | 4544238.781 | 4544238.781 | 4544238.781
2017 | 4513235.66 | 4513235.66 | 4513235.66 | 4513235.66 | 4513235.66 | 4513235.66 | 4513235.66 | 4513235.66 | 4513235.66 | 4513235.66 | 4513235.66 | 4513235.66 | 4513235.66 | 4513235.66 | 4513235.66 | 4513235.66 | 4513235.66 | 4513235.66 | 4513235.66 | 4513235.66 | 4513235.66 | 4513235.66 | 4513235.66 | 4513235.66 | 4513235.66 | 4513235.66 | 4513235.66 | 4513235.66 | 4513235.66 | 4513235.66 | 4513235.66 | 4513235.66 | 4513235.66 | 4513235.66 | 4513235.66 | 4513235.66
2018 | 4564981.652 | 4564981.652 | 4569997.0442 | 4569997.0442 | 4562473.9559 | 4562473.9559 | 4564981.652 | 4564981.652 | 4564981.652 | 4564981.652 | 4564981.652 | 4564981.652 | 4564981.652 | 4564981.652 | 4564981.652 | 4564981.652 | 4569997.0442 | 4569997.0442 | 4564981.652 | 4564981.652 | 4562473.9559 | 4562473.9559 | 4564981.652 | 4564981.652 | 4564981.652 | 4564981.652 | 4564981.652 | 4564981.652 | 4564981.652 | 4564981.652 | 4564981.652 | 4564981.652 | 4564981.652 | 4564981.652 | 4564981.652 | 4564981.652
2019 | 4634500.4494 | 4634500.4494 | 4641949.9222 | 4641949.9222 | 4629478.1954 | 4629478.1954 | 4634500.4494 | 4634500.4494 | 4634500.4494 | 4634500.4494 | 4634500.4494 | 4634500.4494 | 4634500.4494 | 4634500.4494 | 4634500.4494 | 4634500.4494 | 4641949.9222 | 4641949.9222 | 4634500.4494 | 4634500.4494 | 4629478.1954 | 4629478.1954 | 4634500.4494 | 4634500.4494 | 4634500.4494 | 4634500.4494 | 4634500.4494 | 4634500.4494 | 4634500.4494 | 4634500.4494 | 4634500.4494 | 4634500.4494 | 4634500.4494 | 4634500.4494 | 4634500.4494 | 4634500.4494
2020 | 4675591.2484 | 4675591.2484 | 4685923.9135 | 4685923.9135 | 4667985.5224 | 4667985.5224 | 4675591.2484 | 4675591.2484 | 4675434.2681 | 4675434.2681 | 4675591.2484 | 4675591.2484 | 4675757.6789 | 4675757.6789 | 4675591.2484 | 4675591.2484 | 4685923.9135 | 4685923.9135 | 4675591.2484 | 4675591.2484 | 4667985.5224 | 4667985.5224 | 4675591.2484 | 4675591.2484 | 4675434.2681 | 4675434.2681 | 4675591.2484 | 4675591.2484 | 4675591.2484 | 4675591.2484 | 4675757.6789 | 4675757.6789 | 4675591.2484 | 4675591.2484 | 4675591.2484 | 4675591.2484
2021 | 4714799.8074 | 4714799.8074 | 4724126.7829 | 4724126.7829 | 4702999.1996 | 4702999.1996 | 4714799.8074 | 4714799.8074 | 4715171.9846 | 4715171.9846 | 4714799.8074 | 4714799.8074 | 4714414.8625 | 4714414.8625 | 4714799.8074 | 4714799.8074 | 4724126.7829 | 4724126.7829 | 4714799.8074 | 4714799.8074 | 4702999.1996 | 4702999.1996 | 4714799.8074 | 4714799.8074 | 4715171.9846 | 4715171.9846 | 4714799.8074 | 4714799.8074 | 4714799.8074 | 4714799.8074 | 4714414.8625 | 4714414.8625 | 4714799.8074 | 4714799.8074 | 4714799.8074 | 4714799.8074
2022 | 4738709.0309 | 4787931.6787 | 4751794.3509 | 4751794.3509 | 4730524.172 | 4730524.172 | 4738809.3251 | 4738809.3251 | 4735957.3206 | 4735957.3206 | 4738608.7366 | 4738608.7366 | 4738190.8309 | 4738190.8309 | 4738709.0309 | 4785150.5251 | 4751794.3509 | 4798186.2999 | 4738709.0309 | 4778981.8459 | 4730524.172 | 4776961.9248 | 4738809.3251 | 4785150.5251 | 4735957.3206 | 4782299.1043 | 4738709.0309 | 4738809.3251 | 4738608.7366 | 4785150.5251 | 4738190.8309 | 4784733.9714 | 4738709.0309 | 4785150.5251 | 4738709.0309 | 4783555.5703
2023 | 4725292.4992 | 4776613.4695 | 4747313.1258 | 4749687.0561 | 4711202.1339 | 4709917.9714 | 4725794.499 | 4723987.6597 | 4721713.1386 | 4722169.9831 | 4725292.2905 | 4723786.0048 | 4729243.6104 | 4728637.9748 | 4725292.4992 | 4774865.2386 | 4747313.1258 | 4792348.4922 | 4725292.4992 | 4775125.8405 | 4711202.1339 | 4764017.579 | 4725794.499 | 4774865.2386 | 4721713.1386 | 4772596.3848 | 4725292.4992 | 4725794.499 | 4725292.2905 | 4774865.2386 | 4729243.6104 | 4774604.9173 | 4725292.4992 | 4774865.2386 | 4725292.4992 | 4773366.0778
2024 | 4766963.9131 | 4822481.483 | 4789852.5101 | 4792702.6215 | 4743526.6702 | 4743905.1046 | 4767769.7749 | 4770557.0136 | 4764706.7304 | 4769771.0744 | 4766963.5446 | 4770354.681 | 4770182.6768 | 4774153.6522 | 4766963.9131 | 4812557.3036 | 4789852.5101 | 4842726.7778 | 4766963.9131 | 4812215.7318 | 4743526.6702 | 4795829.019 | 4767769.7749 | 4812557.3036 | 4764706.7304 | 4809699.9368 | 4766963.9131 | 4814588.8447 | 4766963.5446 | 4812557.3036 | 4770182.6768 | 4808192.7693 | 4766963.9131 | 4812557.3036 | 4766963.9131 | 4811223.1932
2025 | 4803379.3508 | 4856966.8209 | 4827906.6528 | 4835400.3113 | 4781000.2771 | 4784287.992 | 4804392.8748 | 4803759.924 | 4795653.3618 | 4802519.9312 | 4803277.7797 | 4803556.9146 | 4808273.8581 | 4807783.408 | 4803379.3508 | 4847554.0978 | 4827906.6528 | 4884313.774 | 4803379.3508 | 4847597.6562 | 4781000.2771 | 4829498.575 | 4804392.8748 | 4847554.0978 | 4795653.3618 | 4845507.119 | 4803379.3508 | 4842893.8114 | 4803277.7797 | 4847554.0978 | 4808273.8581 | 4839739.5846 | 4803379.3508 | 4847554.0978 | 4803379.3508 | 4846282.8341
2026 | 4829684.4902 | 4876259.2701 | 4850715.0949 | 4847972.6218 | 4807204.7643 | 4811482.1099 | 4831103.1269 | 4831658.0784 | 4821390.0417 | 4829737.0452 | 4829583.0872 | 4831454.8878 | 4834985.4819 | 4835826.4 | 4829684.4902 | 4857563.7714 | 4850715.0949 | 4926443.3952 | 4829684.4902 | 4858415.7538 | 4807204.7643 | 4847640.9413 | 4831103.1269 | 4857563.7714 | 4821390.0417 | 4856395.1423 | 4829684.4902 | 4864384.8743 | 4829583.0872 | 4857563.7714 | 4834985.4819 | 4860613.1426 | 4827591.5745 | 4880340.28 | 4829684.4902 | 4856706.3057
2027 | 4858721.3898 | 4921067.5853 | 4881247.4253 | 4880723.523 | 4838526.0995 | 4843653.4428 | 4860549.0005 | 4862216.913 | 4854809.0867 | 4860860.1649 | 4858619.6293 | 4862013.2529 | 4859864.8783 | 4863642.9444 | 4858721.3898 | 4894147.9172 | 4881247.4253 | 4919861.1583 | 4858721.3898 | 4895204.7307 | 4838526.0995 | 4873872.2815 | 4860549.0005 | 4894147.9172 | 4854809.0867 | 4892769.9366 | 4858721.3898 | 4894540.9294 | 4858619.6293 | 4894147.9172 | 4859864.8783 | 4895347.4387 | 4858436.305 | 4910685.3275 | 4858721.3898 | 4893328.2963
2028 | 4878428.7078 | 4911874.6538 | 4924680.6325 | 4927405.1402 | 4858293.8294 | 4858204.0176 | 4881364.21 | 4887200.158 | 4872328.3467 | 4879978.9027 | 4878326.9054 | 4886996.1084 | 4879373.3073 | 4888247.9677 | 4878428.7078 | 4914625.5397 | 4924680.6325 | 4974072.3608 | 4878428.7078 | 4938188.3567 | 4858293.8294 | 4902367.7304 | 4881364.21 | 4914625.5397 | 4872328.3467 | 4934912.1139 | 4878428.7078 | 4913240.6773 | 4878326.9054 | 4914625.5397 | 4879373.3073 | 4915579.2851 | 4896059.6902 | 4957060.1404 | 4878428.7078 | 4913901.9405
2029 | 4915304.3601 | 4947635.9452 | 4917189.3505 | 4922069.2568 | 4873189.3902 | 4883766.3152 | 4920882.73 | 4926462.185 | 4893107.2878 | 4922717.5293 | 4915000.5229 | 4926256.3692 | 4888097.7822 | 4895937.7001 | 4915304.3601 | 4941585.8136 | 4917189.3505 | 4961403.7235 | 4915304.3601 | 4938634.3115 | 4873189.3902 | 4923952.2401 | 4920882.73 | 4941585.8136 | 4893107.2878 | 4992212.2776 | 4915304.3601 | 4940667.1405 | 4915000.5229 | 4941585.8136 | 4888097.7822 | 4943830.7103 | 4920506.3585 | 4990521.668 | 4915304.3601 | 4940933.5409
2030 | 4971350.8303 | 4966727.5917 | 4895482.843 | 4904547.6013 | 4896592.3082 | 4875039.8615 | 4973719.2986 | 4979662.0645 | 4893070.2094 | 4975891.6443 | 4971043.4778 | 4979454.1532 | 4923927.7898 | 4936431.0829 | 4971350.8303 | 4932906.4157 | 4895482.843 | 4929147.1255 | 4971350.8303 | 4972600.3473 | 4896592.3082 | 4952542.6134 | 4973719.2986 | 4932906.4157 | 4893070.2094 | 5010941.1894 | 4971350.8303 | 4934310.3828 | 4971043.4778 | 4932906.4157 | 4923927.7898 | 4936132.7404 | 4951776.6369 | 5024652.7267 | 4971350.8303 | 4932379.4365
2031 | 4924276.3453 | 4953894.7338 | 4932078.0085 | 4945942.4008 | 4890955.9193 | 4910082.1126 | 4932255.6994 | 4940185.0096 | 4925004.3616 | 4986810.2867 | 4922978.3641 | 4939983.397 | 4957027.6849 | 4982141.326 | 4924276.3453 | 4972174.9689 | 4932078.0085 | 4969482.5164 | 4924276.3453 | 5006411.0862 | 4890955.9193 | 5011108.1896 | 4932255.6994 | 4972174.9689 | 4925004.3616 | 5043402.4591 | 4924276.3453 | 4972571.3794 | 4922978.3641 | 4972174.9689 | 4957027.6849 | 4922654.7562 | 4982899.5933 | 5053662.1059 | 4924276.3453 | 4971689.786
2032 | 4962196.5423 | 5003176.1704 | 4979373.3264 | 4993966.1267 | 4890833.7923 | 4970692.8111 | 4973891.2859 | 4985243.9622 | 4973789.047 | 5023118.1571 | 4965111.0235 | 4985040.3247 | 4978853.5271 | 5016403.3215 | 4962196.5423 | 5022416.2707 | 4979373.3264 | 5002521.9036 | 4962196.5423 | 5039636.9165 | 4890833.7923 | 4980320.0506 | 4973891.2859 | 5022416.2707 | 4973789.047 | 5058394.8831 | 4962196.5423 | 5021652.443 | 4965111.0235 | 5022416.2707 | 4978853.5271 | 4967773.3749 | 5006152.4611 | 5079236.1126 | 4962196.5423 | 5021940.0621
2033 | 4982052.7919 | 5015385.8715 | 4991997.3603 | 5013592.7245 | 4924737.312 | 4921872.1695 | 4988839.3871 | 5006597.865 | 4985223.4017 | 5044447.5283 | 4980564.6531 | 5006395.1424 | 5007047.3303 | 5038765.7676 | 4982052.7919 | 4995127.9754 | 4991997.3603 | 5038242.6132 | 4982052.7919 | 5069831.2187 | 4924737.312 | 5023315.0314 | 4988839.3871 | 4995127.9754 | 4985223.4017 | 5027808.8002 | 4982052.7919 | 4999140.5547 | 4980564.6531 | 4995127.9754 | 5007047.3303 | 4978342.8812 | 5033848.8068 | 5124264.366 | 4982052.7919 | 4994881.7178
2034 | 5022804.5074 | 5057019.0919 | 5030520.8445 | 5050692.1489 | 4963667.5194 | 4973170.0013 | 5030035.282 | 5041618.4762 | 5023857.467 | 4999677.3942 | 5021558.0555 | 5041414.9442 | 5039170.459 | 5081728.9043 | 5022804.5074 | 5041622.9768 | 5030520.8445 | 5089164.6598 | 5022804.5074 | 5102931.8911 | 4963667.5194 | 5065897.1223 | 5030035.282 | 5041622.9768 | 5023857.467 | 5072147.8274 | 5022804.5074 | 5035951.024 | 5021558.0555 | 5041622.9768 | 5039170.459 | 5018843.4869 | 5080684.7358 | 5109927.6116 | 5022804.5074 | 5041412.6542
2035 | 5062439.675 | 5090101.0857 | 5041348.8635 | 5070810.8316 | 4984388.9218 | 4987236.7665 | 5070785.8766 | 5082822.7566 | 5018593.6987 | 5042388.7945 | 5061279.6114 | 5082617.6393 | 5049855.5673 | 5097063.0537 | 5062439.675 | 5079668.4416 | 5041348.8635 | 5112107.5805 | 5062439.675 | 5126060.5408 | 4984388.9218 | 5093068.4303 | 5070785.8766 | 5079668.4416 | 5018593.6987 | 5098287.8932 | 5062439.675 | 5079070.653 | 5061279.6114 | 5079668.4416 | 5049855.5673 | 5052816.0391 | 5080527.6613 | 5119743.4552 | 5062439.675 | 5079492.3634
2036 | 5084441.6223 | 5112935.0265 | 5089885.6836 | 5118601.0236 | 5016836.1682 | 5026228.9822 | 5100966.4707 | 5109117.265 | 5044812.8216 | 5040697.2607 | 5083276.2059 | 5108810.8291 | 5086440.5151 | 5136120.0898 | 5084441.6223 | 5102620.6487 | 5089885.6836 | 5159997.28 | 5084441.6223 | 5154673.9292 | 5016836.1682 | 5116837.5327 | 5100966.4707 | 5102620.6487 | 5044812.8216 | 5130135.2156 | 5084441.6223 | 5099217.5532 | 5083276.2059 | 5102620.6487 | 5086440.5151 | 5061904.2246 | 5119408.3523 | 5164328.7248 | 5084441.6223 | 5102512.7035
2037 | 5127272.6806 | 5150440.82 | 5136562.2615 | 5156304.0505 | 5016801.818 | 5065095.6443 | 5140704.5504 | 5150358.469 | 5064957.834 | 5082640.0276 | 5126195.9004 | 5149950.2845 | 5137787.2084 | 5174125.0882 | 5127272.6806 | 5136344.1849 | 5136562.2615 | 5199958.6673 | 5127272.6806 | 5187334.2419 | 5016801.818 | 5147740.1921 | 5140704.5504 | 5136344.1849 | 5064957.834 | 5146269.1697 | 5127272.6806 | 5134839.9257 | 5126195.9004 | 5136344.1849 | 5137787.2084 | 5099195.8024 | 5145028.0006 | 5204479.0752 | 5127272.6806 | 5136280.913
2038 | 5156005.1669 | 5181184.15 | 5155863.1936 | 5192912.9878 | 5053590.0356 | 5083767.9164 | 5159411.6156 | 5177730.4364 | 5105272.9609 | 5143841.9786 | 5154821.1656 | 5177222.6058 | 5154102.5776 | 5179682.5254 | 5156005.1669 | 5168013.5781 | 5155863.1936 | 5219234.1567 | 5156005.1669 | 5236828.0068 | 5053590.0356 | 5173275.4748 | 5159411.6156 | 5168013.5781 | 5105272.9609 | 5187613.0279 | 5156005.1669 | 5168440.3516 | 5154821.1656 | 5168013.5781 | 5154102.5776 | 5143105.5391 | 5182617.8844 | 5239272.2699 | 5156005.1669 | 5167994.264
2039 | 5185701.389 | 5230599.6581 | 5195949.6737 | 5215413.6062 | 5093712.5807 | 5124286.744 | 5200174.6331 | 5211910.2327 | 5137252.6108 | 5165796.7274 | 5184608.7399 | 5211401.174 | 5183805.9551 | 5220529.2173 | 5185701.389 | 5204359.9832 | 5195949.6737 | 5253516.592 | 5185701.389 | 5217921.9591 | 5093712.5807 | 5207319.9172 | 5200174.6331 | 5204359.9832 | 5137252.6108 | 5237814.6509 | 5185701.389 | 5204283.1851 | 5184608.7399 | 5204359.9832 | 5183805.9551 | 5163176.7593 | 5205597.6921 | 5271677.3191 | 5185701.389 | 5204373.3655
2040 | 5221012.8719 | 5223754.1268 | 5233674.3572 | 5256232.2149 | 5131203.6031 | 5152385.9182 | 5214803.4691 | 5216176.7598 | 5170787.036 | 5136890.65 | 5219911.4678 | 5215571.6842 | 5195388.4947 | 5252260.6847 | 5221012.8719 | 5219127.0016 | 5233674.3572 | 5267609.4471 | 5221012.8719 | 5259900.9534 | 5131203.6031 | 5221889.4421 | 5214803.4691 | 5219127.0016 | 5170787.036 | 5223243.2171 | 5221012.8719 | 5218166.888 | 5219911.4678 | 5219127.0016 | 5195388.4947 | 5208385.2317 | 5247110.6226 | 5304757.6267 | 5221012.8719 | 5219204.9004
2041 | 5256668.9516 | 5244969.9881 | 5282439.9547 | 5313533.2177 | 5152130.1822 | 5177717.9355 | 5259432.314 | 5261477.9087 | 5211275.5207 | 5184922.1084 | 5251341.103 | 5263058.1886 | 5231892.7325 | 5265196.8931 | 5256668.9516 | 5266140.4526 | 5282439.9547 | 5315177.5196 | 5256668.9516 | 5266581.2015 | 5152130.1822 | 5269748.5103 | 5259432.314 | 5266140.4526 | 5211275.5207 | 5275519.1391 | 5256668.9516 | 5265928.9141 | 5251341.103 | 5266140.4526 | 5231892.7325 | 5237283.7839 | 5284078.375 | 5338854.7837 | 5256668.9516 | 5266560.867
2042 | 5302150.43 | 5293794.2497 | 5284126.0204 | 5371593.0403 | 5171840.2677 | 5219247.2254 | 5306737.4912 | 5267873.7241 | 5225188.0326 | 5222373.2504 | 5299248.2834 | 5269000.8105 | 5269812.8223 | 5308080.4381 | 5302150.43 | 5264827.8027 | 5284126.0204 | 5312843.2414 | 5302150.43 | 5309431.8696 | 5171840.2677 | 5263361.8356 | 5306737.4912 | 5264827.8027 | 5225188.0326 | 5271802.0213 | 5302150.43 | 5264271.6397 | 5299248.2834 | 5264827.8027 | 5269812.8223 | 5246120.628 | 5317382.1131 | 5370841.471 | 5302150.43 | 5265288.4993
2043 | 5294402.3321 | 5292856.4882 | 5315971.0021 | 5406442.4588 | 5212915.9548 | 5231521.0266 | 5357429.88 | 5309941.4526 | 5256285.4778 | 5213030.3682 | 5291319.8398 | 5310984.4625 | 5286409.248 | 5351960.0513 | 5294402.3321 | 5283804.8503 | 5315971.0021 | 5363726.5016 | 5294402.3321 | 5283401.1251 | 5212915.9548 | 5291819.8258 | 5357429.88 | 5283804.8503 | 5256285.4778 | 5315128.8396 | 5294402.3321 | 5283244.3818 | 5291319.8398 | 5283804.8503 | 5286409.248 | 5289405.6529 | 5354987.4675 | 5416568.1147 | 5294402.3321 | 5308520.7713
2044 | 5331938.8823 | 5319144.3167 | 5370454.8951 | 5355271.524 | 5239398.0732 | 5262728.6427 | 5387116.3214 | 5375298.9967 | 5303004.7258 | 5245701.4343 | 5335434.5121 | 5376150.9059 | 5326453.0304 | 5342750.667 | 5331938.8823 | 5323198.5658 | 5370454.8951 | 5428929.403 | 5331938.8823 | 5336832.4698 | 5239398.0732 | 5334555.3515 | 5387116.3214 | 5323198.5658 | 5303004.7258 | 5373619.2094 | 5331938.8823 | 5323777.7716 | 5335434.5121 | 5323198.5658 | 5326453.0304 | 5336541.0045 | 5388005.4928 | 5461569.3563 | 5331938.8823 | 5366926.514
2045 | 5337676.0115 | 5359095.3376 | 5426904.8314 | 5431359.2707 | 5285029.0865 | 5307433.3323 | 5380465.2565 | 5404408.2423 | 5311134.5978 | 5295429.2141 | 5340566.0763 | 5405067.1368 | 5325815.6141 | 5370816.4301 | 5337676.0115 | 5315538.6461 | 5426904.8314 | 5414270.9112 | 5337676.0115 | 5399932.161 | 5285029.0865 | 5325185.4039 | 5380465.2565 | 5315538.6461 | 5311134.5978 | 5404014.047 | 5337676.0115 | 5324457.6451 | 5340566.0763 | 5315538.6461 | 5325815.6141 | 5371438.3455 | 5437956.2759 | 5498263.5189 | 5337676.0115 | 5397311.731
2046 | 5380569.8766 | 5423460.2325 | 5452270.9884 | 5487997.9512 | 5277930.993 | 5322432.8312 | 5427271.1364 | 5347923.4223 | 5345383.4786 | 5296705.2448 | 5382934.023 | 5348100.221 | 5344753.8895 | 5422297.2194 | 5380569.8766 | 5364606.4193 | 5452270.9884 | 5426143.815 | 5380569.8766 | 5414621.7226 | 5277930.993 | 5354611.9499 | 5427271.1364 | 5364606.4193 | 5345383.4786 | 5450372.9286 | 5380569.8766 | 5356421.4061 | 5382934.023 | 5364606.4193 | 5344753.8895 | 5361920.9923 | 5476572.7289 | 5496362.2694 | 5380569.8766 | 5346177.5192
2047 | 5430888.0832 | 5437364.8794 | 5421619.8635 | 5522900.3913 | 5303878.1416 | 5362162.9386 | 5486636.6408 | 5401366.8775 | 5360822.6419 | 5324499.5005 | 5363120.2924 | 5401481.46 | 5379732.4348 | 5401805.8478 | 5430888.0832 | 5354579.3698 | 5421619.8635 | 5469164.999 | 5430888.0832 | 5458837.8619 | 5303878.1416 | 5385419.8015 | 5486636.6408 | 5354678.9106 | 5360822.6419 | 5445937.1347 | 5430888.0832 | 5348730.9511 | 5363120.2924 | 5354479.8291 | 5379732.4348 | 5408261.2598 | 5512725.8127 | 5528762.3798 | 5430888.0832 | 5408529.2976
2048 | 5448332.6094 | 5461715.5794 | 5486618.5775 | 5562950.6986 | 5353230.6227 | 5429895.651 | 5493585.5891 | 5401882.4437 | 5416122.877 | 5349675.3546 | 5419808.3139 | 5401906.0954 | 5426379.8344 | 5447291.9887 | 5448332.6094 | 5397899.1231 | 5486618.5775 | 5538137.6669 | 5448332.6094 | 5467200.2559 | 5353230.6227 | 5389892.057 | 5493585.5891 | 5398199.5435 | 5416122.877 | 5480373.6213 | 5448332.6094 | 5392128.7444 | 5419808.3139 | 5397900.2917 | 5426379.8344 | 5463534.9396 | 5537591.1751 | 5567755.2174 | 5448332.6094 | 5466980.0405
2049 | 5447370.4802 | 5497376.5307 | 5546341.0016 | 5582211.6433 | 5369567.6447 | 5441472.8357 | 5527882.1851 | 5450005.5075 | 5430618.5359 | 5376533.8256 | 5425236.831 | 5449831.128 | 5480394.3772 | 5507091.7079 | 5447370.4802 | 5459723.8243 | 5546341.0016 | 5503021.6086 | 5447370.4802 | 5499522.0452 | 5369567.6447 | 5455339.1225 | 5527882.1851 | 5460127.3028 | 5430618.5359 | 5515932.7916 | 5447370.4802 | 5459277.0859 | 5425236.831 | 5459522.1481 | 5480394.3772 | 5493140.269 | 5571076.1706 | 5590060.7783 | 5447370.4802 | 5493657.9805
Off-peak period
| Alternative |  | Alternative_Double_demand |  | Alternative_Half_demand |  | Alternative_High_battery_cost |  | Alternative_High_generation_cost |  | Alternative_Low_battery_cost |  | Alternative_Low_generation_cost |  | Central |  | Double_demand |  | Future_only |  | Half_demand |  | High_battery_cost |  | High_generation_cost |  | Implementation_in_2024 |  | Low_battery_cost |  | Low_generation_cost |  | No_decommissioning |  | HVDC_only
Row Labels | Sum of Baseline_off_peak_MWh | Sum of Proposal_off_peak_MWh | Sum of Baseline_off_peak_MWh | Sum of Proposal_off_peak_MWh | Sum of Baseline_off_peak_MWh | Sum of Proposal_off_peak_MWh | Sum of Baseline_off_peak_MWh | Sum of Proposal_off_peak_MWh | Sum of Baseline_off_peak_MWh | Sum of Proposal_off_peak_MWh | Sum of Baseline_off_peak_MWh | Sum of Proposal_off_peak_MWh | Sum of Baseline_off_peak_MWh | Sum of Proposal_off_peak_MWh | Sum of Baseline_off_peak_MWh | Sum of Proposal_off_peak_MWh | Sum of Baseline_off_peak_MWh | Sum of Proposal_off_peak_MWh | Sum of Baseline_off_peak_MWh | Sum of Proposal_off_peak_MWh | Sum of Baseline_off_peak_MWh | Sum of Proposal_off_peak_MWh | Sum of Baseline_off_peak_MWh | Sum of Proposal_off_peak_MWh | Sum of Baseline_off_peak_MWh | Sum of Proposal_off_peak_MWh | Sum of Baseline_off_peak_MWh | Sum of Proposal_off_peak_MWh | Sum of Baseline_off_peak_MWh | Sum of Proposal_off_peak_MWh | Sum of Baseline_off_peak_MWh | Sum of Proposal_off_peak_MWh | Sum of Baseline_off_peak_MWh | Sum of Proposal_off_peak_MWh | Sum of Baseline_off_peak_MWh | Sum of Proposal_off_peak_MWh
2008 | 27524124.3845 | 27524124.3845 | 27524124.3845 | 27524124.3845 | 27524124.3845 | 27524124.3845 | 27524124.3845 | 27524124.3845 | 27524124.3845 | 27524124.3845 | 27524124.3845 | 27524124.3845 | 27524124.3845 | 27524124.3845 | 27524124.3845 | 27524124.3845 | 27524124.3845 | 27524124.3845 | 27524124.3845 | 27524124.3845 | 27524124.3845 | 27524124.3845 | 27524124.3845 | 27524124.3845 | 27524124.3845 | 27524124.3845 | 27524124.3845 | 27524124.3845 | 27524124.3845 | 27524124.3845 | 27524124.3845 | 27524124.3845 | 27524124.3845 | 27524124.3845 | 27524124.3845 | 27524124.3845
2009 | 26219814.315 | 26219814.315 | 26219814.315 | 26219814.315 | 26219814.315 | 26219814.315 | 26219814.315 | 26219814.315 | 26219814.315 | 26219814.315 | 26219814.315 | 26219814.315 | 26219814.315 | 26219814.315 | 26219814.315 | 26219814.315 | 26219814.315 | 26219814.315 | 26219814.315 | 26219814.315 | 26219814.315 | 26219814.315 | 26219814.315 | 26219814.315 | 26219814.315 | 26219814.315 | 26219814.315 | 26219814.315 | 26219814.315 | 26219814.315 | 26219814.315 | 26219814.315 | 26219814.315 | 26219814.315 | 26219814.315 | 26219814.315
2010 | 27337202.562 | 27337202.562 | 27337202.562 | 27337202.562 | 27337202.562 | 27337202.562 | 27337202.562 | 27337202.562 | 27337202.562 | 27337202.562 | 27337202.562 | 27337202.562 | 27337202.562 | 27337202.562 | 27337202.562 | 27337202.562 | 27337202.562 | 27337202.562 | 27337202.562 | 27337202.562 | 27337202.562 | 27337202.562 | 27337202.562 | 27337202.562 | 27337202.562 | 27337202.562 | 27337202.562 | 27337202.562 | 27337202.562 | 27337202.562 | 27337202.562 | 27337202.562 | 27337202.562 | 27337202.562 | 27337202.562 | 27337202.562
2011 | 27462515.695 | 27462515.695 | 27462515.695 | 27462515.695 | 27462515.695 | 27462515.695 | 27462515.695 | 27462515.695 | 27462515.695 | 27462515.695 | 27462515.695 | 27462515.695 | 27462515.695 | 27462515.695 | 27462515.695 | 27462515.695 | 27462515.695 | 27462515.695 | 27462515.695 | 27462515.695 | 27462515.695 | 27462515.695 | 27462515.695 | 27462515.695 | 27462515.695 | 27462515.695 | 27462515.695 | 27462515.695 | 27462515.695 | 27462515.695 | 27462515.695 | 27462515.695 | 27462515.695 | 27462515.695 | 27462515.695 | 27462515.695
2012 | 27199119.591 | 27199119.591 | 27199119.591 | 27199119.591 | 27199119.591 | 27199119.591 | 27199119.591 | 27199119.591 | 27199119.591 | 27199119.591 | 27199119.591 | 27199119.591 | 27199119.591 | 27199119.591 | 27199119.591 | 27199119.591 | 27199119.591 | 27199119.591 | 27199119.591 | 27199119.591 | 27199119.591 | 27199119.591 | 27199119.591 | 27199119.591 | 27199119.591 | 27199119.591 | 27199119.591 | 27199119.591 | 27199119.591 | 27199119.591 | 27199119.591 | 27199119.591 | 27199119.591 | 27199119.591 | 27199119.591 | 27199119.591
2013 | 26846324.676 | 26846324.676 | 26846324.676 | 26846324.676 | 26846324.676 | 26846324.676 | 26846324.676 | 26846324.676 | 26846324.676 | 26846324.676 | 26846324.676 | 26846324.676 | 26846324.676 | 26846324.676 | 26846324.676 | 26846324.676 | 26846324.676 | 26846324.676 | 26846324.676 | 26846324.676 | 26846324.676 | 26846324.676 | 26846324.676 | 26846324.676 | 26846324.676 | 26846324.676 | 26846324.676 | 26846324.676 | 26846324.676 | 26846324.676 | 26846324.676 | 26846324.676 | 26846324.676 | 26846324.676 | 26846324.676 | 26846324.676
2014 | 26850612.154 | 26850612.154 | 26850612.154 | 26850612.154 | 26850612.154 | 26850612.154 | 26850612.154 | 26850612.154 | 26850612.154 | 26850612.154 | 26850612.154 | 26850612.154 | 26850612.154 | 26850612.154 | 26850612.154 | 26850612.154 | 26850612.154 | 26850612.154 | 26850612.154 | 26850612.154 | 26850612.154 | 26850612.154 | 26850612.154 | 26850612.154 | 26850612.154 | 26850612.154 | 26850612.154 | 26850612.154 | 26850612.154 | 26850612.154 | 26850612.154 | 26850612.154 | 26850612.154 | 26850612.154 | 26850612.154 | 26850612.154
2015 | 27475183.89 | 27475183.89 | 27475183.89 | 27475183.89 | 27475183.89 | 27475183.89 | 27475183.89 | 27475183.89 | 27475183.89 | 27475183.89 | 27475183.89 | 27475183.89 | 27475183.89 | 27475183.89 | 27475183.89 | 27475183.89 | 27475183.89 | 27475183.89 | 27475183.89 | 27475183.89 | 27475183.89 | 27475183.89 | 27475183.89 | 27475183.89 | 27475183.89 | 27475183.89 | 27475183.89 | 27475183.89 | 27475183.89 | 27475183.89 | 27475183.89 | 27475183.89 | 27475183.89 | 27475183.89 | 27475183.89 | 27475183.89
2016 | 27529342.259 | 27529342.259 | 27529342.259 | 27529342.259 | 27529342.259 | 27529342.259 | 27529342.259 | 27529342.259 | 27529342.259 | 27529342.259 | 27529342.259 | 27529342.259 | 27529342.259 | 27529342.259 | 27529342.259 | 27529342.259 | 27529342.259 | 27529342.259 | 27529342.259 | 27529342.259 | 27529342.259 | 27529342.259 | 27529342.259 | 27529342.259 | 27529342.259 | 27529342.259 | 27529342.259 | 27529342.259 | 27529342.259 | 27529342.259 | 27529342.259 | 27529342.259 | 27529342.259 | 27529342.259 | 27529342.259 | 27529342.259
2017 | 27353281.411 | 27353281.411 | 27353281.411 | 27353281.411 | 27353281.411 | 27353281.411 | 27353281.411 | 27353281.411 | 27353281.411 | 27353281.411 | 27353281.411 | 27353281.411 | 27353281.411 | 27353281.411 | 27353281.411 | 27353281.411 | 27353281.411 | 27353281.411 | 27353281.411 | 27353281.411 | 27353281.411 | 27353281.411 | 27353281.411 | 27353281.411 | 27353281.411 | 27353281.411 | 27353281.411 | 27353281.411 | 27353281.411 | 27353281.411 | 27353281.411 | 27353281.411 | 27353281.411 | 27353281.411 | 27353281.411 | 27353281.411
2018 | 27489883.6385 | 27489883.6385 | 27520084.2623 | 27520084.2623 | 27474783.3266 | 27474783.3266 | 27489883.6385 | 27489883.6385 | 27489883.6385 | 27489883.6385 | 27489883.6385 | 27489883.6385 | 27489883.6385 | 27489883.6385 | 27489883.6385 | 27489883.6385 | 27520084.2623 | 27520084.2623 | 27489883.6385 | 27489883.6385 | 27474783.3266 | 27474783.3266 | 27489883.6385 | 27489883.6385 | 27489883.6385 | 27489883.6385 | 27489883.6385 | 27489883.6385 | 27489883.6385 | 27489883.6385 | 27489883.6385 | 27489883.6385 | 27489883.6385 | 27489883.6385 | 27489883.6385 | 27489883.6385
2019 | 27979192.8047 | 27979192.8047 | 28029796.4042 | 28029796.4042 | 27948970.0822 | 27948970.0822 | 27979192.8047 | 27979192.8047 | 27979192.8047 | 27979192.8047 | 27979192.8047 | 27979192.8047 | 27979192.8047 | 27979192.8047 | 27979192.8047 | 27979192.8047 | 28029796.4042 | 28029796.4042 | 27979192.8047 | 27979192.8047 | 27948970.0822 | 27948970.0822 | 27979192.8047 | 27979192.8047 | 27979192.8047 | 27979192.8047 | 27979192.8047 | 27979192.8047 | 27979192.8047 | 27979192.8047 | 27979192.8047 | 27979192.8047 | 27979192.8047 | 27979192.8047 | 27979192.8047 | 27979192.8047
2020 | 28162071.5767 | 28162071.5767 | 28246724.5752 | 28246724.5752 | 28116362.1226 | 28116362.1226 | 28162071.5767 | 28162071.5767 | 28161569.1154 | 28161569.1154 | 28162071.5767 | 28162071.5767 | 28162604.0169 | 28162604.0169 | 28162071.5767 | 28162071.5767 | 28246724.5752 | 28246724.5752 | 28162071.5767 | 28162071.5767 | 28116362.1226 | 28116362.1226 | 28162071.5767 | 28162071.5767 | 28161569.1154 | 28161569.1154 | 28162071.5767 | 28162071.5767 | 28162071.5767 | 28162071.5767 | 28162604.0169 | 28162604.0169 | 28162071.5767 | 28162071.5767 | 28162071.5767 | 28162071.5767
2021 | 28388702.7835 | 28388702.7835 | 28454259.0142 | 28454259.0142 | 28311707.4775 | 28311707.4775 | 28388702.7835 | 28388702.7835 | 28391853.189 | 28391853.189 | 28388702.7835 | 28388702.7835 | 28385445.5997 | 28385445.5997 | 28388702.7835 | 28388702.7835 | 28454259.0142 | 28454259.0142 | 28388702.7835 | 28388702.7835 | 28311707.4775 | 28311707.4775 | 28388702.7835 | 28388702.7835 | 28391853.189 | 28391853.189 | 28388702.7835 | 28388702.7835 | 28388702.7835 | 28388702.7835 | 28385445.5997 | 28385445.5997 | 28388702.7835 | 28388702.7835 | 28388702.7835 | 28388702.7835
2022 | 28495737.2244 | 28429130.9912 | 28586808.0654 | 28586808.0654 | 28455403.1572 | 28455403.1572 | 28495514.7555 | 28495514.7555 | 28486618.8052 | 28486618.8052 | 28495959.6934 | 28495959.6934 | 28490684.3171 | 28490684.3171 | 28495737.2244 | 28403376.9049 | 28586808.0654 | 28494742.0891 | 28495737.2244 | 28356512.0549 | 28455403.1572 | 28362721.8269 | 28495514.7555 | 28403376.9049 | 28486618.8052 | 28394458.3036 | 28495737.2244 | 28495514.7555 | 28495959.6934 | 28403376.9049 | 28490684.3171 | 28398122.3166 | 28495737.2244 | 28403376.9049 | 28495737.2244 | 28389444.8706
2023 | 28304392.1675 | 28263743.9834 | 28478810.9934 | 28468635.2174 | 28231088.5824 | 28236235.5591 | 28303278.5253 | 28310679.9859 | 28302136.1606 | 28304660.5888 | 28304392.5068 | 28311126.862 | 28328751.0834 | 28335522.8403 | 28304392.1675 | 28243560.9276 | 28478810.9934 | 28360731.0803 | 28304392.1675 | 28229968.0843 | 28231088.5824 | 28186843.5632 | 28303278.5253 | 28243560.9276 | 28302136.1606 | 28237501.2735 | 28304392.1675 | 28303278.5253 | 28304392.5068 | 28243560.9276 | 28328751.0834 | 28239191.2109 | 28304392.1675 | 28243560.9276 | 28304392.1675 | 28230151.4942
2024 | 28558568.2188 | 28511838.0551 | 28715967.562 | 28707295.061 | 28416026.6894 | 28418735.8404 | 28556773.8587 | 28559331.2303 | 28562343.5654 | 28560329.9686 | 28558568.725 | 28559781.911 | 28577364.5613 | 28578916.3624 | 28558568.2188 | 28445100.5522 | 28715967.562 | 28635334.3209 | 28558568.2188 | 28428734.9852 | 28416026.6894 | 28353486.5435 | 28556773.8587 | 28445100.5522 | 28562343.5654 | 28435769.8535 | 28558568.2188 | 28479508.2704 | 28558568.725 | 28445100.5522 | 28577364.5613 | 28417440.4048 | 28558568.2188 | 28445100.5522 | 28558568.2188 | 28432667.1308
2025 | 28757229.7557 | 28700110.8225 | 28957253.1773 | 28936235.8794 | 28638425.0233 | 28638507.0635 | 28754975.6987 | 28739237.5103 | 28741713.5778 | 28737831.942 | 28757454.8691 | 28739690.8845 | 28782902.3941 | 28761148.8479 | 28757229.7557 | 28637036.694 | 28957253.1773 | 28861990.8117 | 28757229.7557 | 28622464.7922 | 28638425.0233 | 28536347.4001 | 28754975.6987 | 28637036.694 | 28741713.5778 | 28632885.1101 | 28757229.7557 | 28633631.5227 | 28757454.8691 | 28637036.694 | 28782902.3941 | 28587819.0156 | 28757229.7557 | 28637036.694 | 28757229.7557 | 28624939.7454
2026 | 28911724.0553 | 28825247.5673 | 29085861.7855 | 29028166.416 | 28778979.1065 | 28785657.2185 | 28908553.2832 | 28898316.0525 | 28889238.7742 | 28891549.7096 | 28911950.9185 | 28898772.841 | 28943469.9901 | 28921435.6258 | 28911724.0553 | 28724545.298 | 29085861.7855 | 29082024.1192 | 28911724.0553 | 28714332.4319 | 28778979.1065 | 28649011.3443 | 28908553.2832 | 28724545.298 | 28889238.7742 | 28724595.319 | 28911724.0553 | 28763680.3233 | 28911950.9185 | 28724545.298 | 28943469.9901 | 28716960.7642 | 28895942.3877 | 28807222.164 | 28911724.0553 | 28715012.968
2027 | 29083224.0979 | 29041756.3785 | 29254509.3569 | 29199595.3521 | 28950112.8147 | 28955598.2204 | 29079132.3996 | 29071701.0873 | 29085088.1835 | 29069164.755 | 29083452.1786 | 29072160.0667 | 29061524.4618 | 29082663.3852 | 29083224.0979 | 28912950.9527 | 29254509.3569 | 29112454.9784 | 29083224.0979 | 28904092.2135 | 28950112.8147 | 28797444.3445 | 29079132.3996 | 28912950.9527 | 29085088.1835 | 28912260.483 | 29083224.0979 | 28935947.5197 | 29083452.1786 | 28912950.9527 | 29061524.4618 | 28899945.3933 | 29086340.8196 | 28970429.4101 | 29083224.0979 | 28903743.7731
2028 | 29197420.4744 | 29057138.2222 | 29496187.2958 | 29451930.3588 | 29061757.6432 | 29041936.5717 | 29190842.3972 | 29201915.7461 | 29175438.9829 | 29164973.7284 | 29197649.8274 | 29202377.0309 | 29173010.7342 | 29208733.3345 | 29197420.4744 | 29046195.4027 | 29496187.2958 | 29373517.551 | 29197420.4744 | 29106476.7708 | 29061757.6432 | 28953770.4314 | 29190842.3972 | 29046195.4027 | 29175438.9829 | 29106129.1574 | 29197420.4744 | 29059694.6468 | 29197649.8274 | 29046195.4027 | 29173010.7342 | 29031924.4776 | 29289966.1213 | 29211515.8958 | 29197420.4744 | 29037538.0177
2029 | 29389298.9968 | 29229354.3371 | 29518479.0648 | 29461220.8297 | 29171519.2635 | 29157474.8518 | 29376865.8009 | 29387707.9402 | 29341917.0516 | 29383730.8954 | 29389975.5432 | 29388171.8218 | 29272362.5505 | 29244180.1614 | 29389298.9968 | 29202882.2848 | 29518479.0648 | 29396095.6943 | 29389298.9968 | 29136549.7271 | 29171519.2635 | 29082979.6773 | 29376865.8009 | 29202882.2848 | 29341917.0516 | 29334031.9363 | 29389298.9968 | 29219462.2011 | 29389975.5432 | 29202882.2848 | 29272362.5505 | 29191985.63 | 29459528.8363 | 29389962.5646 | 29389298.9968 | 29194673.4663
2030 | 29711660.8994 | 29376356.7772 | 29492706.775 | 29423732.4751 | 29337909.2517 | 29190462.1701 | 29672009.279 | 29647135.486 | 29440698.9438 | 29638554.6335 | 29712345.9885 | 29647603.637 | 29487453.1292 | 29459923.7866 | 29711660.8994 | 29239444.6716 | 29492706.775 | 29276314.3423 | 29711660.8994 | 29309840.5539 | 29337909.2517 | 29234162.3587 | 29672009.279 | 29239444.6716 | 29440698.9438 | 29425082.0135 | 29711660.8994 | 29273173.9372 | 29712345.9885 | 29239444.6716 | 29487453.1292 | 29239236.6628 | 29650023.7431 | 29569729.9752 | 29711660.8994 | 29231896.3686
2031 | 29550319.5415 | 29356452.9341 | 29749677.1571 | 29647839.1286 | 29421064.8363 | 29366971.8619 | 29502374.7422 | 29505586.8791 | 29664303.851 | 29753559.5904 | 29553225.4891 | 29506051.8668 | 29707050.853 | 29691870.474 | 29550319.5415 | 29446172.3806 | 29749677.1571 | 29479005.3669 | 29550319.5415 | 29504187.8618 | 29421064.8363 | 29498182.6219 | 29502374.7422 | 29446172.3806 | 29664303.851 | 29547209.9624 | 29550319.5415 | 29469575.6321 | 29553225.4891 | 29446172.3806 | 29707050.853 | 29165938.2724 | 29844917.9124 | 29734917.0201 | 29550319.5415 | 29438889.6655
2032 | 29782850.3687 | 29591622.3563 | 29996502.074 | 29892299.106 | 29421763.4967 | 29663279.9131 | 29726372.7663 | 29738277.1124 | 29936752.5602 | 29949624.713 | 29794212.7967 | 29738742.3087 | 29867005.3424 | 29879014.7499 | 29782850.3687 | 29691171.2544 | 29996502.074 | 29674725.9311 | 29782850.3687 | 29679390.4764 | 29421763.4967 | 29410356.9945 | 29726372.7663 | 29691171.2544 | 29936752.5602 | 29718365.4915 | 29782850.3687 | 29697813.2883 | 29794212.7967 | 29691171.2544 | 29867005.3424 | 29404229.2583 | 30001431.2597 | 29885695.6714 | 29782850.3687 | 29683874.0854
2033 | 29922667.2771 | 29673764.6199 | 30087673.7761 | 30016618.994 | 29617279.9791 | 29459889.8469 | 29843782.351 | 29860521.4846 | 30033577.0301 | 30079037.2009 | 29919214.6215 | 29860988.4575 | 30043022.39 | 30013548.0138 | 29922667.2771 | 29596057.3032 | 30087673.7761 | 29873746.2975 | 29922667.2771 | 29823951.7067 | 29617279.9791 | 29631404.2442 | 29843782.351 | 29596057.3032 | 30033577.0301 | 29583087.6814 | 29922667.2771 | 29631878.8344 | 29919214.6215 | 29596057.3032 | 30043022.39 | 29463745.2061 | 30198654.6091 | 30096347.7762 | 29922667.2771 | 29590062.5163
2034 | 30144087.9396 | 29877745.1584 | 30293653.8181 | 30221731.6358 | 29817755.3325 | 29720659.8947 | 30061678.3316 | 30052647.0428 | 30266558.1794 | 29863550.6547 | 30141988.0993 | 30053116.3328 | 30234795.8755 | 30233641.4585 | 30144087.9396 | 29832130.2311 | 30293653.8181 | 30140559.6613 | 30144087.9396 | 30013980.0535 | 29817755.3325 | 29837258.0323 | 30061678.3316 | 29832130.2311 | 30266558.1794 | 29796812.0643 | 30144087.9396 | 29820100.4055 | 30141988.0993 | 29832130.2311 | 30234795.8755 | 29660989.5453 | 30441077.7519 | 30080745.4186 | 30144087.9396 | 29826378.5672
2035 | 30359786.0372 | 30071304.8804 | 30406918.8631 | 30336051.4545 | 29936194.7408 | 29802471.0358 | 30274975.6319 | 30267509.1611 | 30256170.9307 | 30076629.1337 | 30357427.8107 | 30267981.2108 | 30252894.9855 | 30275020.3682 | 30359786.0372 | 30039427.5884 | 30406918.8631 | 30227101.0445 | 30359786.0372 | 30102126.1582 | 29936194.7408 | 29998544.8217 | 30274975.6319 | 30039427.5884 | 30256170.9307 | 29965610.7819 | 30359786.0372 | 30046453.5775 | 30357427.8107 | 30039427.5884 | 30252894.9855 | 29851828.7144 | 30384036.8112 | 30133028.7042 | 30359786.0372 | 30033911.514
2036 | 30501869.066 | 30158696.4067 | 30677485.7595 | 30596186.961 | 30111502.574 | 30007761.444 | 30434270.5802 | 30386810.2003 | 30384484.0758 | 30110779.4368 | 30499499.1045 | 30387506.1988 | 30459567.059 | 30488368.26 | 30501869.066 | 30131245.8515 | 30677485.7595 | 30496232.5329 | 30501869.066 | 30256115.2884 | 30111502.574 | 30094406.2479 | 30434270.5802 | 30131245.8515 | 30384484.0758 | 30142904.8503 | 30501869.066 | 30118289.5932 | 30499499.1045 | 30131245.8515 | 30459567.059 | 29904124.7793 | 30605183.1107 | 30360061.7635 | 30501869.066 | 30126409.5608
2037 | 30734055.252 | 30361887.2093 | 30928424.0559 | 30815671.2396 | 30098544.8455 | 30210443.1474 | 30654443.6637 | 30617023.7017 | 30489446.1144 | 30334857.9783 | 30731438.656 | 30617947.8122 | 30755650.8358 | 30717626.3977 | 30734055.252 | 30303884.9866 | 30928424.0559 | 30734074.5242 | 30734055.252 | 30441698.8194 | 30098544.8455 | 30249440.8873 | 30654443.6637 | 30303884.9866 | 30489446.1144 | 30229156.7838 | 30734055.252 | 30307976.9531 | 30731438.656 | 30303884.9866 | 30755650.8358 | 30104721.7806 | 30731504.5764 | 30566823.0701 | 30734055.252 | 30299424.1356
2038 | 30911318.1529 | 30554884.4306 | 31049209.8086 | 31026211.799 | 30304231.0522 | 30314702.1681 | 30798841.613 | 30784714.6565 | 30710998.8794 | 30631065.0906 | 30908909.1629 | 30785867.0398 | 30884533.0745 | 30687342.7195 | 30911318.1529 | 30487265.0535 | 31049209.8086 | 30828826.4448 | 30911318.1529 | 30695645.2733 | 30304231.0522 | 30405433.7382 | 30798841.613 | 30487265.0535 | 30710998.8794 | 30442073.6301 | 30911318.1529 | 30504915.0818 | 30908909.1629 | 30487265.0535 | 30884533.0745 | 30321426.7145 | 30940548.5121 | 30765180.23 | 30911318.1529 | 30483082.6531
2039 | 31025875.1968 | 30799178.6361 | 31260903.2392 | 31159660.7393 | 30539609.1299 | 30527499.0096 | 31007633.8377 | 30975653.2846 | 30896730.1776 | 30753249.3317 | 31023229.4806 | 30976812.199 | 31005274.6143 | 30911670.7854 | 31025875.1968 | 30696848.1968 | 31260903.2392 | 31012827.8061 | 31025875.1968 | 30657934.9199 | 30539609.1299 | 30599699.8567 | 31007633.8377 | 30696848.1968 | 30896730.1776 | 30700801.5451 | 31025875.1968 | 30709810.4127 | 31023229.4806 | 30696848.1968 | 31005274.6143 | 30390259.3615 | 31076242.3321 | 30918884.6345 | 31025875.1968 | 30692863.5429
2040 | 31248651.6466 | 30853738.2295 | 31500415.4237 | 31384779.815 | 30740073.6466 | 30691360.5688 | 31104783.9682 | 31030423.5974 | 31087837.8172 | 30629261.0915 | 31245983.9056 | 31031807.4173 | 31079870.6826 | 31108171.0929 | 31248651.6466 | 30769571.0515 | 31500415.4237 | 31187450.5798 | 31248651.6466 | 30878379.6707 | 30740073.6466 | 30682866.7682 | 31104783.9682 | 30769571.0515 | 31087837.8172 | 30732439.8376 | 31248651.6466 | 30774263.8457 | 31245983.9056 | 30769571.0515 | 31079870.6826 | 30645741.2005 | 31300320.106 | 31108538.158 | 31248651.6466 | 30766133.3768
2041 | 31466728.4091 | 30936531.9011 | 31757858.3346 | 31684946.8543 | 30887057.0403 | 30846885.5436 | 31353891.5642 | 31273294.4264 | 31252516.1762 | 30877909.2501 | 31450490.7806 | 31284045.134 | 31271124.2502 | 31164706.77 | 31466728.4091 | 31016989.0535 | 31757858.3346 | 31436643.835 | 31466728.4091 | 31007498.9756 | 30887057.0403 | 30919616.3774 | 31353891.5642 | 31016989.0535 | 31252516.1762 | 30961524.1301 | 31466728.4091 | 31029224.0658 | 31450490.7806 | 31016989.0535 | 31271124.2502 | 30806080.5876 | 31512489.8453 | 31285722.9688 | 31466728.4091 | 31016924.6144
2042 | 31694496.842 | 31173985.2037 | 31807650.8334 | 31921006.7182 | 30941027.8788 | 31055934.9689 | 31591501.4527 | 31383899.1642 | 31373793.6779 | 31036650.8379 | 31692824.9173 | 31394303.6958 | 31499455.3297 | 31395365.0068 | 31694496.842 | 31105122.873 | 31807650.8334 | 31509460.9739 | 31694496.842 | 31228878.6558 | 30941027.8788 | 30986488.3684 | 31591501.4527 | 31105122.873 | 31373793.6779 | 31041864.2961 | 31694496.842 | 31113735.2975 | 31692824.9173 | 31105122.873 | 31499455.3297 | 30854543.6074 | 31661928.9271 | 31467894.7473 | 31694496.842 | 31105187.6827
2043 | 31697947.5419 | 31282102.939 | 32010952.1701 | 32132933.3039 | 31179241.6829 | 31163669.0555 | 31753587.365 | 31604165.2785 | 31564252.4023 | 31049609.2194 | 31694698.4292 | 31614895.1535 | 31570234.1929 | 31593564.0535 | 31697947.5419 | 31148534.451 | 32010952.1701 | 31780382.198 | 31697947.5419 | 31138606.9969 | 31179241.6829 | 31063782.4159 | 31753587.365 | 31148534.451 | 31564252.4023 | 31262241.0481 | 31697947.5419 | 31157409.077 | 31694698.4292 | 31148534.451 | 31570234.1929 | 31081646.1788 | 31889001.9256 | 31707392.7286 | 31697947.5419 | 31327166.8574
2044 | 31886449.3534 | 31367183.941 | 32292231.9909 | 31983659.4939 | 31357100.2901 | 31340911.4084 | 31938762.6786 | 31894903.088 | 31800759.782 | 31230500.8975 | 31905527.5794 | 31906187.3279 | 31804886.5613 | 31645843.3289 | 31886449.3534 | 31338766.2983 | 32292231.9909 | 32095156.8499 | 31886449.3534 | 31378086.8386 | 31357100.2901 | 31292365.4785 | 31938762.6786 | 31338766.2983 | 31800759.782 | 31529289.5941 | 31886449.3534 | 31363501.2966 | 31905527.5794 | 31338766.2983 | 31804886.5613 | 31308319.5849 | 32087306.24 | 31941343.8529 | 31886449.3534 | 31594675.3207
2045 | 32025446.5004 | 31579292.4161 | 32485982.8748 | 32362036.5907 | 31585823.7702 | 31565775.8494 | 31926504.8653 | 32077217.7027 | 31837279.4186 | 31479799.1027 | 32042217.5862 | 32089024.0007 | 31893829.2734 | 31762203.755 | 32025446.5004 | 31395652.497 | 32485982.8748 | 32088930.6789 | 32025446.5004 | 31691799.2201 | 31585823.7702 | 31323358.0048 | 31926504.8653 | 31395652.497 | 31837279.4186 | 31715082.3874 | 32025446.5004 | 31476600.597 | 32042217.5862 | 31395652.497 | 31893829.2734 | 31469527.9953 | 32340705.8855 | 32124578.0273 | 32025446.5004 | 31781065.6807
2046 | 32253860.915 | 31867690.7687 | 32655783.823 | 32635011.5716 | 31626636.4709 | 31622504.2734 | 32186527.65 | 31896555.2078 | 32027687.6719 | 31561160.2754 | 32269559.2049 | 31904728.8859 | 31980563.4188 | 32018848.1744 | 32253860.915 | 31593920.6903 | 32655783.823 | 32189780.3803 | 32253860.915 | 31727656.4438 | 31626636.4709 | 31421418.5139 | 32186527.65 | 31593920.6903 | 32027687.6719 | 31944892.7577 | 32253860.915 | 31595700.3782 | 32269559.2049 | 31593920.6903 | 31980563.4188 | 31529348.1485 | 32556685.519 | 32217403.2379 | 32253860.915 | 31610043.2429
2047 | 32390017.3343 | 32032250.867 | 32616819.2043 | 32839543.1849 | 31767171.8224 | 31840886.8784 | 32503777.6051 | 32161432.9601 | 32167123.7456 | 31689679.6519 | 32233140.4875 | 32170277.8184 | 32184250.2564 | 32032306.6424 | 32390017.3343 | 31644620.9429 | 32616819.2043 | 32434858.9115 | 32390017.3343 | 31973264.9357 | 31767171.8224 | 31616300.5516 | 32503777.6051 | 31644399.1252 | 32167123.7456 | 31980753.031 | 32390017.3343 | 31660654.5169 | 32233140.4875 | 31644842.7606 | 32184250.2564 | 31773594.0822 | 32767052.2477 | 32335989.8927 | 32390017.3343 | 31911856.0629
2048 | 32522043.7923 | 32107727.9281 | 32948564.0255 | 33078213.5535 | 32034274.0229 | 32157100.219 | 32594608.6968 | 32255105.0821 | 32348616.1058 | 31858587.8825 | 32530578.4637 | 32264199.9162 | 32425372.8631 | 32262518.5015 | 32522043.7923 | 31858540.3128 | 32948564.0255 | 32785695.6054 | 32522043.7923 | 32088503.5755 | 32034274.0229 | 31694802.5007 | 32594608.6968 | 31857868.1213 | 32348616.1058 | 32137841.4223 | 32522043.7923 | 31877258.1829 | 32530578.4637 | 31858543.3543 | 32425372.8631 | 32001081.8996 | 32878946.1723 | 32532963.0011 | 32522043.7923 | 32194054.2288
2049 | 32580226.5361 | 32316532.6771 | 33259814.5503 | 33242818.4216 | 32160654.5801 | 32224199.697 | 32778838.0477 | 32514785.0872 | 32512312.2399 | 32046114.5587 | 32610860.2542 | 32524409.723 | 32720612.167 | 32565840.3033 | 32580226.5361 | 32162500.8551 | 33259814.5503 | 32763807.6599 | 32580226.5361 | 32217644.2285 | 32160654.5801 | 31996125.1439 | 32778838.0477 | 32161592.4849 | 32512312.2399 | 32355609.3672 | 32580226.5361 | 32192908.7029 | 32610860.2542 | 32162949.5703 | 32720612.167 | 32174312.4613 | 33093487.4526 | 32669201.1197 | 32580226.5361 | 32323529.9852
Non-grid peak
| Alternative |  | Alternative_Double_demand |  | Alternative_Half_demand |  | Alternative_High_battery_cost |  | Alternative_High_generation_cost |  | Alternative_Low_battery_cost |  | Alternative_Low_generation_cost |  | Central |  | Double_demand |  | Future_only |  | Half_demand |  | High_battery_cost |  | High_generation_cost |  | Implementation_in_2024 |  | Low_battery_cost |  | Low_generation_cost |  | No_decommissioning |  | HVDC_only
Row Labels | Sum of Baseline_peak_DG_MWh | Sum of Proposal_peak_DG_MWh | Sum of Baseline_peak_DG_MWh | Sum of Proposal_peak_DG_MWh | Sum of Baseline_peak_DG_MWh | Sum of Proposal_peak_DG_MWh | Sum of Baseline_peak_DG_MWh | Sum of Proposal_peak_DG_MWh | Sum of Baseline_peak_DG_MWh | Sum of Proposal_peak_DG_MWh | Sum of Baseline_peak_DG_MWh | Sum of Proposal_peak_DG_MWh | Sum of Baseline_peak_DG_MWh | Sum of Proposal_peak_DG_MWh | Sum of Baseline_peak_DG_MWh | Sum of Proposal_peak_DG_MWh | Sum of Baseline_peak_DG_MWh | Sum of Proposal_peak_DG_MWh | Sum of Baseline_peak_DG_MWh | Sum of Proposal_peak_DG_MWh | Sum of Baseline_peak_DG_MWh | Sum of Proposal_peak_DG_MWh | Sum of Baseline_peak_DG_MWh | Sum of Proposal_peak_DG_MWh | Sum of Baseline_peak_DG_MWh | Sum of Proposal_peak_DG_MWh | Sum of Baseline_peak_DG_MWh | Sum of Proposal_peak_DG_MWh | Sum of Baseline_peak_DG_MWh | Sum of Proposal_peak_DG_MWh | Sum of Baseline_peak_DG_MWh | Sum of Proposal_peak_DG_MWh | Sum of Baseline_peak_DG_MWh | Sum of Proposal_peak_DG_MWh | Sum of Baseline_peak_DG_MWh | Sum of Proposal_peak_DG_MWh
2008 | 282869.1125 | 282869.1125 | 282869.1125 | 282869.1125 | 282869.1125 | 282869.1125 | 282869.1125 | 282869.1125 | 282869.1125 | 282869.1125 | 282869.1125 | 282869.1125 | 282869.1125 | 282869.1125 | 282869.1125 | 282869.1125 | 282869.1125 | 282869.1125 | 282869.1125 | 282869.1125 | 282869.1125 | 282869.1125 | 282869.1125 | 282869.1125 | 282869.1125 | 282869.1125 | 282869.1125 | 282869.1125 | 282869.1125 | 282869.1125 | 282869.1125 | 282869.1125 | 282869.1125 | 282869.1125 | 282869.1125 | 282869.1125
2009 | 228048.021 | 228048.021 | 228048.021 | 228048.021 | 228048.021 | 228048.021 | 228048.021 | 228048.021 | 228048.021 | 228048.021 | 228048.021 | 228048.021 | 228048.021 | 228048.021 | 228048.021 | 228048.021 | 228048.021 | 228048.021 | 228048.021 | 228048.021 | 228048.021 | 228048.021 | 228048.021 | 228048.021 | 228048.021 | 228048.021 | 228048.021 | 228048.021 | 228048.021 | 228048.021 | 228048.021 | 228048.021 | 228048.021 | 228048.021 | 228048.021 | 228048.021
2010 | 250531.468 | 250531.468 | 250531.468 | 250531.468 | 250531.468 | 250531.468 | 250531.468 | 250531.468 | 250531.468 | 250531.468 | 250531.468 | 250531.468 | 250531.468 | 250531.468 | 250531.468 | 250531.468 | 250531.468 | 250531.468 | 250531.468 | 250531.468 | 250531.468 | 250531.468 | 250531.468 | 250531.468 | 250531.468 | 250531.468 | 250531.468 | 250531.468 | 250531.468 | 250531.468 | 250531.468 | 250531.468 | 250531.468 | 250531.468 | 250531.468 | 250531.468
2011 | 275946.602 | 275946.602 | 275946.602 | 275946.602 | 275946.602 | 275946.602 | 275946.602 | 275946.602 | 275946.602 | 275946.602 | 275946.602 | 275946.602 | 275946.602 | 275946.602 | 275946.602 | 275946.602 | 275946.602 | 275946.602 | 275946.602 | 275946.602 | 275946.602 | 275946.602 | 275946.602 | 275946.602 | 275946.602 | 275946.602 | 275946.602 | 275946.602 | 275946.602 | 275946.602 | 275946.602 | 275946.602 | 275946.602 | 275946.602 | 275946.602 | 275946.602
2012 | 296628.236 | 296628.236 | 296628.236 | 296628.236 | 296628.236 | 296628.236 | 296628.236 | 296628.236 | 296628.236 | 296628.236 | 296628.236 | 296628.236 | 296628.236 | 296628.236 | 296628.236 | 296628.236 | 296628.236 | 296628.236 | 296628.236 | 296628.236 | 296628.236 | 296628.236 | 296628.236 | 296628.236 | 296628.236 | 296628.236 | 296628.236 | 296628.236 | 296628.236 | 296628.236 | 296628.236 | 296628.236 | 296628.236 | 296628.236 | 296628.236 | 296628.236
2013 | 315107.072 | 315107.072 | 315107.072 | 315107.072 | 315107.072 | 315107.072 | 315107.072 | 315107.072 | 315107.072 | 315107.072 | 315107.072 | 315107.072 | 315107.072 | 315107.072 | 315107.072 | 315107.072 | 315107.072 | 315107.072 | 315107.072 | 315107.072 | 315107.072 | 315107.072 | 315107.072 | 315107.072 | 315107.072 | 315107.072 | 315107.072 | 315107.072 | 315107.072 | 315107.072 | 315107.072 | 315107.072 | 315107.072 | 315107.072 | 315107.072 | 315107.072
2014 | 338160.091 | 338160.091 | 338160.091 | 338160.091 | 338160.091 | 338160.091 | 338160.091 | 338160.091 | 338160.091 | 338160.091 | 338160.091 | 338160.091 | 338160.091 | 338160.091 | 338160.091 | 338160.091 | 338160.091 | 338160.091 | 338160.091 | 338160.091 | 338160.091 | 338160.091 | 338160.091 | 338160.091 | 338160.091 | 338160.091 | 338160.091 | 338160.091 | 338160.091 | 338160.091 | 338160.091 | 338160.091 | 338160.091 | 338160.091 | 338160.091 | 338160.091
2015 | 371084.042 | 371084.042 | 371084.042 | 371084.042 | 371084.042 | 371084.042 | 371084.042 | 371084.042 | 371084.042 | 371084.042 | 371084.042 | 371084.042 | 371084.042 | 371084.042 | 371084.042 | 371084.042 | 371084.042 | 371084.042 | 371084.042 | 371084.042 | 371084.042 | 371084.042 | 371084.042 | 371084.042 | 371084.042 | 371084.042 | 371084.042 | 371084.042 | 371084.042 | 371084.042 | 371084.042 | 371084.042 | 371084.042 | 371084.042 | 371084.042 | 371084.042
2016 | 372593.37 | 372593.37 | 372593.37 | 372593.37 | 372593.37 | 372593.37 | 372593.37 | 372593.37 | 372593.37 | 372593.37 | 372593.37 | 372593.37 | 372593.37 | 372593.37 | 372593.37 | 372593.37 | 372593.37 | 372593.37 | 372593.37 | 372593.37 | 372593.37 | 372593.37 | 372593.37 | 372593.37 | 372593.37 | 372593.37 | 372593.37 | 372593.37 | 372593.37 | 372593.37 | 372593.37 | 372593.37 | 372593.37 | 372593.37 | 372593.37 | 372593.37
2017 | 385997.013 | 385997.013 | 385997.013 | 385997.013 | 385997.013 | 385997.013 | 385997.013 | 385997.013 | 385997.013 | 385997.013 | 385997.013 | 385997.013 | 385997.013 | 385997.013 | 385997.013 | 385997.013 | 385997.013 | 385997.013 | 385997.013 | 385997.013 | 385997.013 | 385997.013 | 385997.013 | 385997.013 | 385997.013 | 385997.013 | 385997.013 | 385997.013 | 385997.013 | 385997.013 | 385997.013 | 385997.013 | 385997.013 | 385997.013 | 385997.013 | 385997.013
2018 | 387315.2631 | 387315.2631 | 387741.0397 | 387741.0397 | 387102.3748 | 387102.3748 | 387315.2631 | 387315.2631 | 387315.2631 | 387315.2631 | 387315.2631 | 387315.2631 | 387315.2631 | 387315.2631 | 387315.2631 | 387315.2631 | 387741.0397 | 387741.0397 | 387315.2631 | 387315.2631 | 387102.3748 | 387102.3748 | 387315.2631 | 387315.2631 | 387315.2631 | 387315.2631 | 387315.2631 | 387315.2631 | 387315.2631 | 387315.2631 | 387315.2631 | 387315.2631 | 387315.2631 | 387315.2631 | 387315.2631 | 387315.2631
2019 | 389874.2527 | 389874.2527 | 390745.1428 | 390745.1428 | 389447.1758 | 389447.1758 | 389874.2527 | 389874.2527 | 389874.2527 | 389874.2527 | 389874.2527 | 389874.2527 | 389874.2527 | 389874.2527 | 389874.2527 | 389874.2527 | 390745.1428 | 390745.1428 | 389874.2527 | 389874.2527 | 389447.1758 | 389447.1758 | 389874.2527 | 389874.2527 | 389874.2527 | 389874.2527 | 389874.2527 | 389874.2527 | 389874.2527 | 389874.2527 | 389874.2527 | 389874.2527 | 389874.2527 | 389874.2527 | 389874.2527 | 389874.2527
2020 | 392563.8181 | 392563.8181 | 393661.2547 | 393661.2547 | 391920.0492 | 391920.0492 | 392563.8181 | 392563.8181 | 392556.5862 | 392556.5862 | 392563.8181 | 392563.8181 | 392571.5741 | 392571.5741 | 392563.8181 | 392563.8181 | 393661.2547 | 393661.2547 | 392563.8181 | 392563.8181 | 391920.0492 | 391920.0492 | 392563.8181 | 392563.8181 | 392556.5862 | 392556.5862 | 392563.8181 | 392563.8181 | 392563.8181 | 392563.8181 | 392571.5741 | 392571.5741 | 392563.8181 | 392563.8181 | 392563.8181 | 392563.8181
2021 | 394976.5314 | 394976.5314 | 395486.3471 | 395486.3471 | 393032.7222 | 393032.7222 | 394976.5314 | 394976.5314 | 394948.9803 | 394948.9803 | 394976.5314 | 394976.5314 | 395005.1211 | 395005.1211 | 394976.5314 | 394976.5314 | 395486.3471 | 395486.3471 | 394976.5314 | 394976.5314 | 393032.7222 | 393032.7222 | 394976.5314 | 394976.5314 | 394948.9803 | 394948.9803 | 394976.5314 | 394976.5314 | 394976.5314 | 394976.5314 | 395005.1211 | 395005.1211 | 394976.5314 | 394976.5314 | 394976.5314 | 394976.5314
2022 | 395070.0398 | 381097.106 | 396138.6033 | 396138.6033 | 394093.366 | 394093.366 | 394970.8323 | 394970.8323 | 395056.2691 | 395056.2691 | 395169.2473 | 395169.2473 | 395117.7501 | 395117.7501 | 395070.0398 | 379187.0493 | 396138.6033 | 380245.0138 | 395070.0398 | 378332.7392 | 394093.366 | 378230.7316 | 394970.8323 | 379187.0493 | 395056.2691 | 379139.9972 | 395070.0398 | 394970.8323 | 395169.2473 | 379187.0493 | 395117.7501 | 379268.6101 | 395070.0398 | 379187.0493 | 395070.0398 | 378782.7733
2023 | 395721.3212 | 383507.463 | 400621.5501 | 400219.338 | 394345.9128 | 394291.7836 | 395224.6005 | 395426.5856 | 395527.9644 | 395574.2215 | 395722.1318 | 395625.9791 | 395592.2898 | 395350.8183 | 395721.3212 | 381473.9908 | 400621.5501 | 382911.7582 | 395721.3212 | 380765.0637 | 394345.9128 | 380189.8803 | 395224.6005 | 381473.9908 | 395527.9644 | 381387.406 | 395721.3212 | 395224.6005 | 395722.1318 | 381473.9908 | 395592.2898 | 381535.7942 | 395721.3212 | 381473.9908 | 395721.3212 | 381087.5642
2024 | 397628.483 | 384769.3967 | 403062.1416 | 402169.4909 | 396515.856 | 395979.6219 | 396828.981 | 396983.0667 | 397395.7076 | 397017.9095 | 397629.2495 | 397183.1724 | 397545.9444 | 396947.6457 | 397628.483 | 383269.6486 | 403062.1416 | 384735.4664 | 397628.483 | 382475.767 | 396515.856 | 381755.1722 | 396828.981 | 383269.6486 | 397395.7076 | 383172.2398 | 397628.483 | 380148.7735 | 397629.2495 | 383269.6486 | 397545.9444 | 383439.3549 | 397628.483 | 383269.6486 | 397628.483 | 382894.6308
2025 | 399422.012 | 386313.2494 | 407824.5972 | 406328.8612 | 398866.0914 | 397434.9287 | 398417.5607 | 398279.3767 | 399153.7451 | 398342.1575 | 399521.1871 | 398478.9234 | 399321.2754 | 398229.9885 | 399422.012 | 383533.4994 | 407824.5972 | 386475.4279 | 399422.012 | 382806.1175 | 398866.0914 | 381776.249 | 398417.5607 | 383533.4994 | 399153.7451 | 383513.6074 | 399422.012 | 382716.3644 | 399521.1871 | 383533.4994 | 399321.2754 | 385554.4547 | 399422.012 | 383533.4994 | 399422.012 | 383184.0587
2026 | 401759.2341 | 387783.8362 | 408449.3113 | 406633.183 | 400551.0507 | 398973.2923 | 400344.6112 | 400320.1469 | 401111.4365 | 400107.6628 | 401857.3584 | 400520.2902 | 401965.3583 | 400326.6454 | 401759.2341 | 384804.195 | 408449.3113 | 389114.4241 | 401759.2341 | 384137.7301 | 400551.0507 | 383214.6526 | 400344.6112 | 384804.195 | 401111.4365 | 384761.7074 | 401759.2341 | 384128.7081 | 401857.3584 | 384804.195 | 401965.3583 | 387156.7158 | 400586.1176 | 384421.378 | 401759.2341 | 384473.0587
2027 | 404104.8699 | 390031.6679 | 409721.9397 | 406999.6288 | 403030.8404 | 400605.4974 | 402278.726 | 402470.068 | 404149.8924 | 402522.7485 | 404203.3131 | 402670.7547 | 401954.9813 | 402228.7851 | 404104.8699 | 386372.735 | 409721.9397 | 388817.8578 | 404104.8699 | 385711.9895 | 403030.8404 | 384606.4263 | 402278.726 | 386372.735 | 404149.8924 | 386325.3709 | 404104.8699 | 386048.257 | 404203.3131 | 386372.735 | 401954.9813 | 388920.6473 | 404482.7891 | 385730.6735 | 404104.8699 | 386047.3783
2028 | 405293.0878 | 389590.2704 | 415533.6745 | 412102.8525 | 404151.0137 | 400709.7497 | 402360.5458 | 402873.7171 | 405919.5109 | 403312.0587 | 405391.5643 | 403074.2382 | 402918.0658 | 402316.9203 | 405293.0878 | 387648.0777 | 415533.6745 | 391147.2304 | 405293.0878 | 387347.6325 | 404151.0137 | 386050.405 | 402360.5458 | 387648.0777 | 405919.5109 | 387683.2086 | 405293.0878 | 386948.6753 | 405391.5643 | 387648.0777 | 402918.0658 | 390218.2318 | 408003.6643 | 388906.7465 | 405293.0878 | 387341.1682
2029 | 410165.1352 | 390510.9742 | 417652.443 | 412044.0134 | 407451.6674 | 400008.0413 | 404591.5484 | 404466.6552 | 411062.9366 | 406016.6276 | 410465.1757 | 404664.9964 | 405398.0246 | 402853.4786 | 410165.1352 | 389130.4173 | 417652.443 | 390409.8608 | 410165.1352 | 385742.3465 | 407451.6674 | 387382.5392 | 404591.5484 | 389130.4173 | 411062.9366 | 390324.1813 | 410165.1352 | 388535.031 | 410465.1757 | 389130.4173 | 405398.0246 | 391863.8882 | 413049.5936 | 390820.5627 | 410165.1352 | 388835.9875
2030 | 418213.6112 | 393125.492 | 416082.3907 | 408943.2359 | 413437.2601 | 402487.124 | 409555.7299 | 408065.8823 | 414081.104 | 409294.6646 | 418517.5581 | 408264.7028 | 410995.8615 | 404819.1765 | 418213.6112 | 389269.198 | 416082.3907 | 388352.325 | 418213.6112 | 386890.9092 | 413437.2601 | 388670.8107 | 409555.7299 | 389269.198 | 414081.104 | 391376.2022 | 418213.6112 | 389496.2801 | 418517.5581 | 389269.198 | 410995.8615 | 392345.7236 | 417934.928 | 392589.9239 | 418213.6112 | 389005.1585
2031 | 414937.6484 | 389654.3194 | 425667.4738 | 410891.3172 | 420037.8879 | 403539.4018 | 401281.2389 | 403203.2203 | 423012.1874 | 410500.73 | 416298.7275 | 403395.6529 | 419754.1153 | 407275.7038 | 414937.6484 | 391382.9054 | 425667.4738 | 390583.9776 | 414937.6484 | 389661.6125 | 420037.8879 | 392240.1458 | 401281.2389 | 391382.9054 | 423012.1874 | 392776.6711 | 414937.6484 | 391195.6434 | 416298.7275 | 391382.9054 | 419754.1153 | 390181.0496 | 424845.3642 | 394263.4633 | 414937.6484 | 391122.2984
2032 | 420267.5487 | 391004.8297 | 429742.7655 | 412762.4781 | 417632.6115 | 407125.0925 | 402836.2775 | 404764.0162 | 428943.891 | 412723.5652 | 420779.4955 | 404957.8838 | 423614.1878 | 409372.3649 | 420267.5487 | 395308.0007 | 429742.7655 | 391596.1716 | 420267.5487 | 390968.5892 | 417632.6115 | 388060.8875 | 402836.2775 | 395308.0007 | 428943.891 | 394042.4946 | 420267.5487 | 394682.1955 | 420779.4955 | 395308.0007 | 423614.1878 | 392196.5002 | 430528.0934 | 395670.2741 | 420267.5487 | 395040.1926
2033 | 422729.4088 | 390818.8698 | 431444.213 | 413410.947 | 421247.958 | 401497.2699 | 403896.991 | 406009.6918 | 430139.301 | 413550.6747 | 423208.6039 | 406202.8615 | 426822.5786 | 411101.0534 | 422729.4088 | 389711.3372 | 431444.213 | 393918.3692 | 422729.4088 | 390696.3473 | 421247.958 | 388394.4382 | 403896.991 | 389711.3372 | 430139.301 | 388556.6745 | 422729.4088 | 390682.9791 | 423208.6039 | 389711.3372 | 426822.5786 | 393142.184 | 433898.5932 | 397493.1338 | 422729.4088 | 389501.094
2034 | 426709.3179 | 392141.9673 | 433970.0391 | 415290.1931 | 424710.2699 | 404203.5089 | 406590.2786 | 408338.3446 | 433883.0652 | 407127.0889 | 427269.7763 | 408532.3869 | 430150.0149 | 413216.489 | 426709.3179 | 392072.9865 | 433970.0391 | 397214.4061 | 426709.3179 | 393276.6153 | 424710.2699 | 390031.0506 | 406590.2786 | 392072.9865 | 433883.0652 | 389668.5739 | 426709.3179 | 391668.2525 | 427269.7763 | 392072.9865 | 430150.0149 | 395550.2521 | 437104.3799 | 398192.9953 | 426709.3179 | 391865.6309
2035 | 430616.5207 | 395290.8672 | 435586.8035 | 415858.3195 | 425891.5418 | 405919.1868 | 409355.1124 | 410513.8897 | 432053.5175 | 407997.7651 | 431082.3222 | 410709.5473 | 430962.7948 | 413224.4827 | 430616.5207 | 394712.0517 | 435586.8035 | 397469.2323 | 430616.5207 | 393413.7773 | 425891.5418 | 392346.5168 | 409355.1124 | 394712.0517 | 432053.5175 | 392440.049 | 430616.5207 | 394394.4256 | 431082.3222 | 394712.0517 | 430962.7948 | 396312.4759 | 434094.5605 | 395391.6073 | 430616.5207 | 394507.4059
2036 | 432523.6267 | 395348.8607 | 439892.1955 | 418955.7574 | 428120.8529 | 407956.845 | 410713.3812 | 410026.1235 | 433628.2043 | 409406.147 | 432989.846 | 410321.6258 | 434275.2603 | 415250.5376 | 432523.6267 | 395032.3351 | 439892.1955 | 400357.8065 | 432523.6267 | 395011.6296 | 428120.8529 | 392295.5968 | 410713.3812 | 395032.3351 | 433628.2043 | 394180.7121 | 432523.6267 | 394216.9494 | 432989.846 | 395032.3351 | 434275.2603 | 397003.9071 | 437537.9723 | 397383.0151 | 432523.6267 | 394834.4748
2037 | 435891.7268 | 397952.5101 | 443561.6344 | 421575.3135 | 426501.6938 | 410084.7808 | 413183.8228 | 412868.1539 | 433152.904 | 411166.223 | 436263.8235 | 413266.281 | 438690.0678 | 418089.9714 | 435891.7268 | 396821.9836 | 443561.6344 | 403331.1611 | 435891.7268 | 396059.2031 | 426501.6938 | 393836.6161 | 413183.8228 | 396821.9836 | 433152.904 | 393680.9692 | 435891.7268 | 396775.8318 | 436263.8235 | 396821.9836 | 438690.0678 | 398553.3475 | 438477.3608 | 399203.3011 | 435891.7268 | 396628.0075
2038 | 438191.4298 | 400372.0412 | 443223.6772 | 423930.8164 | 429324.6816 | 410260.8605 | 414680.1471 | 414884.9484 | 436323.401 | 414977.0603 | 438666.8127 | 415384.0102 | 440015.949 | 418029.1309 | 438191.4298 | 397714.5 | 443223.6772 | 403635.5373 | 438191.4298 | 398955.667 | 429324.6816 | 394502.629 | 414680.1471 | 397714.5 | 436323.401 | 395043.4769 | 438191.4298 | 398382.5996 | 438666.8127 | 397714.5 | 440015.949 | 401288.5475 | 441291.4133 | 401769.9365 | 438191.4298 | 397529.2049
2039 | 438331.0294 | 402992.6841 | 446452.4292 | 426021.0528 | 432738.5728 | 412550.6512 | 416675.9392 | 416866.8142 | 438497.777 | 416638.2183 | 438712.9897 | 417367.7068 | 441425.8625 | 420416.4174 | 438331.0294 | 400308.7122 | 446452.4292 | 405048.46 | 438331.0294 | 397585.2538 | 432738.5728 | 396772.7825 | 416675.9392 | 400308.7122 | 438497.777 | 398393.5428 | 438331.0294 | 400778.9344 | 438712.9897 | 400308.7122 | 441425.8625 | 402400.9911 | 441561.3471 | 401669.9322 | 438331.0294 | 400127.3544
2040 | 441722.5992 | 403518.4003 | 449283.4481 | 428861.8024 | 435381.5777 | 414446.3456 | 417816.6067 | 416551.5567 | 440910.0501 | 411390.0261 | 442108.0053 | 417152.3708 | 441907.5756 | 421161.992 | 441722.5992 | 400067.6706 | 449283.4481 | 407374.5534 | 441722.5992 | 399222.8138 | 435381.5777 | 396545.7117 | 417816.6067 | 400067.6706 | 440910.0501 | 398641.7657 | 441722.5992 | 400195.6538 | 442108.0053 | 400067.6706 | 441907.5756 | 404715.1421 | 444564.1972 | 403476.7653 | 441722.5992 | 399896.5996
2041 | 444012.568 | 404715.9046 | 452688.992 | 432221.7189 | 437141.9295 | 416414.0942 | 420188.7734 | 418832.3296 | 441576.4303 | 413748.5359 | 444110.8368 | 419798.6302 | 443732.9058 | 421151.1906 | 444012.568 | 402114.9545 | 452688.992 | 409687.3885 | 444012.568 | 400708.0964 | 437141.9295 | 398675.0641 | 420188.7734 | 402114.9545 | 441576.4303 | 399784.8756 | 444012.568 | 402540.5773 | 444110.8368 | 402114.9545 | 443732.9058 | 406163.3892 | 447435.8197 | 404661.3692 | 444012.568 | 402075.7605
2042 | 447194.3907 | 406694.2767 | 450861.4113 | 434784.8154 | 438762.3236 | 418484.0003 | 423307.2396 | 420349.2244 | 442377.5687 | 413421.0247 | 447810.1777 | 421528.3139 | 447297.2566 | 423700.6487 | 447194.3907 | 403536.3295 | 450861.4113 | 409818.2041 | 447194.3907 | 402613.5413 | 438762.3236 | 399605.6928 | 423307.2396 | 403536.3295 | 442377.5687 | 401120.9391 | 447194.3907 | 403835.5292 | 447810.1777 | 403536.3295 | 447297.2566 | 406065.0101 | 447992.7903 | 405988.078 | 447194.3907 | 403501.5252
2043 | 444692.4392 | 408463.9412 | 453229.6585 | 437197.5668 | 440776.4087 | 420015.8019 | 424772.8256 | 422303.6285 | 444610.8555 | 412340.7868 | 445185.8872 | 423591.4196 | 448099.4847 | 426761.3621 | 444692.4392 | 404505.8742 | 453229.6585 | 412390.4546 | 444692.4392 | 402045.5829 | 440776.4087 | 400157.1255 | 424772.8256 | 404505.8742 | 444610.8555 | 402898.0057 | 444692.4392 | 404809.7576 | 445185.8872 | 404505.8742 | 448099.4847 | 408300.3766 | 451271.8558 | 408661.9721 | 444692.4392 | 405327.8829
2044 | 447694.2607 | 409433.0441 | 456885.2459 | 434307.5595 | 443157.2259 | 421732.6245 | 426840.6177 | 426216.9219 | 447752.0062 | 413424.8744 | 448660.4916 | 427726.21 | 450343.4086 | 426136.0331 | 447694.2607 | 406694.4042 | 456885.2459 | 416457.9556 | 447694.2607 | 404436.8482 | 443157.2259 | 402520.6701 | 426840.6177 | 406694.4042 | 447752.0062 | 406109.0446 | 447694.2607 | 407489.7766 | 448660.4916 | 406694.4042 | 450343.4086 | 411558.4853 | 453876.0651 | 411022.6366 | 447694.2607 | 408495.7984
2045 | 447887.7461 | 412043.6577 | 459196.3249 | 438831.7283 | 446562.5163 | 424295.4001 | 425219.9642 | 428047.4856 | 445966.7173 | 416254.8941 | 448773.0348 | 429766.233 | 451893.1117 | 426355.3838 | 447887.7461 | 407328.2406 | 459196.3249 | 416987.2729 | 447887.7461 | 408032.8544 | 446562.5163 | 403098.5298 | 425219.9642 | 407328.2406 | 445966.7173 | 407850.3387 | 447887.7461 | 408299.3312 | 448773.0348 | 407328.2406 | 451893.1117 | 412187.7636 | 457543.3157 | 412271.5924 | 447887.7461 | 410231.5959
2046 | 450580.6051 | 416516.9002 | 462520.6979 | 443934.5031 | 445571.1331 | 426503.8191 | 427908.0946 | 424454.8926 | 447827.3828 | 416905.9895 | 451547.3056 | 426210.1814 | 451964.9923 | 429308.2474 | 450580.6051 | 409284.1752 | 462520.6979 | 416303.84 | 450580.6051 | 408691.0352 | 445571.1331 | 402717.0384 | 427908.0946 | 409284.1752 | 447827.3828 | 410058.6254 | 450580.6051 | 409403.5415 | 451547.3056 | 409284.1752 | 451964.9923 | 412072.4526 | 460496.1158 | 413457.0648 | 450580.6051 | 407111.8723
2047 | 451975.8938 | 417339.1863 | 459090.686 | 446077.8317 | 447959.8889 | 428678.0121 | 432677.7469 | 426059.5817 | 449123.46 | 419221.3569 | 451989.4265 | 427943.6221 | 454459.6242 | 428579.2696 | 451975.8938 | 409268.1259 | 459090.686 | 418641.1655 | 451975.8938 | 411052.8385 | 447959.8889 | 404975.578 | 432677.7469 | 409167.627 | 449123.46 | 410791.2724 | 451975.8938 | 409635.467 | 451989.4265 | 409368.6248 | 454459.6242 | 414576.2795 | 463166.1679 | 414710.118 | 451975.8938 | 410048.2391
2048 | 454821.3711 | 418264.29 | 463665.2553 | 448766.9214 | 451056.3352 | 432649.7546 | 433355.4197 | 427230.7036 | 451295.141 | 421022.3799 | 455947.7952 | 429205.3095 | 458088.1885 | 430522.3003 | 454821.3711 | 411142.062 | 463665.2553 | 423452.1293 | 454821.3711 | 412422.5401 | 451056.3352 | 405143.5401 | 433355.4197 | 410840.1253 | 451295.141 | 412031.1693 | 454821.3711 | 411584.7304 | 455947.7952 | 411142.9111 | 458088.1885 | 417875.095 | 466471.7882 | 417015.3183 | 454821.3711 | 414080.3621
2049 | 453151.5776 | 420101.9851 | 469191.749 | 449758.6677 | 452102.6721 | 434708.3541 | 435343.797 | 429318.1283 | 453534.9716 | 422476.9297 | 457075.821 | 431510.1491 | 463569.0115 | 435330.2716 | 453151.5776 | 415119.7215 | 469191.749 | 422644.5035 | 453151.5776 | 413110.2811 | 452102.6721 | 408436.0434 | 435343.797 | 414712.9389 | 453534.9716 | 414190.2082 | 453151.5776 | 416094.8177 | 457075.821 | 415322.2918 | 463569.0115 | 419445.8184 | 468939.4423 | 417737.538 | 453151.5776 | 414876.9611
Shoulder
| Alternative |  | Alternative_Double_demand |  | Alternative_Half_demand |  | Alternative_High_battery_cost |  | Alternative_High_generation_cost |  | Alternative_Low_battery_cost |  | Alternative_Low_generation_cost |  | Central |  | Double_demand |  | Future_only |  | Half_demand |  | High_battery_cost |  | High_generation_cost |  | Implementation_in_2024 |  | Low_battery_cost |  | Low_generation_cost |  | No_decommissioning |  | HVDC_only
Row Labels | Sum of Baseline_shoulder_MWh | Sum of Proposal_shoulder_MWh | Sum of Baseline_shoulder_MWh | Sum of Proposal_shoulder_MWh | Sum of Baseline_shoulder_MWh | Sum of Proposal_shoulder_MWh | Sum of Baseline_shoulder_MWh | Sum of Proposal_shoulder_MWh | Sum of Baseline_shoulder_MWh | Sum of Proposal_shoulder_MWh | Sum of Baseline_shoulder_MWh | Sum of Proposal_shoulder_MWh | Sum of Baseline_shoulder_MWh | Sum of Proposal_shoulder_MWh | Sum of Baseline_shoulder_MWh | Sum of Proposal_shoulder_MWh | Sum of Baseline_shoulder_MWh | Sum of Proposal_shoulder_MWh | Sum of Baseline_shoulder_MWh | Sum of Proposal_shoulder_MWh | Sum of Baseline_shoulder_MWh | Sum of Proposal_shoulder_MWh | Sum of Baseline_shoulder_MWh | Sum of Proposal_shoulder_MWh | Sum of Baseline_shoulder_MWh | Sum of Proposal_shoulder_MWh | Sum of Baseline_shoulder_MWh | Sum of Proposal_shoulder_MWh | Sum of Baseline_shoulder_MWh | Sum of Proposal_shoulder_MWh | Sum of Baseline_shoulder_MWh | Sum of Proposal_shoulder_MWh | Sum of Baseline_shoulder_MWh | Sum of Proposal_shoulder_MWh | Sum of Baseline_shoulder_MWh | Sum of Proposal_shoulder_MWh
2008 | 8626822.428 | 8626822.428 | 8626822.428 | 8626822.428 | 8626822.428 | 8626822.428 | 8626822.428 | 8626822.428 | 8626822.428 | 8626822.428 | 8626822.428 | 8626822.428 | 8626822.428 | 8626822.428 | 8626822.428 | 8626822.428 | 8626822.428 | 8626822.428 | 8626822.428 | 8626822.428 | 8626822.428 | 8626822.428 | 8626822.428 | 8626822.428 | 8626822.428 | 8626822.428 | 8626822.428 | 8626822.428 | 8626822.428 | 8626822.428 | 8626822.428 | 8626822.428 | 8626822.428 | 8626822.428 | 8626822.428 | 8626822.428
2009 | 8373054.736 | 8373054.736 | 8373054.736 | 8373054.736 | 8373054.736 | 8373054.736 | 8373054.736 | 8373054.736 | 8373054.736 | 8373054.736 | 8373054.736 | 8373054.736 | 8373054.736 | 8373054.736 | 8373054.736 | 8373054.736 | 8373054.736 | 8373054.736 | 8373054.736 | 8373054.736 | 8373054.736 | 8373054.736 | 8373054.736 | 8373054.736 | 8373054.736 | 8373054.736 | 8373054.736 | 8373054.736 | 8373054.736 | 8373054.736 | 8373054.736 | 8373054.736 | 8373054.736 | 8373054.736 | 8373054.736 | 8373054.736
2010 | 8609720.309 | 8609720.309 | 8609720.309 | 8609720.309 | 8609720.309 | 8609720.309 | 8609720.309 | 8609720.309 | 8609720.309 | 8609720.309 | 8609720.309 | 8609720.309 | 8609720.309 | 8609720.309 | 8609720.309 | 8609720.309 | 8609720.309 | 8609720.309 | 8609720.309 | 8609720.309 | 8609720.309 | 8609720.309 | 8609720.309 | 8609720.309 | 8609720.309 | 8609720.309 | 8609720.309 | 8609720.309 | 8609720.309 | 8609720.309 | 8609720.309 | 8609720.309 | 8609720.309 | 8609720.309 | 8609720.309 | 8609720.309
2011 | 8622751.24 | 8622751.24 | 8622751.24 | 8622751.24 | 8622751.24 | 8622751.24 | 8622751.24 | 8622751.24 | 8622751.24 | 8622751.24 | 8622751.24 | 8622751.24 | 8622751.24 | 8622751.24 | 8622751.24 | 8622751.24 | 8622751.24 | 8622751.24 | 8622751.24 | 8622751.24 | 8622751.24 | 8622751.24 | 8622751.24 | 8622751.24 | 8622751.24 | 8622751.24 | 8622751.24 | 8622751.24 | 8622751.24 | 8622751.24 | 8622751.24 | 8622751.24 | 8622751.24 | 8622751.24 | 8622751.24 | 8622751.24
2012 | 8528166.74 | 8528166.74 | 8528166.74 | 8528166.74 | 8528166.74 | 8528166.74 | 8528166.74 | 8528166.74 | 8528166.74 | 8528166.74 | 8528166.74 | 8528166.74 | 8528166.74 | 8528166.74 | 8528166.74 | 8528166.74 | 8528166.74 | 8528166.74 | 8528166.74 | 8528166.74 | 8528166.74 | 8528166.74 | 8528166.74 | 8528166.74 | 8528166.74 | 8528166.74 | 8528166.74 | 8528166.74 | 8528166.74 | 8528166.74 | 8528166.74 | 8528166.74 | 8528166.74 | 8528166.74 | 8528166.74 | 8528166.74
2013 | 8408150.725 | 8408150.725 | 8408150.725 | 8408150.725 | 8408150.725 | 8408150.725 | 8408150.725 | 8408150.725 | 8408150.725 | 8408150.725 | 8408150.725 | 8408150.725 | 8408150.725 | 8408150.725 | 8408150.725 | 8408150.725 | 8408150.725 | 8408150.725 | 8408150.725 | 8408150.725 | 8408150.725 | 8408150.725 | 8408150.725 | 8408150.725 | 8408150.725 | 8408150.725 | 8408150.725 | 8408150.725 | 8408150.725 | 8408150.725 | 8408150.725 | 8408150.725 | 8408150.725 | 8408150.725 | 8408150.725 | 8408150.725
2014 | 8413164.722 | 8413164.722 | 8413164.722 | 8413164.722 | 8413164.722 | 8413164.722 | 8413164.722 | 8413164.722 | 8413164.722 | 8413164.722 | 8413164.722 | 8413164.722 | 8413164.722 | 8413164.722 | 8413164.722 | 8413164.722 | 8413164.722 | 8413164.722 | 8413164.722 | 8413164.722 | 8413164.722 | 8413164.722 | 8413164.722 | 8413164.722 | 8413164.722 | 8413164.722 | 8413164.722 | 8413164.722 | 8413164.722 | 8413164.722 | 8413164.722 | 8413164.722 | 8413164.722 | 8413164.722 | 8413164.722 | 8413164.722
2015 | 8612380.534 | 8612380.534 | 8612380.534 | 8612380.534 | 8612380.534 | 8612380.534 | 8612380.534 | 8612380.534 | 8612380.534 | 8612380.534 | 8612380.534 | 8612380.534 | 8612380.534 | 8612380.534 | 8612380.534 | 8612380.534 | 8612380.534 | 8612380.534 | 8612380.534 | 8612380.534 | 8612380.534 | 8612380.534 | 8612380.534 | 8612380.534 | 8612380.534 | 8612380.534 | 8612380.534 | 8612380.534 | 8612380.534 | 8612380.534 | 8612380.534 | 8612380.534 | 8612380.534 | 8612380.534 | 8612380.534 | 8612380.534
2016 | 8584774.075 | 8584774.075 | 8584774.075 | 8584774.075 | 8584774.075 | 8584774.075 | 8584774.075 | 8584774.075 | 8584774.075 | 8584774.075 | 8584774.075 | 8584774.075 | 8584774.075 | 8584774.075 | 8584774.075 | 8584774.075 | 8584774.075 | 8584774.075 | 8584774.075 | 8584774.075 | 8584774.075 | 8584774.075 | 8584774.075 | 8584774.075 | 8584774.075 | 8584774.075 | 8584774.075 | 8584774.075 | 8584774.075 | 8584774.075 | 8584774.075 | 8584774.075 | 8584774.075 | 8584774.075 | 8584774.075 | 8584774.075
2017 | 8518439.129 | 8518439.129 | 8518439.129 | 8518439.129 | 8518439.129 | 8518439.129 | 8518439.129 | 8518439.129 | 8518439.129 | 8518439.129 | 8518439.129 | 8518439.129 | 8518439.129 | 8518439.129 | 8518439.129 | 8518439.129 | 8518439.129 | 8518439.129 | 8518439.129 | 8518439.129 | 8518439.129 | 8518439.129 | 8518439.129 | 8518439.129 | 8518439.129 | 8518439.129 | 8518439.129 | 8518439.129 | 8518439.129 | 8518439.129 | 8518439.129 | 8518439.129 | 8518439.129 | 8518439.129 | 8518439.129 | 8518439.129
2018 | 8568387.1645 | 8568387.1645 | 8577801.146 | 8577801.146 | 8563680.1738 | 8563680.1738 | 8568387.1645 | 8568387.1645 | 8568387.1645 | 8568387.1645 | 8568387.1645 | 8568387.1645 | 8568387.1645 | 8568387.1645 | 8568387.1645 | 8568387.1645 | 8577801.146 | 8577801.146 | 8568387.1645 | 8568387.1645 | 8563680.1738 | 8563680.1738 | 8568387.1645 | 8568387.1645 | 8568387.1645 | 8568387.1645 | 8568387.1645 | 8568387.1645 | 8568387.1645 | 8568387.1645 | 8568387.1645 | 8568387.1645 | 8568387.1645 | 8568387.1645 | 8568387.1645 | 8568387.1645
2019 | 8694848.3028 | 8694848.3028 | 8709218.4151 | 8709218.4151 | 8685432.3504 | 8685432.3504 | 8694848.3028 | 8694848.3028 | 8694848.3028 | 8694848.3028 | 8694848.3028 | 8694848.3028 | 8694848.3028 | 8694848.3028 | 8694848.3028 | 8694848.3028 | 8709218.4151 | 8709218.4151 | 8694848.3028 | 8694848.3028 | 8685432.3504 | 8685432.3504 | 8694848.3028 | 8694848.3028 | 8694848.3028 | 8694848.3028 | 8694848.3028 | 8694848.3028 | 8694848.3028 | 8694848.3028 | 8694848.3028 | 8694848.3028 | 8694848.3028 | 8694848.3028 | 8694848.3028 | 8694848.3028
2020 | 8756515.5907 | 8756515.5907 | 8780688.1821 | 8780688.1821 | 8742277.222 | 8742277.222 | 8756515.5907 | 8756515.5907 | 8756336.067 | 8756336.067 | 8756515.5907 | 8756515.5907 | 8756705.6459 | 8756705.6459 | 8756515.5907 | 8756515.5907 | 8780688.1821 | 8780688.1821 | 8756515.5907 | 8756515.5907 | 8742277.222 | 8742277.222 | 8756515.5907 | 8756515.5907 | 8756336.067 | 8756336.067 | 8756515.5907 | 8756515.5907 | 8756515.5907 | 8756515.5907 | 8756705.6459 | 8756705.6459 | 8756515.5907 | 8756515.5907 | 8756515.5907 | 8756515.5907
2021 | 8830035.2112 | 8830035.2112 | 8847989.7793 | 8847989.7793 | 8806356.3662 | 8806356.3662 | 8830035.2112 | 8830035.2112 | 8830984.2481 | 8830984.2481 | 8830035.2112 | 8830035.2112 | 8829053.6382 | 8829053.6382 | 8830035.2112 | 8830035.2112 | 8847989.7793 | 8847989.7793 | 8830035.2112 | 8830035.2112 | 8806356.3662 | 8806356.3662 | 8830035.2112 | 8830035.2112 | 8830984.2481 | 8830984.2481 | 8830035.2112 | 8830035.2112 | 8830035.2112 | 8830035.2112 | 8829053.6382 | 8829053.6382 | 8830035.2112 | 8830035.2112 | 8830035.2112 | 8830035.2112
2022 | 8865821.4553 | 8823247.432 | 8891405.0765 | 8891405.0765 | 8853718.3929 | 8853718.3929 | 8865843.5032 | 8865843.5032 | 8862211.7382 | 8862211.7382 | 8865777.3596 | 8865777.3596 | 8864291.1967 | 8864291.1967 | 8865821.4553 | 8808029.6544 | 8891405.0765 | 8833711.7544 | 8865821.4553 | 8793235.3085 | 8853718.3929 | 8795899.3803 | 8865843.5032 | 8808029.6544 | 8862211.7382 | 8804936.5315 | 8865821.4553 | 8865843.5032 | 8865777.3596 | 8808029.6544 | 8864291.1967 | 8805966.0082 | 8865821.4553 | 8808029.6544 | 8865821.4553 | 8803848.1965
2023 | 8832021.6514 | 8796867.7932 | 8885910.8261 | 8887322.9498 | 8808890.5259 | 8808286.5029 | 8832131.8164 | 8831136.0419 | 8829332.0252 | 8826447.3538 | 8831999.9252 | 8831070.9608 | 8839838.269 | 8837066.2451 | 8832021.6514 | 8783224.3511 | 8885910.8261 | 8817275.1363 | 8832021.6514 | 8780850.4984 | 8808890.5259 | 8766045.6596 | 8832131.8164 | 8783224.3511 | 8829332.0252 | 8781051.5059 | 8832021.6514 | 8832131.8164 | 8831999.9252 | 8783224.3511 | 8839838.269 | 8781516.9988 | 8832021.6514 | 8783224.3511 | 8832021.6514 | 8779196.0237
2024 | 8913506.1161 | 8872768.2003 | 8963026.5561 | 8963166.1613 | 8869617.7881 | 8867452.4452 | 8913682.7336 | 8906373.4931 | 8913078.2729 | 8903958.5259 | 8913439.5394 | 8906308.1857 | 8919641.0067 | 8911048.48 | 8913506.1161 | 8848438.2176 | 8963026.5561 | 8902043.0551 | 8913506.1161 | 8844530.7686 | 8869617.7881 | 8821806.1352 | 8913682.7336 | 8848438.2176 | 8913078.2729 | 8845332.5578 | 8913506.1161 | 8869168.0205 | 8913439.5394 | 8848438.2176 | 8919641.0067 | 8840646.4232 | 8913506.1161 | 8848438.2176 | 8913506.1161 | 8844670.2056
2025 | 8978787.8455 | 8931862.8756 | 9043565.6991 | 9042174.5607 | 8941961.624 | 8936104.8517 | 8979008.903 | 8961562.1115 | 8970550.0604 | 8958530.1622 | 8978698.974 | 8961496.9477 | 8987429.5515 | 8966779.1974 | 8978787.8455 | 8904798.0999 | 9043565.6991 | 8972928.1909 | 8978787.8455 | 8901467.7134 | 8941961.624 | 8874151.3305 | 8979008.903 | 8904798.0999 | 8970550.0604 | 8904046.3151 | 8978787.8455 | 8916339.1608 | 8978698.974 | 8904798.0999 | 8987429.5515 | 8895959.6804 | 8978787.8455 | 8904798.0999 | 8978787.8455 | 8901125.4414
2026 | 9029241.8154 | 8972626.6791 | 9084200.875 | 9067224.81 | 8988166.466 | 8983012.9675 | 9029550.4727 | 9013549.1504 | 9018625.1903 | 9007760.5612 | 9029153.4248 | 9013484.3563 | 9039933.8654 | 9019358.6957 | 9029241.8154 | 8933525.9369 | 9084200.875 | 9043709.2513 | 9029241.8154 | 8931360.0343 | 8988166.466 | 8911445.8017 | 9029550.4727 | 8933525.9369 | 9018625.1903 | 8933996.8443 | 9029241.8154 | 8958243.9605 | 9029153.4248 | 8933525.9369 | 9039933.8654 | 8938022.6773 | 9022399.6521 | 8960378.308 | 9029241.8154 | 8930518.8256
2027 | 9085773.7119 | 9042481.6878 | 9138120.2673 | 9116860.8817 | 9044375.6328 | 9038739.0586 | 9086172.8117 | 9072073.4964 | 9083551.8555 | 9068731.5855 | 9085618.3102 | 9072008.2406 | 9078437.0265 | 9073238.2904 | 9085773.7119 | 8994471.0568 | 9138120.2673 | 9056507.2902 | 9085773.7119 | 8992740.3537 | 9044375.6328 | 8960693.4985 | 9086172.8117 | 8994471.0568 | 9083551.8555 | 8994721.9179 | 9085773.7119 | 9015769.3053 | 9085618.3102 | 8994471.0568 | 9078437.0265 | 8998165.7272 | 9087208.8647 | 9012407.8599 | 9085773.7119 | 8991563.6358
2028 | 9122490.2141 | 9052024.7517 | 9215244.3354 | 9208749.6271 | 9079839.3897 | 9064597.9724 | 9123130.1113 | 9109775.706 | 9112169.2602 | 9098712.8768 | 9122159.7326 | 9105252.8795 | 9114690.9612 | 9109157.0027 | 9122490.2141 | 9038697.6 | 9215244.3354 | 9139891.4076 | 9122490.2141 | 9057013.3632 | 9079839.3897 | 9012456.3827 | 9123130.1113 | 9038697.6 | 9112169.2602 | 9055785.0297 | 9122490.2141 | 9056569.922 | 9122159.7326 | 9038697.6 | 9114690.9612 | 9041872.6534 | 9153991.6743 | 9093423.5404 | 9122490.2141 | 9035937.8422
2029 | 9181420.929 | 9107572.5734 | 9231632.5749 | 9220973.8451 | 9115076.3616 | 9096139.5045 | 9182634.803 | 9165266.1469 | 9168743.7884 | 9169733.4643 | 9181003.1206 | 9178754.1867 | 9143950.943 | 9118599.0693 | 9181420.929 | 9090588.081 | 9231632.5749 | 9150117.9365 | 9181420.929 | 9061296.7313 | 9115076.3616 | 9055972.1623 | 9182634.803 | 9090588.081 | 9168743.7884 | 9132031.7369 | 9181420.929 | 9109888.1047 | 9181003.1206 | 9090588.081 | 9143950.943 | 9095127.7372 | 9208497.6351 | 9151869.2547 | 9181420.929 | 9087952.3815
2030 | 9276105.875 | 9159323.0652 | 9223594.3699 | 9204060.6182 | 9169228.4851 | 9131501.6766 | 9273245.0874 | 9245314.2947 | 9208416.5117 | 9248278.157 | 9274858.2151 | 9264118.499 | 9212988.393 | 9190824.6084 | 9276105.875 | 9106423.5512 | 9223594.3699 | 9093596.0664 | 9276105.875 | 9117908.6013 | 9169228.4851 | 9105551.1475 | 9273245.0874 | 9106423.5512 | 9208416.5117 | 9163019.2976 | 9276105.875 | 9135103.0398 | 9274858.2151 | 9106423.5512 | 9212988.393 | 9115016.0486 | 9268556.0556 | 9211031.6067 | 9276105.875 | 9103944.3441
2031 | 9223638.6148 | 9150170.8806 | 9300875.6961 | 9278733.7298 | 9198687.0179 | 9186334.8855 | 9222744.963 | 9197708.9389 | 9273110.2329 | 9296144.1408 | 9233655.3519 | 9203112.2058 | 9279151.025 | 9266074.8979 | 9223638.6148 | 9174694.6916 | 9300875.6961 | 9165643.1289 | 9223638.6148 | 9184673.0168 | 9198687.0179 | 9186952.702 | 9222744.963 | 9174694.6916 | 9273110.2329 | 9200875.4894 | 9223638.6148 | 9199160.4231 | 9233655.3519 | 9174694.6916 | 9279151.025 | 9088901.4534 | 9326071.069 | 9265676.7674 | 9223638.6148 | 9172292.0866
2032 | 9297106.5839 | 9226953.32 | 9380037.7455 | 9355082.004 | 9195383.1594 | 9276564.4995 | 9297009.6029 | 9277083.4986 | 9354321.7607 | 9360781.0133 | 9303393.5085 | 9285415.4876 | 9329706.5707 | 9327783.7926 | 9297106.5839 | 9248398.3353 | 9380037.7455 | 9220194.9032 | 9297106.5839 | 9241002.8954 | 9195383.1594 | 9153901.5525 | 9297009.6029 | 9248398.3353 | 9354321.7607 | 9265637.14 | 9297106.5839 | 9267014.0109 | 9303393.5085 | 9248398.3353 | 9329706.5707 | 9167897.8483 | 9378842.7902 | 9315334.8827 | 9297106.5839 | 9246077.5387
2033 | 9341041.9132 | 9248364.251 | 9409211.9205 | 9391996.427 | 9259462.8192 | 9205161.2604 | 9334711.3385 | 9315303.5751 | 9395989.9287 | 9410640.443 | 9347810.3751 | 9325862.9302 | 9386644.5398 | 9373601.5725 | 9341041.9132 | 9212106.5435 | 9409211.9205 | 9284568.8293 | 9341041.9132 | 9286941.7788 | 9259462.8192 | 9225606.5593 | 9334711.3385 | 9212106.5435 | 9395989.9287 | 9220601.8122 | 9341041.9132 | 9240453.2831 | 9347810.3751 | 9212106.5435 | 9386644.5398 | 9185398.8282 | 9444711.6926 | 9382661.3076 | 9341041.9132 | 9210110.0739
2034 | 9413782.4141 | 9315479.4742 | 9476240.324 | 9458325.8546 | 9325594.9914 | 9296634.3917 | 9407275.0379 | 9379941.6832 | 9473256.4671 | 9349464.9215 | 9414821.603 | 9388760.85 | 9449443.394 | 9445416.1931 | 9413782.4141 | 9291695.2718 | 9476240.324 | 9372699.7671 | 9413782.4141 | 9351591.0386 | 9325594.9914 | 9293693.5737 | 9407275.0379 | 9291695.2718 | 9473256.4671 | 9291099.825 | 9413782.4141 | 9302140.7198 | 9414821.603 | 9291695.2718 | 9449443.394 | 9253197.9768 | 9518342.5748 | 9388214.0475 | 9413782.4141 | 9289770.3012
2035 | 9484062.6412 | 9382617.5142 | 9511121.711 | 9493241.0971 | 9364758.64 | 9322968.1441 | 9477794.0965 | 9450027.6377 | 9472451.0613 | 9417479.1856 | 9485633.3057 | 9458526.0422 | 9455545.3951 | 9459308.3021 | 9484062.6412 | 9361296.8603 | 9511121.711 | 9402313.6011 | 9484062.6412 | 9382039.1664 | 9364758.64 | 9349047.95 | 9477794.0965 | 9361296.8603 | 9472451.0613 | 9350381.088 | 9484062.6412 | 9378101.0483 | 9485633.3057 | 9361296.8603 | 9455545.3951 | 9311462.458 | 9499236.0585 | 9397783.0702 | 9484062.6412 | 9359437.3548
2036 | 9530201.8794 | 9412454.4816 | 9599161.488 | 9579028.7395 | 9422598.1003 | 9391077.7208 | 9530848.5718 | 9487373.1241 | 9512719.2724 | 9440296.7443 | 9531791.1637 | 9506791.3832 | 9522766.2466 | 9528711.5672 | 9530201.8794 | 9392814.2753 | 9599161.488 | 9489380.9808 | 9530201.8794 | 9433074.1797 | 9422598.1003 | 9381540.6407 | 9530848.5718 | 9392814.2753 | 9512719.2724 | 9408818.3099 | 9530201.8794 | 9402905.2383 | 9531791.1637 | 9392814.2753 | 9522766.2466 | 9330068.8831 | 9571540.6345 | 9473226.2533 | 9530201.8794 | 9391156.1774
2037 | 9606013.0214 | 9480217.8001 | 9680981.8546 | 9651449.4655 | 9418684.02 | 9457444.5232 | 9603425.7581 | 9564632.1247 | 9547075.7463 | 9511390.7002 | 9607637.2053 | 9577997.847 | 9619527.7833 | 9605538.0484 | 9606013.0214 | 9450207.0575 | 9680981.8546 | 9567575.4672 | 9606013.0214 | 9492955.6076 | 9418684.02 | 9433433.8541 | 9603425.7581 | 9450207.0575 | 9547075.7463 | 9435955.0228 | 9606013.0214 | 9467100.7329 | 9607637.2053 | 9450207.0575 | 9619527.7833 | 9395145.5491 | 9612878.4369 | 9540433.5032 | 9606013.0214 | 9448662.6845
2038 | 9664102.7885 | 9544730.0052 | 9721533.4923 | 9720149.7794 | 9486344.5238 | 9488860.699 | 9651256.365 | 9620768.4724 | 9619752.7593 | 9601027.4796 | 9663552.8367 | 9634759.2045 | 9662020.5753 | 9597720.8794 | 9664102.7885 | 9508080.8852 | 9721533.4923 | 9599090.6709 | 9664102.7885 | 9575777.7918 | 9486344.5238 | 9483200.393 | 9651256.365 | 9508080.8852 | 9619752.7593 | 9505496.7558 | 9664102.7885 | 9530278.4309 | 9663552.8367 | 9508080.8852 | 9662020.5753 | 9467285.56 | 9681295.8463 | 9607599.5724 | 9664102.7885 | 9506610.8487
2039 | 9708682.0966 | 9624047.0965 | 9789749.6146 | 9767588.7294 | 9563663.8304 | 9559885.5466 | 9720531.0353 | 9683852.4361 | 9680959.8846 | 9643447.3529 | 9708400.403 | 9697882.2461 | 9702795.5242 | 9671524.6371 | 9708682.0966 | 9577990.6436 | 9789749.6146 | 9659301.4066 | 9708682.0966 | 9566438.363 | 9563663.8304 | 9548091.9317 | 9720531.0353 | 9577990.6436 | 9680959.8846 | 9590471.9748 | 9708682.0966 | 9598695.2558 | 9708400.403 | 9577990.6436 | 9702795.5242 | 9491947.435 | 9726186.0534 | 9656759.3786 | 9708682.0966 | 9576576.4901
2040 | 9781370.6147 | 9645042.5498 | 9868399.6976 | 9843127.9429 | 9629757.2511 | 9615024.9871 | 9752581.6944 | 9701247.1443 | 9743915.4118 | 9600579.3847 | 9781054.038 | 9712037.51 | 9726457.312 | 9733950.0533 | 9781370.6147 | 9602509.4199 | 9868399.6976 | 9718717.5507 | 9781370.6147 | 9638584.3067 | 9629757.2511 | 9575827.9518 | 9752581.6944 | 9602509.4199 | 9743915.4118 | 9604336.5186 | 9781370.6147 | 9620348.8771 | 9781054.038 | 9602509.4199 | 9726457.312 | 9574802.4756 | 9799604.7851 | 9718549.7145 | 9781370.6147 | 9601250.596
2041 | 9853858.7756 | 9674124.9818 | 9953127.8697 | 9939844.9817 | 9678279.8433 | 9666925.4497 | 9835264.9105 | 9780832.1978 | 9800364.7046 | 9682641.4184 | 9853514.7955 | 9795733.72 | 9793049.8432 | 9753435.5676 | 9853858.7756 | 9683144.3141 | 9953127.8697 | 9799536.3813 | 9853858.7756 | 9682414.0082 | 9678279.8433 | 9653676.0074 | 9835264.9105 | 9683144.3141 | 9800364.7046 | 9679753.8817 | 9853858.7756 | 9703468.6249 | 9853514.7955 | 9683144.3141 | 9793049.8432 | 9627603.4422 | 9869057.5324 | 9776478.392 | 9853858.7756 | 9682959.1528
2042 | 9928891.3913 | 9752056.6487 | 9978498.3992 | 10023692.8901 | 9692952.5054 | 9735096.6231 | 9912973.5619 | 9819773.6437 | 9841622.2953 | 9729102.3882 | 9928567.2659 | 9833481.3316 | 9865037.1015 | 9829195.3128 | 9928891.3913 | 9715631.1896 | 9978498.3992 | 9824440.9779 | 9928891.3913 | 9754824.558 | 9692952.5054 | 9678148.8791 | 9912973.5619 | 9715631.1896 | 9841622.2953 | 9710113.363 | 9928891.3913 | 9734848.959 | 9928567.2659 | 9715631.1896 | 9865037.1015 | 9645339.2468 | 9923330.4735 | 9835176.2296 | 9928891.3913 | 9715432.3254
2043 | 9940116.2829 | 9790620.1821 | 10044740.6976 | 10094797.4004 | 9773578.978 | 9772780.0094 | 9996270.716 | 9891965.4722 | 9904232.3721 | 9733989.1818 | 9939773.9499 | 9905875.7025 | 9888246.1253 | 9891880.6705 | 9940116.2829 | 9729985.6527 | 10044740.6976 | 9912411.8655 | 9940116.2829 | 9730821.6778 | 9773578.978 | 9703485.2679 | 9996270.716 | 9729985.6527 | 9904232.3721 | 9782220.2309 | 9940116.2829 | 9749321.1728 | 9939773.9499 | 9729985.6527 | 9888246.1253 | 9719771.238 | 9997153.1969 | 9914002.066 | 9940116.2829 | 9787904.703
2044 | 9996395.7401 | 9817609.797 | 10137655.8745 | 10062963.1828 | 9831752.162 | 9831771.2466 | 10053695.2798 | 9986605.7801 | 9982035.4391 | 9793585.9355 | 9985069.7598 | 9997582.2101 | 9970317.0265 | 9914055.5438 | 9996395.7401 | 9791594.8798 | 10137655.8745 | 10012806.7296 | 9996395.7401 | 9806857.4055 | 9831752.162 | 9778141.8282 | 10053695.2798 | 9791594.8798 | 9982035.4391 | 9869539.3234 | 9996395.7401 | 9816447.6206 | 9985069.7598 | 9791594.8798 | 9970317.0265 | 9791993.6608 | 10062012.0652 | 9990473.6017 | 9996395.7401 | 9875266.2157
2045 | 10047376.9649 | 9887054.2248 | 10228979.7074 | 10182001.0002 | 9906749.2177 | 9905303.6367 | 10046570.6301 | 10047152.9484 | 10006218.3079 | 9874812.9849 | 10036739.4339 | 10058535.8915 | 9998153.1824 | 9953315.7495 | 10047376.9649 | 9816696.5179 | 10228979.7074 | 10007610.2001 | 10047376.9649 | 9908668.1654 | 9906749.2177 | 9795043.6073 | 10046570.6301 | 9816696.5179 | 10006218.3079 | 9931195.9368 | 10047376.9649 | 9858455.1062 | 10036739.4339 | 9816652.5123 | 9998153.1824 | 9849643.037 | 10145005.5348 | 10050835.7727 | 10047376.9649 | 9936998.7535
2046 | 10121889.3731 | 9972188.9726 | 10257282.5605 | 10255723.9441 | 9925045.9755 | 9926905.5023 | 10130575.3404 | 10004097.8095 | 10070484.9416 | 9903774.9803 | 10111110.114 | 10018106.1312 | 10026309.3446 | 10036650.4727 | 10121889.3731 | 9879376.8396 | 10257282.5605 | 10045324.4959 | 10121889.3731 | 9919324.9677 | 9925045.9755 | 9833201.6702 | 10130575.3404 | 9879376.8396 | 10070484.9416 | 10007723.448 | 10121889.3731 | 9896916.3857 | 10111110.114 | 9879312.6272 | 10026309.3446 | 9874769.9062 | 10215739.3465 | 10084881.9051 | 10121889.3731 | 9892677.3225
2047 | 10202126.894 | 10033445.5548 | 10265097.2022 | 10326591.3796 | 9967545.3363 | 9999099.2343 | 10221945.0992 | 10089392.0813 | 10118754.3675 | 9948164.2806 | 10193389.7596 | 10101972.8041 | 10095153.7399 | 10050891.5672 | 10202126.894 | 9904546.8827 | 10265097.2022 | 10125775.5063 | 10202126.894 | 9999463.1011 | 9967545.3363 | 9898574.9405 | 10221945.0992 | 9904568.884 | 10118754.3675 | 10014739.4557 | 10202126.894 | 9926834.3247 | 10193389.7596 | 9904483.2916 | 10095153.7399 | 9954033.3826 | 10284950.2231 | 10122636.533 | 10202126.894 | 9988494.7164
2048 | 10209610.3693 | 10055398.1131 | 10368382.1201 | 10405286.0506 | 10058267.3612 | 10103441.4987 | 10249618.7036 | 10132108.7593 | 10203424.2165 | 10005883.2779 | 10200207.2808 | 10149437.7156 | 10171587.6837 | 10125802.0973 | 10209610.3693 | 9973755.092 | 10368382.1201 | 10231559.8708 | 10209610.3693 | 10035251.6109 | 10058267.3612 | 9930562.6033 | 10249618.7036 | 9973820.3923 | 10203424.2165 | 10069497.6277 | 10209610.3693 | 9996766.2342 | 10200207.2808 | 9973668.7983 | 10171587.6837 | 10024923.3741 | 10305233.1894 | 10186602.083 | 10209610.3693 | 10072346.214
2049 | 10241867.8901 | 10126540.5552 | 10451923.7716 | 10469704.1812 | 10103870.3015 | 10113630.191 | 10301918.012 | 10216646.2019 | 10268118.7516 | 10069202.5797 | 10232267.7814 | 10232125.6594 | 10244218.5623 | 10213155.9243 | 10241867.8901 | 10067298.5927 | 10451923.7716 | 10235072.7351 | 10241867.8901 | 10085396.5243 | 10103870.3015 | 10028077.2297 | 10301918.012 | 10067384.5813 | 10268118.7516 | 10140248.416 | 10241867.8901 | 10089916.1095 | 10232267.7814 | 10067213.1657 | 10244218.5623 | 10085682.337 | 10379193.5045 | 10234214.078 | 10241867.8901 | 10125245.1616

## Welfare changes
Welfare changes, cumulative changes in present valued ($ millions) measures of welfare
Note that the consumer surplus measures in this sheet are not net of transfers.
Summary:
(1) The timing of investment changes and assumptions around fuel cost increases and battery costs all shift consumer and producer welfare measures around.
(2) The net effect on total market surplus is more stable than other measures as shown my model sensitivity analysis e.g.:
(a) a doubling of demand growth sees a significant increase in consumer surplus under the proposal, due to higher investment, while under the baseline incumbent investor earnings are higher due to energy prices being higher on average due to lower rates of market entry (i.e. investment)
(b) under the future only scenario there is a material initial detriment to consumers from increased interconnection charges, though lower ongoing demand then moderates wholesale price increases and causes an increase in consumer surplus relative to the baseline. But in net, total market surplus is not as high as under the central scenario.
(c) changes to generation costs - up and down - have a similar effect to the future only scenario where an initial consumer surplus loss (gain) from a cost increase (decrease) reverses itself over the long run as investment expands (contracts) with the net long run position being both an increase in consumer welfare and an increase in total market surplus - overall and on average.
(d) the alternative reduces consumer welfare relative to the baseline because consumers do not benefit from the effects of batteries in moderating energy prices.
| Central | [5 empty] | Central - with doubling of demand growth | [5 empty] | Central - with halving of demand growth | [5 empty] | Central - with 10% increase in generation costs | [5 empty] | Central - with 10% reduction in generation costs | [5 empty] | Central - Implementation in 2024 | [5 empty] | Central vs Implementation in 2024 | [5 empty] | Central - High battery cost | [5 empty] | Central - no decommissioning
| Cumulative change in consumer, producer and total surplus | [5 empty] | Cumulative change in consumer, producer and total surplus | [5 empty] | Cumulative change in consumer, producer and total surplus | [5 empty] | Cumulative change in consumer, producer and total surplus | [5 empty] | Cumulative change in consumer, producer and total surplus | [5 empty] | Cumulative change in consumer, producer and total surplus | [5 empty] | Cumulative change in present valued consumer surplus | [5 empty] | Cumulative change in consumer, producer and total surplus | [5 empty] | Cumulative change in consumer, producer and total surplus
| Alternative | [5 empty] | Alternative - with doubling of demand growth | [5 empty] | Alternative - with halving of demand growth | [5 empty] | Alternative - with 10% increase in generation costs | [5 empty] | Alternative - with 10% reduction in generation costs
| Cumulative change in consumer, producer and total surplus | [5 empty] | Cumulative change in consumer, producer and total surplus | [5 empty] | Cumulative change in consumer, producer and total surplus | [5 empty] | Cumulative change in consumer, producer and total surplus | [5 empty] | Cumulative change in consumer, producer and total surplus
Future only
Cumulative change in consumer, producer and total surplus
HVDC only
| Alternative |  |  | Alternative_Double_demand |  |  | Alternative_Half_demand |  |  | Alternative_High_battery_cost |  |  | Alternative_High_generation_cost |  |  | Alternative_Low_battery_cost |  |  | Alternative_Low_generation_cost |  |  | Central |  |  | Double_demand |  |  | Future_only |  |  | Half_demand |  |  | High_battery_cost |  |  | High_generation_cost |  |  | Implementation_in_2024 |  |  | Low_battery_cost |  |  | Low_generation_cost |  |  | No_decommissioning |  |  | HVDC only
Row Labels | Sum of dCS_cum_PV | Sum of dPS_cum_PV | Sum of dTS_cum_PV | Sum of dCS_cum_PV | Sum of dPS_cum_PV | Sum of dTS_cum_PV | Sum of dCS_cum_PV | Sum of dPS_cum_PV | Sum of dTS_cum_PV | Sum of dCS_cum_PV | Sum of dPS_cum_PV | Sum of dTS_cum_PV | Sum of dCS_cum_PV | Sum of dPS_cum_PV | Sum of dTS_cum_PV | Sum of dCS_cum_PV | Sum of dPS_cum_PV | Sum of dTS_cum_PV | Sum of dCS_cum_PV | Sum of dPS_cum_PV | Sum of dTS_cum_PV | Sum of dCS_cum_PV | Sum of dPS_cum_PV | Sum of dTS_cum_PV | Sum of dCS_cum_PV | Sum of dPS_cum_PV | Sum of dTS_cum_PV | Sum of dCS_cum_PV | Sum of dPS_cum_PV | Sum of dTS_cum_PV | Sum of dCS_cum_PV | Sum of dPS_cum_PV | Sum of dTS_cum_PV | Sum of dCS_cum_PV | Sum of dPS_cum_PV | Sum of dTS_cum_PV | Sum of dCS_cum_PV | Sum of dPS_cum_PV | Sum of dTS_cum_PV | Sum of dCS_cum_PV | Sum of dPS_cum_PV | Sum of dTS_cum_PV | Sum of dCS_cum_PV | Sum of dPS_cum_PV | Sum of dTS_cum_PV | Sum of dCS_cum_PV | Sum of dPS_cum_PV | Sum of dTS_cum_PV | Sum of dCS_cum_PV | Sum of dPS_cum_PV | Sum of dTS_cum_PV | Sum of dCS_cum_PV | Sum of dPS_cum_PV | Sum of dTS_cum_PV
2008 | 0 |  |  | 0 |  |  | 0 |  |  | 0 |  |  | 0 |  |  | 0 |  |  | 0 |  |  | 0 |  |  | 0 |  |  | 0 |  |  | 0 |  |  | 0 |  |  | 0 |  |  | 0 |  |  | 0 |  |  | 0 |  |  | 0 |  |  | 0
2009 | 0 |  |  | 0 |  |  | 0 |  |  | 0 |  |  | 0 |  |  | 0 |  |  | 0 |  |  | 0 |  |  | 0 |  |  | 0 |  |  | 0 |  |  | 0 |  |  | 0 |  |  | 0 |  |  | 0 |  |  | 0 |  |  | 0 |  |  | 0
2010 | 0 |  |  | 0 |  |  | 0 |  |  | 0 |  |  | 0 |  |  | 0 |  |  | 0 |  |  | 0 |  |  | 0 |  |  | 0 |  |  | 0 |  |  | 0 |  |  | 0 |  |  | 0 |  |  | 0 |  |  | 0 |  |  | 0 |  |  | 0
2011 | 0 |  |  | 0 |  |  | 0 |  |  | 0 |  |  | 0 |  |  | 0 |  |  | 0 |  |  | 0 |  |  | 0 |  |  | 0 |  |  | 0 |  |  | 0 |  |  | 0 |  |  | 0 |  |  | 0 |  |  | 0 |  |  | 0 |  |  | 0
2012 | 0 |  |  | 0 |  |  | 0 |  |  | 0 |  |  | 0 |  |  | 0 |  |  | 0 |  |  | 0 |  |  | 0 |  |  | 0 |  |  | 0 |  |  | 0 |  |  | 0 |  |  | 0 |  |  | 0 |  |  | 0 |  |  | 0 |  |  | 0
2013 | 0 |  |  | 0 |  |  | 0 |  |  | 0 |  |  | 0 |  |  | 0 |  |  | 0 |  |  | 0 |  |  | 0 |  |  | 0 |  |  | 0 |  |  | 0 |  |  | 0 |  |  | 0 |  |  | 0 |  |  | 0 |  |  | 0 |  |  | 0
2014 | 0 |  |  | 0 |  |  | 0 |  |  | 0 |  |  | 0 |  |  | 0 |  |  | 0 |  |  | 0 |  |  | 0 |  |  | 0 |  |  | 0 |  |  | 0 |  |  | 0 |  |  | 0 |  |  | 0 |  |  | 0 |  |  | 0 |  |  | 0
2015 | 0 |  |  | 0 |  |  | 0 |  |  | 0 |  |  | 0 |  |  | 0 |  |  | 0 |  |  | 0 |  |  | 0 |  |  | 0 |  |  | 0 |  |  | 0 |  |  | 0 |  |  | 0 |  |  | 0 |  |  | 0 |  |  | 0 |  |  | 0
2016 | 0 |  |  | 0 |  |  | 0 |  |  | 0 |  |  | 0 |  |  | 0 |  |  | 0 |  |  | 0 |  |  | 0 |  |  | 0 |  |  | 0 |  |  | 0 |  |  | 0 |  |  | 0 |  |  | 0 |  |  | 0 |  |  | 0 |  |  | 0
2017 | 0 |  |  | 0 |  |  | 0 |  |  | 0 |  |  | 0 |  |  | 0 |  |  | 0 |  |  | 0 |  |  | 0 |  |  | 0 |  |  | 0 |  |  | 0 |  |  | 0 |  |  | 0 |  |  | 0 |  |  | 0 |  |  | 0 |  |  | 0
2018 | 0 | 0 | 0 | 0 | 0 | 0 | 0 | 0 | 0 | 0 | 0 | 0 | 0 | 0 | 0 | 0 | 0 | 0 | 0 | 0 | 0 | 0 | 0 | 0 | 0 | 0 | 0 | 0 | 0 | 0 | 0 | 0 | 0 | 0 | 0 | 0 | 0 | 0 | 0 | 0 | 0 | 0 | 0 | 0 | 0 | 0 | 0 | 0 | 0 | 0 | 0 | 0 | 0 | 0
2019 | 0 | 0 | 0 | 0 | 0 | 0 | 0 | 0 | 0 | 0 | 0 | 0 | 0 | 0 | 0 | 0 | 0 | 0 | 0 | 0 | 0 | 0 | 0 | 0 | 0 | 0 | 0 | 0 | 0 | 0 | 0 | 0 | 0 | 0 | 0 | 0 | 0 | 0 | 0 | 0 | 0 | 0 | 0 | 0 | 0 | 0 | 0 | 0 | 0 | 0 | 0 | 0 | 0 | 0
2020 | 0 | 0 | 0 | 0 | 0 | 0 | 0 | 0 | 0 | 0 | 0 | 0 | 0 | 0 | 0 | 0 | 0 | 0 | 0 | 0 | 0 | 0 | 0 | 0 | 0 | 0 | 0 | 0 | 0 | 0 | 0 | 0 | 0 | 0 | 0 | 0 | 0 | 0 | 0 | 0 | 0 | 0 | 0 | 0 | 0 | 0 | 0 | 0 | 0 | 0 | 0 | 0 | 0 | 0
2021 | 0 | 0 | 0 | 0 | 0 | 0 | 0 | 0 | 0 | 0 | 0 | 0 | 0 | 0 | 0 | 0 | 0 | 0 | 0 | 0 | 0 | 0 | 0 | 0 | 0 | 0 | 0 | 0 | 0 | 0 | 0 | 0 | 0 | 0 | 0 | 0 | 0 | 0 | 0 | 0 | 0 | 0 | 0 | 0 | 0 | 0 | 0 | 0 | 0 | 0 | 0 | 0 | 0 | 0
2022 | -54377738.4995 | 56984911.3121 | 2607172.8126 | 1.212e-07 | 0 | 1.212e-07 | -2.4944e-07 | 0 | -2.4944e-07 | 1.7203e-08 | 0 | 1.7203e-08 | -1.0009e-07 | 0 | -1.0009e-07 | -2.0956e-07 | 0 | -2.0956e-07 | -6.2557e-08 | 0 | -6.2557e-08 | -70709733.2135 | 55728528.7786 | -14981204.4348 | 70612889.7859 | -28002366.6443 | 42610523.1416 | -134332108.3472 | 53903980.2165 | -80428128.1307 | -105422656.1315 | 82894742.8728 | -22527913.2587 | -70714158.3675 | 55732373.5253 | -14981784.8423 | -96757178.0511 | 77225269.8431 | -19531908.208 | 11068.0753 | -3844.7467 | 7223.3287 | -70700882.1956 | 55720839.2853 | -14980042.9103 | -63736456.1095 | 52302122.3088 | -11434333.8007 | -70709733.2135 | 55728528.7786 | -14981204.4348 | -90571772.1313 | 55233389.0742 | -35338383.0572
2023 | -129153054.2705 | 130598055.019 | 1445000.7485 | 86270.4397 | 138463.4832 | 224733.9229 | -48182.6642 | 3251.2447 | -44931.4196 | -67492.0086 | -252961.2489 | -320453.2575 | 24536.4666 | -67452.398 | -42915.9314 | -53535.6382 | -213588.9673 | -267124.6055 | -11656.0647 | -179683.367 | -191339.4317 | -36259397.2867 | 52023818.0668 | 15764420.7802 | 147507827.332 | -71446011.9917 | 76061815.3403 | -154161381.8698 | 49609965.4723 | -104551416.3976 | -149629353.2424 | 129551673.0224 | -20077680.22 | -36286826.0495 | 51961911.683 | 15675085.6336 | -53473997.6443 | 67268902.1083 | 13794904.464 | 63288.346 | 61906.3838 | 125194.7298 | -36246686.0558 | 52029310.7862 | 15782624.7304 | 45379210.4431 | -5227337.9823 | 40151872.4608 | -36259397.2867 | 52023818.0668 | 15764420.7802 | -73780036.2403 | 50615167.044 | -23164869.1963
2024 | -262331315.2557 | 123232632.3157 | -139098682.94 | 216083.3321 | 421193.3112 | 637276.6433 | -33175.2629 | 29460.9127 | -3714.3503 | 45812.2661 | -15507215.4253 | -15461403.1592 | -35477034.0271 | -15103582.812 | -50580616.8392 | 94308.0628 | -15349331.903 | -15255023.8402 | 154271.409 | 783676.2986 | 937947.7076 | 19915311.7759 | 38185346.3217 | 58100658.0977 | 121754924.0665 | 27894894.6048 | 149649818.6713 | -149822255.356 | 28986274.387 | -120835980.969 | -148546414.7438 | 247920415.3668 | 99374000.6231 | 19859041.3157 | 38005263.848 | 57864305.1637 | -60155246.3236 | 46800167.4998 | -13355078.8238 | 6597177.4795 | -10651736.643 | -4054559.1635 | 19938662.0278 | 38235483.236 | 58174145.2638 | 260110670.4841 | -20790351.3017 | 239320319.1824 | 19915311.7759 | 17777457.3612 | 37692769.1372 | -33703550.8026 | 29938548.0719 | -3765002.7307
2025 | -325287938.7671 | 188314785.4811 | -136973153.286 | 601434.0396 | 1192765.3546 | 1794199.3942 | 141519.0133 | 63872.2989 | 205391.3121 | -2160449.876 | -17266658.5357 | -19427108.4117 | -37437898.774 | -14483074.5557 | -51920973.3297 | -2067850.5771 | -16954032.8259 | -19021883.4029 | -2615075.9012 | -178474.0918 | -2793549.993 | 40093599.0505 | 23956062.9526 | 64049662.003 | -187349487.9484 | 317691313.0131 | 130341825.0647 | -175853787.4454 | 14006207.8762 | -161847579.5692 | -180376749.8658 | 272794669.2779 | 92417919.4121 | 40003774.8798 | 23635720.3715 | 63639495.2513 | -44533546.7546 | 38053254.4641 | -6480292.2905 | 26122152.2735 | -25364028.1031 | 758124.1704 | 40130361.8381 | 24062639.7441 | 64193001.5823 | 280637468.068 | -36662441.031 | 243975027.037 | -5082503.3455 | 64292349.634 | 59209846.2885 | -27962954.803 | 14756205.8344 | -13206748.9686
2026 | -606890345.2014 | 454826914.0408 | -152063431.1606 | 24704925.882 | -19194228.0238 | 5510697.8582 | 884526.4839 | 893102.6223 | 1777629.1062 | -1498292.8304 | -17535219.7227 | -19033512.5531 | -34927502.3928 | -13772012.6288 | -48699515.0216 | -1362741.7984 | -17042456.3267 | -18405198.1251 | -2347390.2046 | -828492.3587 | -3175882.5634 | 2859352.4502 | 56029006.8215 | 58888359.2717 | -483247190.158 | 598082756.8045 | 114835566.6465 | -254241841.5425 | 45769127.2496 | -208472714.2929 | -170853310.18 | 258096377.0188 | 87243066.8389 | 2738377.2348 | 55540847.9495 | 58279225.1843 | -52273222.0791 | 54706792.3621 | 2433570.283 | -66117505.56 | 62099007.7801 | -4018497.7799 | 2903397.2486 | 56183812.3418 | 59087209.5904 | 302866296.3648 | -63541682.1555 | 239324614.2092 | -54569248.7334 | 138779185.6629 | 84209936.9295 | -77960459.2732 | 46131525.251 | -31828934.0222
2027 | -834950213.3041 | 666620797.9898 | -168329415.3144 | 26604339.045 | -22019164.4881 | 4585174.5568 | -32285921.4905 | 32220701.5386 | -65219.952 | -39206988.3731 | 17665337.6486 | -21541650.7246 | -36779155.3086 | -12887465.6637 | -49666620.9722 | -604426.6544 | -16684380.4039 | -17288807.0583 | -37109230.4562 | 35813697.3755 | -1295533.0807 | 120094925.4736 | -20618922.9728 | 99476002.5008 | -219681897.1138 | 419142061.8326 | 199460164.7188 | -420830770.5561 | 188223804.829 | -232606965.7271 | -63259374.2152 | 186508039.0779 | 123248664.8627 | 119939870.553 | -21335349.7418 | 98604520.8112 | -121715769.9193 | 151333330.0114 | 29617560.092 | 49274912.5272 | -12640959.1138 | 36633953.4134 | 120154726.4755 | -20375069.2198 | 99779657.2558 | 433818618.9418 | -155205174.8148 | 278613444.1269 | -241195940.2222 | 294320044.4967 | 53124104.2745 | 27688798.9007 | -31070852.5871 | -3382053.6864
2028 | -723441197.1095 | 1183778253.5112 | 460337056.4017 | 29400571.5451 | -22668492.1832 | 6732079.3619 | 14974678.9883 | -496805.273 | 14477873.7154 | -39764285.2428 | 18984198.1695 | -20780087.0733 | -204603704.2052 | -11867050.6436 | -216470754.8488 | -440448.7136 | -16241599.9259 | -16682048.6395 | -34789980.8063 | 35755120.1382 | 965139.3319 | 457934475.4808 | -113030886.6742 | 344903588.8067 | 127238770.5545 | 234414983.6911 | 361653754.2456 | 207818114.7047 | -220843560.9766 | -13025446.2719 | 28109920.431 | 144617779.2029 | 172727699.6338 | 457725874.2073 | -114224621.8202 | 343501252.3871 | -798824270.6449 | 680929119.5201 | -117895151.1248 | 384024800.2056 | -101622445.2989 | 282402354.9067 | 458027118.4586 | -112540628.3381 | 345486490.1204 | 32038653.9208 | 359184237.2468 | 391222891.1676 | -388797474.262 | 423320468.9581 | 34522994.6961 | 355144393.1083 | -124065296.2964 | 231079096.8119
2029 | -467138834.5423 | 1035351152.9326 | 568212318.3903 | 26528310.3748 | -21439411.5765 | 5088898.7983 | 19603819.5045 | 786201.487 | 20390020.9915 | 31066682.524 | -22748649.4596 | 8318033.0644 | -825566061.2585 | 561944673.5853 | -263621387.6732 | 3260180.8469 | -11715559.1249 | -8455378.278 | -39452407.7192 | 34929004.0988 | -4523403.6204 | 1569152619.4935 | -959935046.716 | 609217572.7776 | 621697743.9022 | -124646204.964 | 497051538.9382 | 1691624442.3004 | -1389693625.5971 | 301930816.7033 | 259236238.7496 | 24829443.6587 | 284065682.4084 | 1568825713.9109 | -963031867.3435 | 605793846.5674 | -1087334523.5304 | 1060472103.9374 | -26862419.593 | 1452695756.7861 | -920883053.024 | 531812703.762 | 1569277414.2681 | -958787395.867 | 610490018.4011 | -482949850.3244 | 811447214.125 | 328497363.8007 | -415312832.2353 | 461147322.048 | 45834489.8126 | 1456958817.9013 | -971487419.5857 | 485471398.3156
2030 | -470077444.3954 | 1015646270.9803 | 545568826.5848 | 26929960.2435 | -23792554.6308 | 3137405.6127 | 182229068.4752 | -118487581.9323 | 63741486.543 | 32566443.5673 | -23700379.7054 | 8866063.8618 | -1640659000.3391 | 1290248994.2345 | -350410006.1046 | -1042367.3093 | -10903666.6037 | -11946033.9131 | -91498462.9172 | 82676129.2151 | -8822333.702 | 1284862986.3026 | -722631350.1028 | 562231636.1999 | 1179779409.7925 | -498557859.934 | 681221549.8584 | 1744765363.9659 | -1412140753.87 | 332624610.0958 | 26713540.0393 | 365901670.6437 | 392615210.683 | 1287962194.2412 | -724819565.8156 | 563142628.4256 | -1370186331.2095 | 1470889638.7764 | 100703307.5668 | 1169914123.881 | -682299141.1876 | 487614982.6934 | 1285091291.3555 | -720894076.2979 | 564197215.0575 | 104524934.568 | 337072070.8262 | 441597005.3942 | -349623824.6762 | 427732505.0527 | 78108680.3765 | 1164374790.0951 | -734513836.575 | 429860953.52
2031 | -548883416.6927 | 1111208535.7839 | 562325119.0912 | 44349636.8371 | -36203303.4867 | 8146333.3504 | -1209242813.8565 | 1021138850.4241 | -188103963.4323 | 16431401.4789 | -6728529.4262 | 9702872.0527 | -1821589400.1564 | 1414472144.5723 | -407117255.5842 | -24001833.97 | 3578465.7316 | -20423368.2384 | -190961431.151 | 175143957.3029 | -15817473.8481 | 109091319.5511 | 285852651.7349 | 394943971.286 | 1634123261.1266 | -838309510.0369 | 795813751.0897 | 1603846534.154 | -1264945172.3135 | 338901361.8405 | 4772998.4552 | 438738802.7602 | 443511801.2155 | 112471471.084 | 284648130.4187 | 397119601.5027 | -1336135090.7364 | 1497129349.9865 | 160994259.2501 | -4591674.1205 | 327628011.0006 | 323036336.8801 | 103919289.6134 | 285688873.1648 | 389608162.7783 | 676675297.8354 | -90839882.2303 | 585835415.605 | -236285121.5757 | 382621159.5122 | 146336037.9364 | -18739181.6073 | 273558030.8227 | 254818849.2154
2032 | -571035880.7632 | 1146944876.4123 | 575908995.6491 | 54445945.8446 | -41558449.9892 | 12887495.8553 | -1420664709.9897 | 1179204244.6599 | -241460465.3299 | -26118696.4495 | 35740911.362 | 9622214.9125 | -2358086612.8748 | 1901818430.6125 | -456268182.2622 | -96068232.8336 | 69833159.5574 | -26235073.2762 | -281100934.9394 | 258144473.9945 | -22956460.945 | -131971305.5825 | 448385020.5435 | 316413714.961 | 1943976503.8217 | -1070871157.3577 | 873105346.464 | 1403080776.0628 | -1100508556.09 | 302572219.9728 | 153394581.7062 | 343280731.6306 | 496675313.3368 | -107341180.5491 | 428544625.3244 | 321203444.7752 | 268678974.4598 | 258898505.0996 | 527577479.5594 | -289135891.018 | 517250312.0583 | 228114421.0403 | -136604903.4541 | 447115279.306 | 310510375.852 | 1075230014.6906 | -363752660.3045 | 711477354.3862 | -88395262.6095 | 359565072.543 | 271169809.9335 | -266468437.4058 | 435760052.4549 | 169291615.0492
2033 | -573714295.501 | 1163949258.7564 | 590234963.2554 | 57907170.1546 | -41044436.1847 | 16862733.9699 | -1363419749.1445 | 1081570323.001 | -281849426.1436 | -46145499.4984 | 53527412.448 | 7381912.9496 | -1104677768.1391 | 960943134.783 | -143734633.356 | -119759330.8989 | 85356862.1297 | -34402468.7692 | -378902339.8144 | 342523731.3703 | -36378608.4441 | -125270536.1246 | 405603788.2537 | 280333252.1291 | 1993417709.0412 | -1098765483.9415 | 894652225.0997 | 1269127794.5912 | -1014895223.6451 | 254232570.9462 | 234419536.997 | 300498454.423 | 534917991.42 | -97346149.3284 | 387606662.184 | 290260512.8555 | 2092901636.0794 | -1052878503.021 | 1040023133.0584 | -281322227.1542 | 476388986.461 | 195066759.3068 | -130042493.0064 | 403142722.659 | 273100229.6526 | 1330665785.7172 | -556137184.9794 | 774528600.7378 | 323358250.1732 | 112995656.0915 | 436353906.2647 | -265693123.765 | 392760430.4427 | 127067306.6777
2034 | -569326298.6459 | 1155560826.6148 | 586234527.9689 | 27755257.3868 | 2479841.9828 | 30235099.3696 | -1159867818.8026 | 915336348.1773 | -244531470.6253 | -49403701.949 | 53876047.3415 | 4472345.3925 | -527737729.3328 | 579730569.0434 | 51992839.7106 | -121931016.3688 | 84444321.7371 | -37486694.6317 | -500135888.2324 | 453672209.1526 | -46463679.0798 | -128226666.0096 | 386226359.03 | 257999693.0204 | 2005898564.0497 | -1065069731.5871 | 940828832.4626 | 1445958678.2977 | -1141068604.8273 | 304890073.4704 | 257036658.6624 | 289864323.4622 | 546900982.1246 | -100035180.1933 | 369442672.222 | 269407492.0286 | 2861878865.9595 | -1532314993.011 | 1329563872.9486 | -285867341.8303 | 456355239.5551 | 170487897.7247 | -131336941.7482 | 383320935.9144 | 251983994.1662 | 1159726173.6227 | -462923537.8449 | 696802635.7778 | 566890428.4949 | -101265727.0106 | 465624701.4843 | -274019946.5512 | 373161416.1167 | 99141469.5655
2035 | -459909865.264 | 1104852696.9898 | 644942831.7258 | -9925655.8763 | 43700572.82 | 33774916.9436 | -1061295467.1631 | 835747926.3331 | -225547540.83 | 5278065.5028 | 26283267.8398 | 31561333.3426 | -611930544.8983 | 702435752.652 | 90505207.7538 | -149791613.5079 | 119599463.605 | -30192149.9029 | -635855879.4708 | 570007399.8845 | -65848479.5863 | -39601094.8145 | 334735272.9625 | 295134178.1481 | 2013640921.7942 | -1055648570.2136 | 957992351.5806 | 1524819875.4253 | -1187645899.031 | 337173976.3943 | 448411336.4601 | 183652814.1311 | 632064150.5913 | 26237743.7505 | 282124852.7409 | 308362596.4914 | 3073157298.7706 | -1622172678.736 | 1450984620.0345 | -194302113.6962 | 404525376.1247 | 210223262.4286 | -42759634.2795 | 331462532.9297 | 288702898.6502 | 1240057963.5811 | -528122376.9054 | 711935586.6757 | 733548957.6136 | -224753825.7302 | 508795131.8834 | -190223865.3844 | 321703874.5615 | 131480009.1771
2036 | -316322172.2359 | 1014988593.8316 | 698666421.5957 | -12989969.6531 | 44665204.5753 | 31675234.9222 | -1346840868.8029 | 1049891770.7901 | -296949098.0128 | 17447931.1113 | 18397369.1128 | 35845300.2242 | -1136108643.5799 | 1064296263.2066 | -71812380.3733 | -138361067.0736 | 113193969.3913 | -25167097.6823 | -644318885.8827 | 576628415.765 | -67690470.1177 | 120992666.6642 | 219605062.8996 | 340597729.5639 | 1936976609.3617 | -1000140833.0586 | 936835776.3031 | 1521622117.4165 | -1180409139.0976 | 341212978.3189 | 321118441.1155 | 301824760.1129 | 622943201.2283 | 186857729.2441 | 166773333.3074 | 353631062.5516 | 3128669527.1671 | -1642448337.7575 | 1486221189.4096 | -53929702.6699 | 301626893.6682 | 247697190.9983 | 117826913.9506 | 215814623.0408 | 333641536.9914 | 1577027533.6572 | -788833829.7571 | 788193703.9001 | 807315618.0064 | -280179603.4933 | 527136014.5131 | -33943198.6111 | 206607329.4794 | 172664130.8684
2037 | -328617833.5333 | 1031971713.7797 | 703353880.2465 | -76005682.0762 | 100377181.6575 | 24371499.5813 | -1515924464.2016 | 1178150031.5081 | -337774432.6935 | -22913546.9696 | 56248594.6623 | 33335047.6926 | -2198093586.3222 | 1864005110.7807 | -334088475.5414 | -180684878.9639 | 151337364.1244 | -29347514.8395 | -317232217.4431 | 380576886.5264 | 63344669.0833 | 185626869.0871 | 162954495.4387 | 348581364.5257 | 1994059852.9046 | -1027747124.2339 | 966312728.6707 | 1326927018.5384 | -1033021921.3593 | 293905097.1791 | 75576373.2035 | 505371459.1925 | 580947832.396 | 252361225.2821 | 110313148.1227 | 362674373.4048 | 3129831980.0949 | -1634973029.8837 | 1494858950.2112 | -22597472.7891 | 265382770.2089 | 242785297.4198 | 182440528.0285 | 158664127.3024 | 341104655.3309 | 1775785112.3959 | -934371694.6837 | 841413417.7122 | 816036991.9033 | -289896216.472 | 526140775.4313 | 26818983.9536 | 149930123.3902 | 176749107.3438
2038 | -617843490.1576 | 1244960306.0826 | 627116815.925 | -73988917.4076 | 104152543.6433 | 30163626.2356 | -1573027376.1108 | 1217765175.7804 | -355262200.3304 | -48820387.8591 | 80224311.553 | 31403923.6939 | -3241402110.2013 | 2625859159.4485 | -615542950.7528 | -399503958.4478 | 303258328.8065 | -96245629.6413 | -172682430.7934 | 298030816.4726 | 125348385.6792 | -15023792.7979 | 282027386.2407 | 267003593.4427 | 1942354585.7591 | -979694162.9765 | 962660422.7826 | 1128610684.4893 | -884308043.1738 | 244302641.3155 | -92564508.3337 | 636030842.5961 | 543466334.2623 | 244251533.7497 | 102413242.2936 | 346664776.0433 | 2956059306.8683 | -1489946499.2555 | 1466112807.6128 | -233527190.1758 | 391223994.6166 | 157696804.4408 | -17647178.024 | 277723694.3767 | 260076516.3528 | 1924607709.6847 | -1038235994.8373 | 886371714.8474 | 792074050.0684 | -266956500.4528 | 525117549.6156 | -177287676.4824 | 268887777.9295 | 91600101.4471
2039 | -848031151.3699 | 1421759607.0757 | 573728455.7058 | -71745478.2172 | 111077102.2352 | 39331624.018 | -1577282993.6155 | 1220348618.7977 | -356934374.8178 | -24876232.655 | 64431157.8409 | 39554925.1859 | -3324126725.3479 | 2636824852.8462 | -687301872.5017 | -390954418.0011 | 293820571.6008 | -97133846.4003 | -434878231.3312 | 502491853.2374 | 67613621.9062 | -49222014.0765 | 298941307.2522 | 249719293.1756 | 1754879771.1797 | -833377181.3362 | 921502589.8436 | 1040141501.2933 | -840120981.996 | 200020519.2973 | -66251979.6239 | 635359904.8254 | 569107925.2015 | 217859407.7477 | 117596343.5202 | 335455751.2679 | 2829948316.1224 | -1387059764.5345 | 1442888551.5879 | -267577070.7173 | 408510272.7588 | 140933202.0414 | -51869423.3545 | 294592683.3684 | 242723260.0138 | 1737956842.9839 | -920659543.9621 | 817297299.0218 | 790025657.2472 | -269023089.8433 | 521002567.4039 | -214592356.5198 | 285790436.7752 | 71198080.2553
2040 | -704633362.556 | 1308192010.0401 | 603558647.4841 | -111537658.8525 | 146893683.5898 | 35356024.7373 | -1615250011.1669 | 1253542623.5448 | -361707387.6221 | 165606.9819 | 46299306.2507 | 46464913.2326 | -3213113737.9132 | 2511067592.0971 | -702046145.8161 | -360734468.3478 | 257991629.0397 | -102742839.3081 | -485211828.7529 | 543525239.6507 | 58313410.8978 | -107939885.4644 | 328287806.0975 | 220347920.6331 | 1680689242.8844 | -802181001.7787 | 878508241.1057 | 928640092.4582 | -768663359.4884 | 159976732.9698 | -171527799.8342 | 737803100.6588 | 566275300.8246 | 146918344.8236 | 168445398.6175 | 315363743.441 | 2855459129.9354 | -1423505733.1176 | 1431953396.8178 | -333239820.9812 | 442698362.127 | 109458541.1458 | -110602219.8906 | 323820752.1166 | 213218532.2259 | 1466550918.4641 | -744988712.908 | 721562205.5561 | 845724547.0485 | -311670029.0524 | 534054517.9961 | -276085545.3243 | 315058800.1498 | 38973254.8255
2041 | -606287083.8265 | 1236968605.7246 | 630681521.8981 | -443825723.0818 | 453094237.8855 | 9268514.8037 | -1872253011.8972 | 1448068686.339 | -424184325.5582 | 1827227.3929 | 44084287.2931 | 45911514.686 | -3319271997.4156 | 2602581938.1034 | -716690059.3123 | -355458193.2347 | 254595146.4288 | -100863046.8059 | -514663150.4486 | 568091245.6337 | 53428095.1851 | -125502345.0415 | 318828670.464 | 193326325.4225 | 1711422822.5874 | -838281696.5677 | 873141126.0197 | 891375396.6464 | -778236675.3296 | 113138721.3168 | -447921848.3313 | 950214358.9181 | 502292510.5868 | 126102322.2474 | 160829552.8289 | 286931875.0763 | 2745113936.1193 | -1332240006.3488 | 1412873929.7705 | -350131493.451 | 433851748.4405 | 83720254.9895 | -128167010.5552 | 314247783.5631 | 186080773.008 | 1470425015.6823 | -773206872.96 | 697218142.7223 | 799982577.7839 | -284922750.5852 | 515059827.1986 | -296010165.3641 | 305639991.2433 | 9629825.8792
2042 | -585847892.711 | 1216652346.4906 | 630804453.7796 | -860698941.7317 | 834597700.174 | -26101241.5577 | -1948227110.5356 | 1503477915.3591 | -444749195.1765 | 307415865.2282 | -253670977.6103 | 53744887.6179 | -3434974949.089 | 2687945014.5748 | -747029934.5142 | -350537015.5869 | 236564390.0089 | -113972625.578 | -610521288.1819 | 656966506.0622 | 46445217.8802 | 121854023.1866 | 125558503.274 | 247412526.4606 | 1618633305.4805 | -767847046.2445 | 850786259.236 | 1032892322.9895 | -889538477.1151 | 143353845.8744 | -370843697.3734 | 916651674.2795 | 545807976.9061 | 673124684.9263 | -311686148.0687 | 361438536.8576 | 2640762178.0344 | -1262017924.0701 | 1378744253.9643 | -102081588.0511 | 240988448.1228 | 138906860.0717 | 119200530.9267 | 120861650.6251 | 240062181.5518 | 1497528152.7377 | -812730440.0994 | 684797712.6384 | 693144613.4811 | -203681603.8031 | 489463009.6781 | -310432412.3734 | 280834163.5892 | -29598248.7842
2043 | -451117696.3198 | 1132762203.5357 | 681644507.2159 | -690409354.5635 | 720213568.0101 | 29804213.4466 | -1976415228.4618 | 1519614520.6367 | -456800707.8251 | 317111037.4443 | -256219899.6012 | 60891137.8431 | -3353241988.366 | 2586259258.0072 | -766982730.3588 | -739725624.2917 | 579252451.8314 | -160473172.4603 | -666455787.8092 | 713451852.2394 | 46996064.4302 | 240865902.6714 | 52185199.7578 | 293051102.4292 | 1305865577.2084 | -495483569.7593 | 810382007.4491 | 1130690280.8523 | -963039250.9171 | 167651029.9352 | -266223585.9107 | 873699756.0685 | 607476170.1578 | 1190437464.9429 | -729847129.3001 | 460590335.6427 | 2338391625.9487 | -997859235.8048 | 1340532390.1439 | 5814386.405 | 174696579.0341 | 180510965.4391 | 238218877.6833 | 47418575.571 | 285637453.2544 | 1506502763.9781 | -813661802.9482 | 692840961.03 | 569551248.9451 | -110497099.5949 | 459054149.3502 | -715480921.8436 | 617183623.7141 | -98297298.1295
2044 | -261014497.4652 | 1009535046.0297 | 748520548.5645 | -226528992.9193 | 336048998.947 | 109520006.0276 | -1977840011.9557 | 1521521257.0793 | -456318754.8764 | -143565529.0602 | 115312645.3096 | -28252883.7506 | -3253787563.236 | 2493928685.22 | -759858878.016 | -1041133429.4402 | 841784818.5424 | -199348610.8977 | -420326653.4782 | 534053986.5059 | 113727333.0277 | 336077871.0325 | -20679218.1541 | 315398652.8784 | 1391435488.4049 | -567025868.3721 | 824409620.0328 | 898332507.1278 | -751730573.1735 | 146601933.9544 | -170930568.3797 | 822843881.777 | 651913313.3973 | 1129196753.383 | -692932777.2942 | 436263976.0888 | 2122923348.5707 | -815794945.3701 | 1307128403.2006 | 50934891.635 | 133439764.4978 | 184374656.1328 | 334387264.3838 | -24696569.5226 | 309690694.8612 | 1667496918.7421 | -923681624.2926 | 743815294.4494 | 577543952.5124 | -123454005.5339 | 454089946.9785 | -1035067763.4335 | 872175334.8132 | -162892428.6203
2045 | -404363020.3884 | 1181563093.5054 | 777200073.1169 | -155330013.0363 | 314638482.6822 | 159308469.6459 | -1873161941.3506 | 1456883382.5448 | -416278558.8057 | -167315238.4956 | 118732515.7687 | -48582722.7269 | -3263037046.2816 | 2511271472.1653 | -751765574.1163 | -880516545.8353 | 738372352.3153 | -142144193.52 | -486902498.8218 | 623359382.6557 | 136456883.834 | 535511840.9504 | -158519115.8027 | 376992725.1477 | 1729138034.6614 | -874964813.8521 | 854173220.8093 | 805623577.3118 | -627626761.9431 | 177996815.3686 | 46847276.3633 | 679726866.0402 | 726574142.4035 | 1140772270.6416 | -719883602.6535 | 420888667.9881 | 1782465903.646 | -516015875.8856 | 1266450027.7604 | 249876996.3638 | -3368050.7984 | 246508945.5655 | 533714468.3108 | -161906973.0826 | 371807495.2282 | 1580317241.2853 | -836175028.572 | 744142212.7133 | 562017365.9408 | -122570998.2638 | 439446367.677 | -885317741.933 | 765827391.7611 | -119490350.1719
2046 | -455468762.758 | 1222163280.765 | 766694518.007 | -398618614.1348 | 551637979.4948 | 153019365.36 | -1919568319.7046 | 1512066456.9708 | -407501862.7339 | 161283904.4688 | -199887617.5917 | -38603713.1228 | -3118443933.8152 | 2390824212.0993 | -727619721.7159 | -389422561.1914 | 335569791.5373 | -53852769.654 | -555755633.9139 | 693799136.1141 | 138043502.2002 | 971673415.7427 | -507699417.6879 | 463973998.0549 | 1777777919.577 | -903642816.3674 | 874135103.2095 | 938644820.2468 | -730610646.7397 | 208034173.507 | 107233027.0169 | 674015393.5704 | 781248420.5873 | 1414921158.6674 | -984181308.3958 | 430739850.2716 | 1596986946.969 | -338687409.7319 | 1258299537.237 | 683283794.1824 | -353387082.5701 | 329896711.6123 | 969763050.3372 | -510352915.0027 | 459410135.3344 | 1494226788.2564 | -781338267.9941 | 712888520.2623 | 713068372.7071 | -226931654.8001 | 486136717.907 | -458461431.4456 | 407451468.917 | -51009962.5286
2047 | -420778041.8905 | 1193282546.6729 | 772504504.7824 | -657766449.1975 | 791050833.4995 | 133284384.302 | -2155441877.5816 | 1733754504.5363 | -421687373.0452 | 527110123.6175 | -508005275.77 | 19104847.8474 | -2815598810.7586 | 2131408210.228 | -684190600.5307 | -105351462.8471 | 108399513.2451 | 3048050.3979 | -550330600.9653 | 681653014.7184 | 131322413.753 | 1262852325.5657 | -764676749.3886 | 498175576.1771 | 1538639892.3797 | -678572766.9931 | 860067125.3866 | 843917914.091 | -665396307.3298 | 178521606.7612 | 215483506.9307 | 624472055.2519 | 839955562.1826 | 1780239195.1625 | -1317928033.0954 | 462311162.0671 | 1757813858.8554 | -444370522.832 | 1313443336.0234 | 966122140.0208 | -605486864.8706 | 360635275.1502 | 1260129067.3283 | -766977877.7411 | 493151189.5872 | 1249669944.6523 | -571472684.1383 | 678197260.514 | 699447868.5259 | -217992827.0377 | 481455041.4882 | -426610512.0308 | 393619409.645 | -32991102.3857
2048 | -652783021.3962 | 1401314181.6302 | 748531160.234 | -764011103.7588 | 864487717.2873 | 100476613.5285 | -2201949252.7663 | 1812540101.4155 | -389409151.3507 | 738028224.4216 | -699416430.1244 | 38611794.2972 | -2465149646.9315 | 1857343890.845 | -607805756.0865 | -142403526.4658 | 137530910.026 | -4872616.4398 | -550372165.0227 | 684393450.6673 | 134021285.6446 | 1002775410.7942 | -541878647.0103 | 460896763.7839 | 1417626850.4959 | -607514527.4535 | 810112323.0424 | 613326104.4131 | -471548005.6255 | 141778098.7876 | 156807892.5289 | 702501736.8746 | 859309629.4035 | 1767036743.8164 | -1315741217.5344 | 451295526.282 | 2078959380.1022 | -647458925.4224 | 1431500454.6798 | 700116925.2224 | -379706454.8566 | 320410470.3658 | 1000047112.8581 | -544272121.0698 | 455774991.7883 | 1270276005.6202 | -598417252.3581 | 671858753.2622 | 768619852.3612 | -263786952.1698 | 504832900.1913 | -635642667.0402 | 588637216.2038 | -47005450.8364
2049 | -978115969.2847 | 1671667467.8255 | 693551498.5408 | -730394808.0221 | 839727882.1711 | 109333074.149 | -2422246728.9759 | 2013051303.6344 | -409195425.3415 | 757029568.4609 | -725305060.1217 | 31724508.3392 | -2498485118.7308 | 1881918355.9573 | -616566762.7735 | -416365724.8713 | 370934767.6599 | -45430957.2114 | -549275070.9484 | 686321389.3768 | 137046318.4284 | 771824404.9477 | -349933723.4688 | 421890681.4789 | 1666013621.1348 | -848354635.6605 | 817658985.4743 | 329730705.7201 | -235026173.4236 | 94704532.2965 | -21508558.0023 | 878102370.3589 | 856593812.3566 | 1828603449.1303 | -1382696788.5223 | 445906660.608 | 2118763218.1381 | -641107324.3585 | 1477655893.7797 | 470008721.5747 | -187812038.9281 | 282196682.6466 | 769091965.5607 | -352149396.56 | 416942569.0007 | 1212482357.2674 | -561893431.1347 | 650588926.1326 | 726758961.9861 | -229856931.0716 | 496902030.9144 | -872496713.7031 | 785634560.6278 | -86862153.0753

## Generation investment
Generation investment
Summary
(1) Accelerated generation investment is a key driver of benefits .
(2) The proposal brings generation investment forward, on average. Though when generation costs are low this only occurs early in the CBA analysis horizon.
(3) There are, however, periods where investment is higher under the baseline, reflecting relative differences in demand and prices due to:
(a) prior investment moderating prices and delayin the need for new investment
(b) higher demand under the baseline, including because of increased demand to charge batteries.
| Central | [6 empty] | Central - with doubling of demand growth | [6 empty] | Central - with halving of demand growth | [6 empty] | Central - with 10% increase in generation costs | [7 empty] | Central - with 10% reduction in generation costs | [6 empty] | Central - with implementation in 2024
| Cumulative peak MW | [6 empty] | Cumulative peak MW | [6 empty] | Cumulative peak MW | [6 empty] | Cumulative peak MW | [7 empty] | Cumulative change in consumer, producer and total surplus | [6 empty] | Cumulative change in consumer, producer and total surplus
| Alternative | [6 empty] | Alternative - with doubling of demand growth | [6 empty] | Alternative - with halving of demand growth | [6 empty] | Alternative - with 10% increase in generation costs | [7 empty] | Alternative - with 10% reduction in generation costs
| Cumulative peak MW | [6 empty] | Cumulative peak MW | [6 empty] | Cumulative peak MW | [6 empty] | Cumulative peak MW | [7 empty] | Cumulative change in consumer, producer and total surplus
Future only
Cumulative peak MW
HVDC only
Cumulative peak MW
| Alternative |  | Alternative_Double_demand |  | Alternative_Half_demand |  | Alternative_High_battery_cost |  | Alternative_High_generation_cost |  | Alternative_Low_battery_cost |  | Alternative_Low_generation_cost |  | Central |  | Double_demand |  | Future_only |  | Half_demand |  | High_battery_cost |  | High_generation_cost |  | Implementation_in_2024 |  | Low_battery_cost |  | Low_generation_cost |  | No_decommissioning |  | HVDC_only
Row Labels | Sum of Baseline_cumulative_investment_MW | Sum of Proposal_cumulative_investment_MW | Sum of Baseline_cumulative_investment_MW | Sum of Proposal_cumulative_investment_MW | Sum of Baseline_cumulative_investment_MW | Sum of Proposal_cumulative_investment_MW | Sum of Baseline_cumulative_investment_MW | Sum of Proposal_cumulative_investment_MW | Sum of Baseline_cumulative_investment_MW | Sum of Proposal_cumulative_investment_MW | Sum of Baseline_cumulative_investment_MW | Sum of Proposal_cumulative_investment_MW | Sum of Baseline_cumulative_investment_MW | Sum of Proposal_cumulative_investment_MW | Sum of Baseline_cumulative_investment_MW | Sum of Proposal_cumulative_investment_MW | Sum of Baseline_cumulative_investment_MW | Sum of Proposal_cumulative_investment_MW | Sum of Baseline_cumulative_investment_MW | Sum of Proposal_cumulative_investment_MW | Sum of Baseline_cumulative_investment_MW | Sum of Proposal_cumulative_investment_MW | Sum of Baseline_cumulative_investment_MW | Sum of Proposal_cumulative_investment_MW | Sum of Baseline_cumulative_investment_MW | Sum of Proposal_cumulative_investment_MW | Sum of Baseline_cumulative_investment_MW | Sum of Proposal_cumulative_investment_MW | Sum of Baseline_cumulative_investment_MW | Sum of Proposal_cumulative_investment_MW | Sum of Baseline_cumulative_investment_MW | Sum of Proposal_cumulative_investment_MW | Sum of Baseline_cumulative_investment_MW | Sum of Proposal_cumulative_investment_MW | Sum of Baseline_cumulative_investment_MW | Sum of Proposal_cumulative_investment_MW
2008
2009
2010
2011
2012
2013
2014
2015
2016
2017
2018
2019 | 0 | 0 | 0 | 0 | 0 | 0 | 0 | 0 | 0 | 0 | 0 | 0 | 0 | 0 | 0 | 0 | 0 | 0 | 0 | 0 | 0 | 0 | 0 | 0 | 0 | 0 | 0 | 0 | 0 | 0 | 0 | 0 | 0 | 0 | 0 | 0
2020 | 95 | 95 | 95 | 95 | 95 | 95 | 95 | 95 | 95 | 95 | 95 | 95 | 95 | 95 | 95 | 95 | 95 | 95 | 95 | 95 | 95 | 95 | 95 | 95 | 95 | 95 | 95 | 95 | 95 | 95 | 95 | 95 | 95 | 95 | 95 | 95
2021 | 112 | 112 | 112 | 112 | 112 | 112 | 112 | 112 | 95 | 95 | 112 | 112 | 112 | 112 | 112 | 112 | 112 | 112 | 112 | 112 | 112 | 112 | 112 | 112 | 95 | 95 | 112 | 112 | 112 | 112 | 112 | 112 | 112 | 112 | 112 | 112
2022 | 112 | 112 | 112 | 112 | 112 | 112 | 112 | 112 | 112 | 112 | 112 | 112 | 112 | 112 | 112 | 112 | 112 | 112 | 112 | 112 | 112 | 112 | 112 | 112 | 112 | 112 | 112 | 112 | 112 | 112 | 112 | 112 | 112 | 112 | 112 | 112
2023 | 112 | 112 | 112 | 112 | 112 | 112 | 112 | 112 | 112 | 112 | 112 | 112 | 112 | 112 | 112 | 112 | 112 | 112 | 112 | 112 | 112 | 112 | 112 | 112 | 112 | 112 | 112 | 112 | 112 | 112 | 112 | 147 | 112 | 112 | 112 | 112
2024 | 112 | 112 | 112 | 112 | 112 | 112 | 112 | 112 | 112 | 112 | 112 | 112 | 112 | 112 | 112 | 112 | 112 | 112 | 112 | 112 | 112 | 112 | 112 | 112 | 112 | 112 | 112 | 112 | 112 | 112 | 112 | 147 | 112 | 112 | 112 | 112
2025 | 147 | 147 | 147 | 147 | 147 | 147 | 147 | 147 | 147 | 147 | 147 | 147 | 147 | 147 | 147 | 147 | 147 | 147 | 147 | 147 | 147 | 147 | 147 | 147 | 147 | 147 | 147 | 147 | 147 | 147 | 147 | 147 | 147 | 147 | 147 | 147
2026 | 147 | 147 | 147 | 147 | 147 | 147 | 147 | 147 | 147 | 147 | 147 | 147 | 147 | 147 | 147 | 147 | 147 | 147 | 147 | 147 | 147 | 147 | 147 | 147 | 147 | 147 | 147 | 147 | 147 | 147 | 147 | 199.5 | 147 | 147 | 147 | 147
2027 | 147 | 147 | 147 | 147 | 147 | 147 | 147 | 147 | 147 | 147 | 147 | 147 | 147 | 147 | 147 | 199.5 | 147 | 199.5 | 147 | 147 | 147 | 199.5 | 147 | 199.5 | 147 | 147 | 147 | 199.5 | 147 | 199.5 | 147 | 199.5 | 147 | 147 | 147 | 199.5
2028 | 147 | 147 | 147 | 147 | 147 | 147 | 147 | 147 | 147 | 147 | 147 | 147 | 394 | 394 | 147 | 199.5 | 147 | 199.5 | 147 | 394 | 147 | 199.5 | 147 | 199.5 | 147 | 147 | 147 | 199.5 | 147 | 199.5 | 394 | 199.5 | 147 | 147 | 147 | 199.5
2029 | 147 | 147 | 394 | 394 | 147 | 147 | 147 | 147 | 147 | 147 | 147 | 147 | 394 | 394 | 147 | 199.5 | 394 | 516.5 | 147 | 394 | 147 | 199.5 | 147 | 199.5 | 147 | 199.5 | 147 | 199.5 | 147 | 199.5 | 394 | 199.5 | 147 | 199.5 | 147 | 199.5
2030 | 394 | 394 | 394 | 394 | 147 | 147 | 394 | 394 | 147 | 147 | 394 | 394 | 394 | 394 | 394 | 199.5 | 394 | 516.5 | 394 | 394 | 147 | 199.5 | 394 | 199.5 | 147 | 199.5 | 394 | 199.5 | 394 | 199.5 | 394 | 516.5 | 147 | 199.5 | 394 | 199.5
2031 | 446.5 | 446.5 | 394 | 394 | 394 | 147 | 446.5 | 446.5 | 147 | 147 | 446.5 | 446.5 | 446.5 | 446.5 | 446.5 | 199.5 | 394 | 516.5 | 446.5 | 446.5 | 394 | 516.5 | 446.5 | 199.5 | 147 | 199.5 | 446.5 | 199.5 | 446.5 | 199.5 | 446.5 | 516.5 | 147 | 199.5 | 446.5 | 199.5
2032 | 516.5 | 516.5 | 394 | 394 | 394 | 394 | 516.5 | 516.5 | 147 | 147 | 516.5 | 516.5 | 516.5 | 516.5 | 516.5 | 516.5 | 394 | 516.5 | 516.5 | 516.5 | 394 | 516.5 | 516.5 | 516.5 | 147 | 516.5 | 516.5 | 516.5 | 516.5 | 516.5 | 516.5 | 516.5 | 147 | 199.5 | 516.5 | 516.5
2033 | 516.5 | 516.5 | 446.5 | 446.5 | 394 | 446.5 | 516.5 | 516.5 | 147 | 394 | 516.5 | 516.5 | 516.5 | 516.5 | 516.5 | 516.5 | 446.5 | 516.5 | 516.5 | 516.5 | 394 | 516.5 | 516.5 | 516.5 | 147 | 516.5 | 516.5 | 516.5 | 516.5 | 516.5 | 516.5 | 516.5 | 147 | 199.5 | 516.5 | 516.5
2034 | 516.5 | 516.5 | 589.714 | 589.714 | 394 | 516.5 | 516.5 | 516.5 | 394 | 394 | 516.5 | 516.5 | 589.714 | 589.714 | 516.5 | 516.5 | 589.714 | 589.714 | 516.5 | 589.714 | 394 | 516.5 | 516.5 | 516.5 | 394 | 516.5 | 516.5 | 516.5 | 516.5 | 516.5 | 589.714 | 516.5 | 394 | 516.5 | 516.5 | 516.5
2035 | 589.714 | 589.714 | 589.714 | 589.714 | 446.5 | 516.5 | 589.714 | 589.714 | 446.5 | 394 | 589.714 | 589.714 | 589.714 | 589.714 | 589.714 | 589.714 | 589.714 | 589.714 | 589.714 | 589.714 | 446.5 | 589.714 | 589.714 | 589.714 | 446.5 | 516.5 | 589.714 | 589.714 | 589.714 | 589.714 | 589.714 | 589.714 | 394 | 516.5 | 589.714 | 589.714
2036 | 589.714 | 589.714 | 589.714 | 589.714 | 589.714 | 516.5 | 589.714 | 589.714 | 589.714 | 394 | 589.714 | 589.714 | 589.714 | 589.714 | 589.714 | 589.714 | 589.714 | 589.714 | 589.714 | 589.714 | 589.714 | 589.714 | 589.714 | 589.714 | 589.714 | 589.714 | 589.714 | 589.714 | 589.714 | 589.714 | 589.714 | 589.714 | 394 | 516.5 | 589.714 | 589.714
2037 | 589.714 | 589.714 | 589.714 | 589.714 | 589.714 | 589.714 | 589.714 | 589.714 | 589.714 | 394 | 589.714 | 589.714 | 589.714 | 671.0628 | 589.714 | 589.714 | 589.714 | 643.0788 | 589.714 | 589.714 | 589.714 | 589.714 | 589.714 | 589.714 | 589.714 | 589.714 | 589.714 | 589.714 | 589.714 | 589.714 | 589.714 | 589.714 | 446.5 | 516.5 | 589.714 | 589.714
2038 | 671.0628 | 589.714 | 671.0628 | 671.0628 | 589.714 | 589.714 | 589.714 | 589.714 | 589.714 | 446.5 | 671.0628 | 589.714 | 671.0628 | 671.0628 | 671.0628 | 589.714 | 671.0628 | 643.0788 | 671.0628 | 643.0788 | 589.714 | 589.714 | 589.714 | 589.714 | 589.714 | 589.714 | 671.0628 | 589.714 | 671.0628 | 589.714 | 671.0628 | 643.0788 | 589.714 | 589.714 | 671.0628 | 589.714
2039 | 671.0628 | 589.714 | 671.0628 | 671.0628 | 589.714 | 589.714 | 671.0628 | 671.0628 | 589.714 | 589.714 | 671.0628 | 671.0628 | 736.1419 | 671.0628 | 671.0628 | 643.0788 | 671.0628 | 643.0788 | 671.0628 | 643.0788 | 589.714 | 643.0788 | 671.0628 | 643.0788 | 589.714 | 589.714 | 671.0628 | 643.0788 | 671.0628 | 643.0788 | 736.1419 | 643.0788 | 589.714 | 589.714 | 671.0628 | 643.0788
2040 | 671.0628 | 671.0628 | 671.0628 | 671.0628 | 589.714 | 589.714 | 671.0628 | 671.0628 | 589.714 | 589.714 | 671.0628 | 671.0628 | 736.1419 | 736.1419 | 671.0628 | 643.0788 | 671.0628 | 643.0788 | 671.0628 | 643.0788 | 589.714 | 643.0788 | 671.0628 | 643.0788 | 589.714 | 643.0788 | 671.0628 | 643.0788 | 671.0628 | 643.0788 | 736.1419 | 643.0788 | 589.714 | 643.0788 | 671.0628 | 643.0788
2041 | 671.0628 | 671.0628 | 671.0628 | 671.0628 | 671.0628 | 589.714 | 671.0628 | 671.0628 | 671.0628 | 589.714 | 671.0628 | 671.0628 | 736.1419 | 736.1419 | 671.0628 | 643.0788 | 671.0628 | 708.1579 | 671.0628 | 643.0788 | 671.0628 | 643.0788 | 671.0628 | 643.0788 | 671.0628 | 643.0788 | 671.0628 | 643.0788 | 671.0628 | 643.0788 | 736.1419 | 708.1579 | 671.0628 | 643.0788 | 671.0628 | 643.0788
2042 | 671.0628 | 671.0628 | 736.1419 | 736.1419 | 671.0628 | 671.0628 | 671.0628 | 671.0628 | 671.0628 | 589.714 | 671.0628 | 671.0628 | 736.1419 | 736.1419 | 671.0628 | 708.1579 | 736.1419 | 708.1579 | 671.0628 | 708.1579 | 671.0628 | 708.1579 | 671.0628 | 708.1579 | 671.0628 | 643.0788 | 671.0628 | 708.1579 | 671.0628 | 708.1579 | 736.1419 | 708.1579 | 671.0628 | 643.0788 | 671.0628 | 643.0788
2043 | 736.1419 | 736.1419 | 736.1419 | 817.4907 | 671.0628 | 671.0628 | 736.1419 | 671.0628 | 671.0628 | 671.0628 | 736.1419 | 671.0628 | 736.1419 | 736.1419 | 736.1419 | 708.1579 | 736.1419 | 708.1579 | 736.1419 | 708.1579 | 671.0628 | 708.1579 | 736.1419 | 708.1579 | 671.0628 | 643.0788 | 736.1419 | 708.1579 | 736.1419 | 708.1579 | 736.1419 | 708.1579 | 671.0628 | 643.0788 | 736.1419 | 643.0788
2044 | 736.1419 | 736.1419 | 736.1419 | 817.4907 | 671.0628 | 671.0628 | 817.4907 | 736.1419 | 671.0628 | 671.0628 | 736.1419 | 736.1419 | 736.1419 | 817.4907 | 736.1419 | 708.1579 | 736.1419 | 773.2369 | 736.1419 | 708.1579 | 671.0628 | 708.1579 | 817.4907 | 708.1579 | 671.0628 | 708.1579 | 736.1419 | 708.1579 | 736.1419 | 708.1579 | 736.1419 | 773.2369 | 671.0628 | 708.1579 | 736.1419 | 708.1579
2045 | 736.1419 | 736.1419 | 817.4907 | 817.4907 | 671.0628 | 736.1419 | 817.4907 | 817.4907 | 736.1419 | 671.0628 | 736.1419 | 817.4907 | 817.4907 | 817.4907 | 736.1419 | 773.2369 | 817.4907 | 838.316 | 736.1419 | 773.2369 | 671.0628 | 773.2369 | 817.4907 | 773.2369 | 736.1419 | 708.1579 | 736.1419 | 773.2369 | 736.1419 | 773.2369 | 817.4907 | 773.2369 | 736.1419 | 708.1579 | 736.1419 | 789.5067
2046 | 736.1419 | 736.1419 | 882.5698 | 882.5698 | 736.1419 | 736.1419 | 817.4907 | 817.4907 | 736.1419 | 736.1419 | 817.4907 | 817.4907 | 817.4907 | 817.4907 | 736.1419 | 773.2369 | 882.5698 | 838.316 | 736.1419 | 773.2369 | 736.1419 | 773.2369 | 817.4907 | 773.2369 | 736.1419 | 773.2369 | 736.1419 | 773.2369 | 817.4907 | 773.2369 | 817.4907 | 773.2369 | 736.1419 | 773.2369 | 736.1419 | 789.5067
2047 | 817.4907 | 817.4907 | 882.5698 | 882.5698 | 736.1419 | 736.1419 | 817.4907 | 817.4907 | 736.1419 | 736.1419 | 817.4907 | 817.4907 | 817.4907 | 817.4907 | 817.4907 | 773.2369 | 882.5698 | 838.316 | 817.4907 | 773.2369 | 736.1419 | 773.2369 | 817.4907 | 773.2369 | 736.1419 | 838.316 | 817.4907 | 773.2369 | 817.4907 | 773.2369 | 817.4907 | 773.2369 | 817.4907 | 773.2369 | 817.4907 | 789.5067
2048 | 882.5698 | 817.4907 | 882.5698 | 882.5698 | 736.1419 | 817.4907 | 882.5698 | 817.4907 | 736.1419 | 736.1419 | 817.4907 | 817.4907 | 817.4907 | 817.4907 | 882.5698 | 773.2369 | 882.5698 | 838.316 | 882.5698 | 838.316 | 736.1419 | 773.2369 | 882.5698 | 773.2369 | 736.1419 | 838.316 | 882.5698 | 773.2369 | 817.4907 | 773.2369 | 817.4907 | 838.316 | 817.4907 | 838.316 | 882.5698 | 854.5858
2049 | 882.5698 | 817.4907 | 882.5698 | 947.6488 | 817.4907 | 817.4907 | 882.5698 | 817.4907 | 817.4907 | 736.1419 | 882.5698 | 817.4907 | 882.5698 | 882.5698 | 882.5698 | 838.316 | 882.5698 | 919.6648 | 882.5698 | 838.316 | 817.4907 | 838.316 | 882.5698 | 838.316 | 817.4907 | 838.316 | 882.5698 | 838.316 | 882.5698 | 838.316 | 882.5698 | 838.316 | 882.5698 | 838.316 | 882.5698 | 854.5858

## summary_results
scenario | m_yr | pk_dCS | dg_dCS | sh_dCS | off_dCS | dCS | pk_dCS_nrg | dg_dCS_nrg | sh_dCS_nrg | off_dCS_nrg | dCS_nrg | pk_dCS_ic | dg_dCS_ic | sh_dCS_ic | off_dCS_ic | dCS_ic | dMW | dDG | dRev | Baseline_price | Baseline_energy_price | Baseline_peak_price | Baseline_peak_energy_price | Baseline_peak_DG_price | Baseline_peak_DG_energy_price | Baseline_shoulder_price | Baseline_shoulder_energy_price | Baseline_off_peak_price | Baseline_off_peak_energy_price | Baseline_MWh | Baseline_peak_MWh | Baseline_peak_DG_MWh | Baseline_shoulder_MWh | Baseline_off_peak_MWh | Baseline_battery_MW | Baseline_generator_earnings | Baseline_generator_charges | Proposal_price | Proposal_energy_price | Proposal_peak_price | Proposal_peak_energy_price | Proposal_peak_DG_price | Proposal_peak_DG_energy_price | Proposal_shoulder_price | Proposal_shoulder_energy_price | Proposal_off_peak_price | Proposal_off_peak_energy_price | Proposal_MWh | Proposal_peak_MWh | Proposal_peak_DG_MWh | Proposal_shoulder_MWh | Proposal_off_peak_MWh | Proposal_battery_MW | Proposal_investment_MW | Baseline_investment_MW | Proposal_cumulative_investment_MW | Baseline_cumulative_investment_MW | Proposal_capex | Baseline_capex | Proposal_cumulative_capex | Baseline_cumulative_capex | Proposal_generator_earnings | Proposal_generator_charges | dCS_net | dCS_net_cum | dCS_cum | dRev_gen | dPS | dPS_net | dPS_cum | dPS_net_cum | dTS | dTS_net | dTS_cum | dTS_net_cum | pk_dCS_PV | dg_dCS_PV | sh_dCS_PV | off_dCS_PV | dCS_PV | dCS_net_PV | pk_dCS_nrg_PV | dg_dCS_nrg_PV | sh_dCS_nrg_PV | off_dCS_nrg_PV | dCS_nrg_PV | pk_dCS_ic_PV | dg_dCS_ic_PV | sh_dCS_ic_PV | off_dCS_ic_PV | dCS_ic_PV | dPS_PV | dPS_net_PV | dTS_PV | dTS_net_PV | dDG_PV | dRev_PV | dRev_gen_PV | Baseline_generator_earnings_PV | Proposal_capex_PV | Baseline_capex_PV | Proposal_generator_earnings_PV | dCS_net_cum_PV | dCS_cum_PV | dPS_cum_PV | dTS_cum_PV | dTS_net_cum_PV | dPS_net_cum_PV
Alternative | 2008 | 0 | 0 | 0 | 0 | 0 | 0 | 0 | 0 | 0 | 0 | 0 | 0 | 0 | 0 | 0 | 0 | 0 | 0 | 222.835 | 177.0197 | 355.9702 | 236.8084 | 247.7358 | 236.6214 | 177.2594 | 170.1169 | 139.5568 | 132.0416 | 41261560.177 | 4827744.252 | 282869.1125 | 8626822.428 | 27524124.3845 | 0 |  | 100822072.5524 | 222.835 | 177.0197 | 355.9702 | 236.8084 | 247.7358 | 236.6214 | 177.2594 | 170.1169 | 139.5568 | 132.0416 | 41261560.177 | 4827744.252 | 282869.1125 | 8626822.428 | 27524124.3845 | 0 | [9 empty] | 100822072.5524 | 0 | 0 | 0 | 0 | [8 empty] | 0 | 0 | 0 | 0 | 0 | 0 | 0 | 0 | 0 | 0 | 0 | 0 | 0 | 0 | 0 | 0 |  |  |  |  | 0 | 0 | 0 |  |  |  |  | 0 | 0
Alternative | 2009 | 0 | 0 | 0 | 0 | 0 | 0 | 0 | 0 | 0 | 0 | 0 | 0 | 0 | 0 | 0 | 0 | 0 | 0 | 98.4761 | 62.53 | 195.022 | 95.401 | 109.1309 | 95.1257 | 63.4507 | 59.672 | 39.2003 | 37.3931 | 39602848.455 | 4781931.383 | 228048.021 | 8373054.736 | 26219814.315 | -269.825 |  | 110628296.0159 | 98.4761 | 62.53 | 195.022 | 95.401 | 109.1309 | 95.1257 | 63.4507 | 59.672 | 39.2003 | 37.3931 | 39602848.455 | 4781931.383 | 228048.021 | 8373054.736 | 26219814.315 | -269.825 | [9 empty] | 110628296.0159 | 0 | 0 | 0 | 0 | [8 empty] | 0 | 0 | 0 | 0 | 0 | 0 | 0 | 0 | 0 | 0 | 0 | 0 | 0 | 0 | 0 | 0 |  |  |  |  | 0 | 0 | 0 |  |  |  |  | 0 | 0
Alternative | 2010 | 0 | 0 | 0 | 0 | 0 | 0 | 0 | 0 | 0 | 0 | 0 | 0 | 0 | 0 | 0 | 0 | 0 | 0 | 115.9474 | 75.0646 | 201.1316 | 87.9426 | 97.9933 | 87.7062 | 84.4326 | 79.755 | 64.8128 | 62.6532 | 40939219.298 | 4741764.959 | 250531.468 | 8609720.309 | 27337202.562 | -102.054 |  | 115634004.5155 | 115.9474 | 75.0646 | 201.1316 | 87.9426 | 97.9933 | 87.7062 | 84.4326 | 79.755 | 64.8128 | 62.6532 | 40939219.298 | 4741764.959 | 250531.468 | 8609720.309 | 27337202.562 | -102.054 | [9 empty] | 115634004.5155 | 0 | 0 | 0 | 0 | [8 empty] | 0 | 0 | 0 | 0 | 0 | 0 | 0 | 0 | 0 | 0 | 0 | 0 | 0 | 0 | 0 | 0 |  |  |  |  | 0 | 0 | 0 |  |  |  |  | 0 | 0
Alternative | 2011 | 0 | 0 | 0 | 0 | 0 | 0 | 0 | 0 | 0 | 0 | 0 | 0 | 0 | 0 | 0 | 0 | 0 | 0 | 101.3344 | 67.4736 | 181.5052 | 90.6321 | 95.3539 | 89.6583 | 72.3432 | 65.7461 | 52.5564 | 49.6632 | 41114178.262 | 4752964.725 | 275946.602 | 8622751.24 | 27462515.695 | 66.336 |  | 108065577.627 | 101.3344 | 67.4736 | 181.5052 | 90.6321 | 95.3539 | 89.6583 | 72.3432 | 65.7461 | 52.5564 | 49.6632 | 41114178.262 | 4752964.725 | 275946.602 | 8622751.24 | 27462515.695 | 66.336 | [9 empty] | 108065577.627 | 0 | 0 | 0 | 0 | [8 empty] | 0 | 0 | 0 | 0 | 0 | 0 | 0 | 0 | 0 | 0 | 0 | 0 | 0 | 0 | 0 | 0 |  |  |  |  | 0 | 0 | 0 |  |  |  |  | 0 | 0
Alternative | 2012 | 0 | 0 | 0 | 0 | 0 | 0 | 0 | 0 | 0 | 0 | 0 | 0 | 0 | 0 | 0 | 0 | 0 | 0 | 153.4623 | 110.6784 | 242.8116 | 128.5609 | 135.7194 | 128.2835 | 120.4356 | 114.6827 | 99.7791 | 94.5508 | 40660356.413 | 4636441.846 | 296628.236 | 8528166.74 | 27199119.591 | 59.13 |  | 101290563.8065 | 153.4623 | 110.6784 | 242.8116 | 128.5609 | 135.7194 | 128.2835 | 120.4356 | 114.6827 | 99.7791 | 94.5508 | 40660356.413 | 4636441.846 | 296628.236 | 8528166.74 | 27199119.591 | 59.13 | [9 empty] | 101290563.8065 | 0 | 0 | 0 | 0 | [8 empty] | 0 | 0 | 0 | 0 | 0 | 0 | 0 | 0 | 0 | 0 | 0 | 0 | 0 | 0 | 0 | 0 |  |  |  |  | 0 | 0 | 0 |  |  |  |  | 0 | 0
Alternative | 2013 | 0 | 0 | 0 | 0 | 0 | 0 | 0 | 0 | 0 | 0 | 0 | 0 | 0 | 0 | 0 | 0 | 0 | 0 | 128.9149 | 79.1418 | 224.721 | 86.4201 | 90.5413 | 85.5662 | 91.7316 | 86.131 | 72.7679 | 70.2336 | 40064639.297 | 4495056.824 | 315107.072 | 8408150.725 | 26846324.676 | 44.402 |  | 141601259.1533 | 128.9149 | 79.1418 | 224.721 | 86.4201 | 90.5413 | 85.5662 | 91.7316 | 86.131 | 72.7679 | 70.2336 | 40064639.297 | 4495056.824 | 315107.072 | 8408150.725 | 26846324.676 | 44.402 | [9 empty] | 141601259.1533 | 0 | 0 | 0 | 0 | [8 empty] | 0 | 0 | 0 | 0 | 0 | 0 | 0 | 0 | 0 | 0 | 0 | 0 | 0 | 0 | 0 | 0 |  |  |  |  | 0 | 0 | 0 |  |  |  |  | 0 | 0
Alternative | 2014 | 0 | 0 | 0 | 0 | 0 | 0 | 0 | 0 | 0 | 0 | 0 | 0 | 0 | 0 | 0 | 0 | 0 | 0 | 124.2496 | 77.7268 | 221.5562 | 92.3317 | 97.0214 | 91.9174 | 84.5437 | 79.9298 | 67.6962 | 65.033 | 40093316.445 | 4491379.478 | 338160.091 | 8413164.722 | 26850612.154 | -9.904 |  | 175441488.8446 | 124.2496 | 77.7268 | 221.5562 | 92.3317 | 97.0214 | 91.9174 | 84.5437 | 79.9298 | 67.6962 | 65.033 | 40093316.445 | 4491379.478 | 338160.091 | 8413164.722 | 26850612.154 | -9.904 | [9 empty] | 175441488.8446 | 0 | 0 | 0 | 0 | [8 empty] | 0 | 0 | 0 | 0 | 0 | 0 | 0 | 0 | 0 | 0 | 0 | 0 | 0 | 0 | 0 | 0 |  |  |  |  | 0 | 0 | 0 |  |  |  |  | 0 | 0
Alternative | 2015 | 0 | 0 | 0 | 0 | 0 | 0 | 0 | 0 | 0 | 0 | 0 | 0 | 0 | 0 | 0 | 0 | 0 | 0 | 126.5799 | 74.1005 | 223.882 | 75.9142 | 79.3821 | 75.4536 | 79.8433 | 76.4746 | 73.7905 | 71.6092 | 41050345.9 | 4591697.434 | 371084.042 | 8612380.534 | 27475183.89 | 111.76 |  | 183604863.8889 | 126.5799 | 74.1005 | 223.882 | 75.9142 | 79.3821 | 75.4536 | 79.8433 | 76.4746 | 73.7905 | 71.6092 | 41050345.9 | 4591697.434 | 371084.042 | 8612380.534 | 27475183.89 | 111.76 | [9 empty] | 183604863.8889 | 0 | 0 | 0 | 0 | [8 empty] | 0 | 0 | 0 | 0 | 0 | 0 | 0 | 0 | 0 | 0 | 0 | 0 | 0 | 0 | 0 | 0 |  |  |  |  | 0 | 0 | 0 |  |  |  |  | 0 | 0
Alternative | 2016 | 0 | 0 | 0 | 0 | 0 | 0 | 0 | 0 | 0 | 0 | 0 | 0 | 0 | 0 | 0 | 0 | 0 | 0 | 118.9116 | 66.8003 | 221.8348 | 76.7035 | 83.2582 | 76.3436 | 68.0214 | 63.9106 | 63.2479 | 60.1327 | 41030948.485 | 4544238.781 | 372593.37 | 8584774.075 | 27529342.259 | -65.832 |  | 176394458.0176 | 118.9116 | 66.8003 | 221.8348 | 76.7035 | 83.2582 | 76.3436 | 68.0214 | 63.9106 | 63.2479 | 60.1327 | 41030948.485 | 4544238.781 | 372593.37 | 8584774.075 | 27529342.259 | -65.832 | [9 empty] | 176394458.0176 | 0 | 0 | 0 | 0 | [8 empty] | 0 | 0 | 0 | 0 | 0 | 0 | 0 | 0 | 0 | 0 | 0 | 0 | 0 | 0 | 0 | 0 |  |  |  |  | 0 | 0 | 0 |  |  |  |  | 0 | 0
Alternative | 2017 | 0 | 0 | 0 | 0 | 0 | 0 | 0 | 0 | 0 | 0 | 0 | 0 | 0 | 0 | 0 | 0 | 0 | 0 | 135.3876 | 84.6124 | 268.1301 | 126.9731 | 132.8069 | 126.7204 | 81.1155 | 76.9617 | 57.1547 | 53.9688 | 40770953.213 | 4513235.66 | 385997.013 | 8518439.129 | 27353281.411 | 40.37 |  | 155621570.0617 | 135.3876 | 84.6124 | 268.1301 | 126.9731 | 132.8069 | 126.7204 | 81.1155 | 76.9617 | 57.1547 | 53.9688 | 40770953.213 | 4513235.66 | 385997.013 | 8518439.129 | 27353281.411 | 40.37 | [9 empty] | 155621570.0617 | 0 | 0 | 0 | 0 | [8 empty] | 0 | 0 | 0 | 0 | 0 | 0 | 0 | 0 | 0 | 0 | 0 | 0 | 0 | 0 | 0 | 0 |  |  |  |  | 0 | 0 | 0 |  |  |  |  | 0 | 0
Alternative | 2018 | 0 | 0 | 0 | 0 | 0 | 0 | 0 | 0 | 0 | 0 | 0 | 0 | 0 | 0 | 0 | 0 | 0 | 0 | 135.7799 | 81.9117 | 253.6695 | 102.5411 | 107.6094 | 102.5411 | 84.0681 | 79.9122 | 68.7001 | 66.2216 | 41010567.718 | 4564981.652 | 387315.2631 | 8568387.1645 | 27489883.6385 | 0 | 1714652821.0135 | 155584101.2 | 135.7799 | 81.9117 | 253.6695 | 102.5411 | 107.6094 | 102.5411 | 84.0681 | 79.9122 | 68.7001 | 66.2216 | 41010567.718 | 4564981.652 | 387315.2631 | 8568387.1645 | 27489883.6385 | 0 | [8 empty] | 1714652821.0135 | 155584101.2 | 0 | 0 | 0 | 0 | 0 | 0 | 0 | 0 | 0 | 0 | 0 | 0 | 0 | 0 | 0 | 0 | 0 | 0 | 0 | 0 | 0 | 0 | 0 | 0 | 0 | 0 | 0 | 0 | 0 | 0 | 0 | 0 | 0 | 0 | 0 | 1817531990.2743 |  |  | 1817531990.2743 | 0 | 0 | 0 | 0 | 0 | 0
Alternative | 2019 | 0 | 0 | 0 | 0 | 0 | 0 | 0 | 0 | 0 | 0 | 0 | 0 | 0 | 0 | 0 | 0 | 0 | 0 | 156.9148 | 104.8307 | 304.144 | 158.526 | 163.7872 | 158.526 | 96.25 | 92.0149 | 70.0331 | 67.355 | 41698415.8096 | 4634500.4494 | 389874.2527 | 8694848.3028 | 27979192.8047 | 0 | 2065248001.0665 | 150953074.5 | 156.9148 | 104.8307 | 304.144 | 158.526 | 163.7872 | 158.526 | 96.25 | 92.0149 | 70.0331 | 67.355 | 41698415.8096 | 4634500.4494 | 389874.2527 | 8694848.3028 | 27979192.8047 | 0 | 0 | 0 | 0 | 0 | 0 | 0 | 0 | 0 | 2065248001.0665 | 150953074.5 | 0 | 0 | 0 | 0 | 0 | 0 | 0 | 0 | 0 | 0 | 0 | 0 | 0 | 0 | 0 | 0 | 0 | 0 | 0 | 0 | 0 | 0 | 0 | 0 | 0 | 0 | 0 | 0 | 0 | 0 | 0 | 0 | 0 | 0 | 0 | 2065248001.0665 | 0 | 0 | 2065248001.0665 | 0 | 0 | 0 | 0 | 0 | 0
Alternative | 2020 | 0 | 0 | 0 | 0 | 0 | 0 | 0 | 0 | 0 | 0 | 0 | 0 | 0 | 0 | 0 | 0 | 0 | 0 | 163.0006 | 111.5761 | 307.4235 | 164.5074 | 171.3146 | 164.5074 | 103.8745 | 98.9569 | 77.5546 | 74.6273 | 41986742.2338 | 4675591.2484 | 392563.8181 | 8756515.5907 | 28162071.5767 | 0 | 2245610217.7482 | 126307495.7 | 163.0006 | 111.5761 | 307.4235 | 164.5074 | 171.3146 | 164.5074 | 103.8745 | 98.9569 | 77.5546 | 74.6273 | 41986742.2338 | 4675591.2484 | 392563.8181 | 8756515.5907 | 28162071.5767 | 0 | 95 | 95 | 95 | 95 | 103810702.3 | 103810702.3 | 103810702.3 | 103810702.3 | 2245610217.7482 | 126307495.7 | 0 | 0 | 0 | 0 | 0 | 0 | 0 | 0 | 0 | 0 | 0 | 0 | 0 | 0 | 0 | 0 | 0 | 0 | 0 | 0 | 0 | 0 | 0 | 0 | 0 | 0 | 0 | 0 | 0 | 0 | 0 | 0 | 0 | 0 | 0 | 2118500205.4229 | 97934624.8113 | 97934624.8113 | 2118500205.4229 | 0 | 0 | 0 | 0 | 0 | 0
Alternative | 2021 | 0 | 0 | 0 | 0 | 0 | 0 | 0 | 0 | 0 | 0 | 0 | 0 | 0 | 0 | 0 | 0 | 0 | 0 | 163.62 | 112.0028 | 307.4471 | 164.5074 | 172.4371 | 164.5074 | 104.3155 | 98.9569 | 78.6954 | 75.5855 | 42328514.3335 | 4714799.8074 | 394976.5314 | 8830035.2112 | 28388702.7835 | 0 | 2276182673.1072 | 99119072.34 | 163.62 | 112.0028 | 307.4471 | 164.5074 | 172.4371 | 164.5074 | 104.3155 | 98.9569 | 78.6954 | 75.5855 | 42328514.3335 | 4714799.8074 | 394976.5314 | 8830035.2112 | 28388702.7835 | 0 | 17 | 17 | 112 | 112 | 41128931.45 | 41128931.45 | 144939633.75 | 144939633.75 | 2276182673.1072 | 99119072.34 | 0 | 0 | 0 | 0 | 0 | 0 | 0 | 0 | 0 | 0 | 0 | 0 | 0 | 0 | 0 | 0 | 0 | 0 | 0 | 0 | 0 | 0 | 0 | 0 | 0 | 0 | 0 | 0 | 0 | 0 | 0 | 0 | 0 | 0 | 0 | 2025794475.8875 | 36604602.5721 | 36604602.5721 | 2025794475.8875 | 0 | 0 | 0 | 0 | 0 | 0
Alternative | 2022 | 474191369.2756 | -6625048.7192 | -131034974.8405 | -401296102.3127 | -64764756.5967 | -81315550.6181 | -6625048.7192 | 0 | 20385147.3883 | -67555451.949 | 555506919.8937 | 2.0077e-09 | -131034974.8405 | -421681249.701 | 2790695.3522 | 0 | 0 | 1.2247e-07 | 165.9922 | 114.1275 | 311.3843 | 168.4498 | 176.7543 | 168.4498 | 104.8503 | 98.9569 | 80.6099 | 77.1888 | 42495337.7504 | 4738709.0309 | 395070.0398 | 8865821.4553 | 28495737.2244 | 1 | 2325892828.5414 | 96271373.37 | 141.2672 | 119.9168 | 211.8337 | 185.521 | 193.8255 | 185.521 | 119.6657 | 98.9569 | 94.7091 | 76.4726 | 42421407.2079 | 4787931.6787 | 381097.106 | 8823247.432 | 28429130.9912 | 1 | 0 | 0 | 112 | 112 | 0 | 0 | 144939633.75 | 144939633.75 | 2393762769.6727 | 96271373.37 | -64764756.5967 | -64764756.5967 | -64764756.5967 | 0 | 67869941.1314 | 67869941.1314 | 67869941.1314 | 67869941.1314 | 3105184.5346 | 3105184.5346 | 3105184.5346 | 3105184.5346 | 398140217.4913 | -5562518.6557 | -110019491.6277 | -336935945.7074 | -54377738.4995 | -54377738.4995 | -68274104.3093 | -5562518.6557 | 0 | 17115762.8347 | -56720860.1303 | 466414321.8007 | 1.6857e-09 | -110019491.6277 | -354051708.5421 | 2343121.6308 | 56984911.3121 | 56984911.3121 | 2607172.8126 | 2607172.8126 | 0 | 1.0283e-07 | 0 | 1952864469.1099 | 0 | 0 | 2009849380.422 | -54377738.4995 | -54377738.4995 | 56984911.3121 | 2607172.8126 | 2607172.8126 | 56984911.3121
Alternative | 2023 | 448640609.2993 | -8686685.3217 | -128642100.9852 | -405713936.33 | -94402113.3376 | -99834483.5783 | -8187189.3396 | 0 | 13900642.8102 | -94121030.1078 | 548475092.8776 | -499495.9821 | -128642100.9852 | -419614579.1402 | -281083.2298 | -4 | -2659962.8143 | 2.5611e-08 | 167.6937 | 115.3426 | 308.7244 | 164.5074 | 172.7185 | 164.5074 | 104.9116 | 98.9569 | 86.5853 | 83.0843 | 42257427.6392 | 4725292.4992 | 395721.3212 | 8832021.6514 | 28304392.1675 | 4 | 2386059957.7785 | 93505489.03 | 144.8714 | 122.6426 | 214.303 | 185.521 | 195.1064 | 185.521 | 119.5024 | 98.9569 | 100.9289 | 82.5928 | 42220732.709 | 4776613.4695 | 383507.463 | 8796867.7932 | 28263743.9834 | 0 | 0 | 0 | 112 | 112 | 0 | 0 | 144939633.75 | 144939633.75 | 2478994855.6616 | 93505489.03 | -94402113.3376 | -159166869.9343 | -159166869.9343 | 0 | 92934897.8831 | 92934897.8831 | 160804839.0144 | 160804839.0144 | -1467215.4545 | -1467215.4545 | 1637969.0801 | 1637969.0801 | 355365383.6972 | -6880668.3979 | -101896593.016 | -321363438.0543 | -74775315.771 | -74775315.771 | -79078261.815 | -6485020.7957 | 0 | 11010611.0849 | -74552671.5258 | 434443645.5122 | -395647.6022 | -101896593.016 | -332374049.1392 | -222644.2452 | 73613143.7068 | 73613143.7068 | -1162172.0641 | -1162172.0641 | -2106939.6897 | 2.0287e-08 | 0 | 1889982972.6623 | 0 | 0 | 1963596116.3692 | -129153054.2705 | -129153054.2705 | 130598055.019 | 1445000.7485 | 1445000.7485 | 130598055.019
Alternative | 2024 | 386435429.9175 | -14418822.6531 | -122768334.7676 | -427470827.7275 | -178222555.2307 | -170912978.7324 | -13944701.3515 | 10281283.8342 | 0 | -174576396.2496 | 557348408.6498 | -474121.3016 | -133049618.6018 | -427470827.7275 | -3646158.981 | -3 | -1817861.1031 | -1.0617e-07 | 184.1847 | 131.7366 | 339.4201 | 194.7769 | 202.9149 | 194.7769 | 120.1407 | 114.4504 | 92.2381 | 88.7285 | 42636666.731 | 4766963.9131 | 397628.483 | 8913506.1161 | 28558568.2188 | 3 | 3434799964.8724 | 90819068.77 | 166.45 | 144.2637 | 258.8283 | 230.423 | 239.8339 | 230.423 | 133.9456 | 113.2944 | 107.2185 | 88.7285 | 42591857.1352 | 4822481.483 | 384769.3967 | 8872768.2003 | 28511838.0551 | 0 | 0 | 0 | 112 | 112 | 0 | 0 | 144939633.75 | 144939633.75 | 3424943367.821 | 90819068.77 | -178222555.2307 | -337389425.165 | -337389425.165 | 0 | -9856597.0514 | -9856597.0514 | 150948241.963 | 150948241.963 | -188079152.2821 | -188079152.2821 | -186441183.202 | -186441183.202 | 288767033.2908 | -10774583.0706 | -91739641.5242 | -319431069.6812 | -133178260.9852 | -133178260.9852 | -127716120.2067 | -10420292.0531 | 7682773.3727 | 0 | -130453638.887 | 416483153.4975 | -354291.0176 | -99422414.8969 | -319431069.6812 | -2724622.0982 | -7365422.7033 | -7365422.7033 | -140543683.6885 | -140543683.6885 | -1358411.5664 | -7.9337e-08 | 0 | 2566682345.911 | 0 | 0 | 2559316923.2077 | -262331315.2557 | -262331315.2557 | 123232632.3157 | -139098682.94 | -139098682.94 | 123232632.3157
Alternative | 2025 | 455575822.0969 | -9439227.178 | -99337675.8902 | -436104092.7227 | -89305173.6941 | -104455749.9672 | -8496027.4244 | 35155456.8821 | 0 | -77796320.5095 | 560031572.064 | -943199.7537 | -134493132.7722 | -436104092.7227 | -11508853.1846 | -5 | -2774503.3073 | 2.0023e-08 | 230.9063 | 176.8341 | 454.7327 | 306.6893 | 316.1699 | 306.6893 | 145.0137 | 138.2039 | 93.5759 | 89.5787 | 42938818.964 | 4803379.3508 | 399422.012 | 8978787.8455 | 28757229.7557 | 5 | 3457733017.0606 | 89600253.61 | 207.8292 | 183.7994 | 360.4145 | 328.3149 | 340.3319 | 328.3149 | 156.1059 | 134.2783 | 108.7559 | 89.5787 | 42875253.7683 | 4856966.8209 | 386313.2494 | 8931862.8756 | 28700110.8225 | 0 | 35 | 35 | 147 | 147 | 113381610.1 | 113381610.1 | 258321243.85 | 258321243.85 | 3550053295.1925 | 89600253.61 | -89305173.6941 | -426694598.859 | -426694598.859 | -2.9802e-08 | 92320278.1319 | 92320278.1319 | 243268520.0949 | 243268520.0949 | 3015104.4378 | 3015104.4378 | -183426078.7641 | -183426078.7641 | 321162977.7567 | -6654282.6928 | -70029141.6815 | -307436176.8938 | -62956623.5114 | -62956623.5114 | -73637181.9489 | -5989364.0847 | 24783209.883 | 0 | -54843336.1506 | 394800159.7055 | -664918.6081 | -94812351.5645 | -307436176.8938 | -8113287.3609 | 65082153.1654 | 65082153.1654 | 2125529.654 | 2125529.654 | -1955915.351 | 1.4116e-08 | -2.1009e-08 | 2437565336.4031 | 79929561.132 | 79929561.132 | 2502647489.5685 | -325287938.7671 | -325287938.7671 | 188314785.4811 | -136973153.286 | -136973153.286 | 188314785.4811
Alternative | 2026 | 143433390.344 | -35396367.1849 | -90114844.6043 | -441348077.8743 | -423425899.3194 | -423385317.2375 | -34440848.9847 | 44803430.1486 | 0 | -413022736.0736 | 566818707.5815 | -955518.2002 | -134918274.7529 | -441348077.8743 | -10403163.2459 | -6 | -3066159.5535 | -2.6682e-07 | 235.6647 | 177.8138 | 464.3522 | 306.6893 | 322.1794 | 306.6893 | 151.512 | 143.1816 | 93.7779 | 89.5787 | 43172409.595 | 4829684.4902 | 401759.2341 | 9029241.8154 | 28911724.0553 | 6 | 3498998446.7844 | 88972624.71 | 235.6066 | 208.0506 | 434.7922 | 393.9318 | 411.937 | 393.9318 | 161.5237 | 138.2039 | 109.0661 | 89.5787 | 43061917.3527 | 4876259.2701 | 387783.8362 | 8972626.6791 | 28825247.5673 | 0 | 0 | 0 | 147 | 147 | 0 | 0 | 258321243.85 | 258321243.85 | 3899734147.675 | 88972624.71 | -423425899.3194 | -850120498.1785 | -850120498.1785 | 0 | 400735700.8906 | 400735700.8906 | 644004220.9855 | 644004220.9855 | -22690198.4289 | -22690198.4289 | -206116277.193 | -206116277.193 | 95391396.5793 | -23540605.7927 | -59931518.4471 | -293521678.7738 | -281602406.4343 | -281602406.4343 | -281575417.032 | -22905131.6165 | 29796839.935 | 0 | -274683708.7135 | 376966813.6113 | -635474.1762 | -89728358.3821 | -293521678.7738 | -6918697.7208 | 266512128.5597 | 266512128.5597 | -15090277.8746 | -15090277.8746 | -2039171.2226 | -1.7745e-07 | 0 | 2327033807.5875 | 0 | 0 | 2593545936.1472 | -606890345.2014 | -606890345.2014 | 454826914.0408 | -152063431.1606 | -152063431.1606 | 454826914.0408
Alternative | 2027 | 245255358.9607 | -27771826.8254 | -135652853.0344 | -445323460.7541 | -363492781.6532 | -320859271.6429 | -26054352.6789 | 0 | 0 | -346913624.3219 | 566114630.6036 | -1717474.1465 | -135652853.0344 | -445323460.7541 | -16579157.3314 | -5 | -2367833.5381 | 1.0943e-07 | 246.3211 | 187.8969 | 487.3857 | 328.3149 | 343.5412 | 328.3149 | 163.7589 | 155.0971 | 93.8422 | 89.5787 | 43431824.0695 | 4858721.3898 | 404104.8699 | 9085773.7119 | 29083224.0979 | 5 | 3654918283.6274 | 86416434.01 | 239.89 | 211.3755 | 437.2109 | 393.9318 | 413.5383 | 393.9318 | 178.726 | 155.0971 | 109.1652 | 89.5787 | 43395337.3195 | 4921067.5853 | 390031.6679 | 9042481.6878 | 29041756.3785 | 0 | 0 | 0 | 147 | 147 | 0 | 0 | 258321243.85 | 258321243.85 | 3992485557.7568 | 86416434.01 | -363492781.6532 | -1213613279.8317 | -1213613279.8317 | -1.4901e-08 | 337567274.1295 | 337567274.1295 | 981571495.1149 | 981571495.1149 | -25925507.5238 | -25925507.5238 | -232041784.7168 | -232041784.7168 | 153876246.3498 | -17424387.725 | -85110278.2016 | -279401448.5259 | -228059868.1027 | -228059868.1027 | -201311076.4885 | -16346823.1981 | 0 | 0 | -217657899.6866 | 355187322.8383 | -1077564.527 | -85110278.2016 | -279401448.5259 | -10401968.4161 | 211793883.949 | 211793883.949 | -16265984.1537 | -16265984.1537 | -1485608.0551 | 6.8658e-08 | -9.3492e-09 | 2293140947.3912 | 0 | 0 | 2504934831.3402 | -834950213.3041 | -834950213.3041 | 666620797.9898 | -168329415.3144 | -168329415.3144 | 666620797.9898
Alternative | 2028 | 555985874.9649 | -2691430.2029 | 94429678.1154 | -459331986.2775 | 188392136.5999 | 0 | 0 | 236028253.9008 | 0 | 236028253.9008 | 555985874.9649 | -2691430.2029 | -141598575.7853 | -459331986.2775 | -47636117.3009 | -11 | -4859760.7155 | -1.9185e-07 | 273.8666 | 213.1626 | 558.7193 | 393.9318 | 410.2061 | 393.9318 | 174.2124 | 164.1775 | 93.9142 | 89.5787 | 43603632.4841 | 4878428.7078 | 405293.0878 | 9122490.2141 | 29197420.4744 | 11 | 4075852176.4946 | 83933682.88 | 239.9449 | 208.0506 | 445.0828 | 393.9318 | 417.3305 | 393.9318 | 163.8221 | 138.2039 | 109.684 | 89.5787 | 43410627.8981 | 4911874.6538 | 389590.2704 | 9052024.7517 | 29057138.2222 | 0 | 0 | 0 | 147 | 147 | 0 | 0 | 258321243.85 | 258321243.85 | 4949578816.0895 | 83933682.88 | 188392136.5999 | -1025221143.2318 | -1025221143.2318 | 2.9802e-08 | 873726639.5949 | 873726639.5949 | 1855298134.7098 | 1855298134.7098 | 1062118776.1948 | 1062118776.1948 | 830076991.478 | 830076991.478 | 329087185.1361 | -1593053.4018 | 55892781.3882 | -271877896.9279 | 111509016.1946 | 111509016.1946 | 0 | 0 | 139704760.8335 | 0 | 139704760.8335 | 329087185.1361 | -1593053.4018 | -83811979.4454 | -271877896.9279 | -28195744.6389 | 517157455.5215 | 517157455.5215 | 628666471.7161 | 628666471.7161 | -2876484.9006 | -1.1356e-07 | 1.764e-08 | 2412490640.8426 | 0 | 0 | 2929648096.3641 | -723441197.1095 | -723441197.1095 | 1183778253.5112 | 460337056.4017 | 460337056.4017 | 1183778253.5112
Alternative | 2029 | 620019710.7158 | -810330.218 | 96352168.1187 | -256563052.9946 | 458998495.6219 | 0 | 0 | 229448838.4639 | 221486764.0826 | 450935602.5464 | 620019710.7158 | -810330.218 | -133096670.3452 | -478049817.0771 | 8062893.0755 | -30 | -12450942.8787 | 4.3772e-08 | 362.7102 | 299.3522 | 774.4481 | 602.3656 | 620.3412 | 602.3656 | 216.6236 | 206.0617 | 101.5197 | 97.1356 | 43896189.4211 | 4915304.3601 | 410165.1352 | 9181420.929 | 29389298.9968 | 30 | 5462896577.4238 | 81715220.8768 | 321.4082 | 291.0482 | 648.7049 | 602.3656 | 622.3529 | 602.3656 | 206.1027 | 180.9703 | 110.2736 | 89.5787 | 43675073.8299 | 4947635.9452 | 390510.9742 | 9107572.5734 | 29229354.3371 | 0 | 0 | 0 | 147 | 147 | 0 | 0 | 258321243.85 | 258321243.85 | 5197086246.2481 | 81715220.8768 | 458998495.6219 | -566222647.6099 | -566222647.6099 | 4.4703e-08 | -265810331.1757 | -265810331.1757 | 1589487803.5341 | 1589487803.5341 | 193188164.4462 | 193188164.4462 | 1023265155.9242 | 1023265155.9242 | 346215768.0481 | -452484.1613 | 53802547.4219 | -143263468.7416 | 256302362.5672 | 256302362.5672 | 0 | 0 | 128123032.9675 | 123677052.2195 | 251800085.187 | 346215768.0481 | -452484.1613 | -74320485.5455 | -266940520.9611 | 4502277.3802 | -148427100.5786 | -148427100.5786 | 107875261.9886 | 107875261.9886 | -6952541.4711 | 2.4442e-08 | 2.4962e-08 | 3050452915.6609 | 0 | 0 | 2902025815.0823 | -467138834.5423 | -467138834.5423 | 1035351152.9326 | 568212318.3903 | 568212318.3903 | 1035351152.9326
Alternative | 2030 | 603446521.9056 | -2574183.6472 | -137525524.0227 | -468925173.0833 | -5578358.8477 | 0 | 0 | 0 | 12788464.5726 | 12788464.5726 | 603446521.9056 | -2574183.6472 | -137525524.0227 | -481713637.656 | -18366823.4203 | -29 | -11386201.0002 | -2.1886e-08 | 244.6783 | 176.0614 | 492.3189 | 306.6893 | 332.354 | 306.6893 | 146.4465 | 134.2783 | 94.3687 | 89.5787 | 44377331.2159 | 4971350.8303 | 418213.6112 | 9276105.875 | 29711660.8994 | 29 | 3546773380.7773 | 80589445.7267 | 213.0738 | 175.8686 | 370.8035 | 306.6893 | 338.7346 | 306.6893 | 161.3857 | 134.2783 | 110.2443 | 89.1459 | 43895532.9262 | 4966727.5917 | 393125.492 | 9159323.0652 | 29376356.7772 | 0 | 247 | 247 | 394 | 394 | 1059312049 | 1059312049 | 1317633292.85 | 1317633292.85 | 3509367631.7749 | 80589445.7267 | -5578358.8477 | -571801006.4576 | -571801006.4576 | -1.4901e-08 | -37405749.0023 | -37405749.0023 | 1552082054.5318 | 1552082054.5318 | -42984107.85 | -42984107.85 | 980281048.0742 | 980281048.0742 | 317888099.9808 | -1356047.8334 | -72446730.4781 | -247023931.5224 | -2938609.8531 | -2938609.8531 | 0 | 0 | 0 | 6736803.6058 | 6736803.6058 | 317888099.9808 | -1356047.8334 | -72446730.4781 | -253760735.1282 | -9675413.4589 | -19704881.9524 | -19704881.9524 | -22643491.8055 | -22643491.8055 | -5998108.6485 | -1.1529e-08 | -7.8497e-09 | 1868395972.3845 | 558032372.9102 | 558032372.9102 | 1848691090.4322 | -470077444.3954 | -470077444.3954 | 1015646270.9803 | 545568826.5848 | 545568826.5848 | 1015646270.9803
Alternative | 2031 | 386079953.8057 | -21655475.991 | -54245772.6974 | -468751804.5334 | -158573099.4161 | -267382995.6167 | -21778749.2129 | 88209131.616 | 12293047.5851 | -188659565.6285 | 653462949.4224 | 123273.2219 | -142454904.3133 | -481044852.1185 | 30086466.2124 | -51 | -19073033.2832 | 2.8638e-07 | 220.3218 | 153.946 | 425.7713 | 245.4208 | 266.8083 | 245.4208 | 144.7422 | 134.2783 | 93.8657 | 89.1459 | 44113172.15 | 4924276.3453 | 414937.6484 | 9223638.6148 | 29550319.5415 | 51 | 3213408697.0772 | 85572009.206 | 202.539 | 171.241 | 347.6307 | 299.557 | 320.4954 | 299.557 | 150.663 | 124.6767 | 109.7844 | 88.7285 | 43850172.8678 | 4953894.7338 | 389654.3194 | 9150170.8806 | 29356452.9341 | 0 | 52.5 | 52.5 | 446.5 | 446.5 | 291785102 | 291785102 | 1609418394.85 | 1609418394.85 | 3405698749.1557 | 85572009.206 | -158573099.4161 | -730374105.8737 | -730374105.8737 | 2.9802e-08 | 192290052.0785 | 192290052.0785 | 1744372106.6103 | 1744372106.6103 | 33716952.6624 | 33716952.6624 | 1013998000.7366 | 1013998000.7366 | 191869908.9326 | -10762108.1212 | -26958487.1341 | -232955285.9745 | -78805972.2972 | -78805972.2972 | -132881157.163 | -10823371.1358 | 43837236.0009 | 6109268.0348 | -93758024.2631 | 324751066.0956 | 61263.0146 | -70795723.135 | -239064554.0093 | 14952051.9659 | 95562264.8036 | 95562264.8036 | 16756292.5064 | 16756292.5064 | -9478713.2123 | 1.4232e-07 | 1.4811e-08 | 1596965675.0993 | 145008256.4422 | 145008256.4422 | 1692527939.9029 | -548883416.6927 | -548883416.6927 | 1111208535.7839 | 562325119.0912 | 562325119.0912 | 1111208535.7839
Alternative | 2032 | 451537548.1687 | -15783584.2593 | 6200568.4683 | -489204149.0256 | -47249616.6479 | -181349974.203 | -14763544.6392 | 154722984.6531 | 0 | -41390534.1891 | 632887522.3717 | -1020039.6202 | -148522416.1847 | -489204149.0256 | -5859082.4588 | -38 | -13624069.6487 | 1.7509e-07 | 204.15 | 143.3955 | 383.9404 | 218.1719 | 230.5057 | 218.1719 | 139.6245 | 131.1555 | 93.2425 | 88.7285 | 44462421.0436 | 4962196.5423 | 420267.5487 | 9297106.5839 | 29782850.3687 | 38 | 3080363081.2819 | 104311732.36 | 180.8071 | 153.1306 | 293.2751 | 254.5679 | 269.3913 | 254.5679 | 138.9649 | 114.4504 | 109.722 | 88.7285 | 44212756.6764 | 5003176.1704 | 391004.8297 | 9226953.32 | 29591622.3563 | 0 | 70 | 70 | 516.5 | 516.5 | 292019837.6 | 292019837.6 | 1901438232.45 | 1901438232.45 | 3156586132.1223 | 104311732.36 | -47249616.6479 | -777623722.5215 | -777623722.5215 | 1.4901e-08 | 76223050.8404 | 76223050.8404 | 1820595157.4507 | 1820595157.4507 | 28973434.1925 | 28973434.1925 | 1042971434.9292 | 1042971434.9292 | 211698422.5892 | -7399960.2116 | 2907068.458 | -229357994.9061 | -22152464.0705 | -22152464.0705 | -85023944.589 | -6921725.8335 | 72540172.8432 | 0 | -19405497.5793 | 296722367.1782 | -478234.3782 | -69633104.3851 | -229357994.9061 | -2746966.4912 | 35736340.6283 | 35736340.6283 | 13583876.5578 | 13583876.5578 | -6387495.4931 | 8.2088e-08 | 6.9862e-09 | 1444194415.1799 | 136910295.1358 | 136910295.1358 | 1479930755.8083 | -571035880.7632 | -571035880.7632 | 1146944876.4123 | 575908995.6491 | 575908995.6491 | 1146944876.4123
Alternative | 2033 | 471036225.9587 | -14741874.0265 | 35380637.7742 | -497730628.1823 | -6055638.4759 | -164933634.1215 | -13421585.1316 | 184293832.5794 | 0 | 5938613.3263 | 635969860.0802 | -1320288.8948 | -148913194.8052 | -497730628.1823 | -11994251.8021 | -13 | -4494689.6477 | 1.2806e-07 | 222.454 | 161.3246 | 433.2412 | 266.5618 | 278.4805 | 266.5618 | 142.8951 | 134.2783 | 93.3305 | 88.7285 | 44668491.3909 | 4982052.7919 | 422729.4088 | 9341041.9132 | 29922667.2771 | 13 | 3319992676.4702 | 126499234.54 | 197.3071 | 169.2283 | 338.936 | 299.557 | 314.696 | 299.557 | 139.1059 | 114.4504 | 110.0351 | 88.7285 | 44328333.6122 | 5015385.8715 | 390818.8698 | 9248364.251 | 29673764.6199 | 0 | 0 | 0 | 516.5 | 516.5 | 0 | 0 | 1901438232.45 | 1901438232.45 | 3358437951.7772 | 126499234.54 | -6055638.4759 | -783679360.9974 | -783679360.9974 | -2.9802e-08 | 38445275.307 | 38445275.307 | 1859040432.7577 | 1859040432.7577 | 32389636.8312 | 32389636.8312 | 1075361071.7603 | 1075361071.7603 | 208339776.9993 | -6520345.0987 | 15648890.2079 | -220146736.8463 | -2678414.7378 | -2678414.7378 | -72950305.4306 | -5936380.0472 | 81513339.8791 | 0 | 2626654.4013 | 281290082.4299 | -583965.0514 | -65864449.6712 | -220146736.8463 | -5305069.1391 | 17004382.3441 | 17004382.3441 | 14325967.6063 | 14325967.6063 | -1988005.5658 | 5.664e-08 | -1.3182e-08 | 1468435962.5362 | 0 | 0 | 1485440344.8804 | -573714295.501 | -573714295.501 | 1163949258.7564 | 590234963.2554 | 590234963.2554 | 1163949258.7564
Alternative | 2034 | 656381065.0705 | -1060841.2524 | -148604604.9465 | -496199529.0571 | 10516089.8145 | 0 | 0 | 0 | 12525745.6726 | 12525745.6726 | 656381065.0705 | -1060841.2524 | -148604604.9465 | -508725274.7297 | -2009655.8581 | -10 | -3351495.3232 | -4.5169e-08 | 238.2039 | 175.8686 | 476.7301 | 306.6893 | 319.4778 | 306.6893 | 142.9833 | 134.2783 | 93.7974 | 89.1459 | 45007384.179 | 5022804.5074 | 426709.3179 | 9413782.4141 | 30144087.9396 | 10 | 3548408941.634 | 133013269.09 | 204.0118 | 175.6828 | 346.431 | 306.6893 | 322.0349 | 306.6893 | 158.8832 | 134.2783 | 110.3329 | 88.7285 | 44642385.6917 | 5057019.0919 | 392141.9673 | 9315479.4742 | 29877745.1584 | 0 | 0 | 0 | 516.5 | 516.5 | 0 | 0 | 1901438232.45 | 1901438232.45 | 3528305575.8577 | 133013269.09 | 10516089.8145 | -773163271.1829 | -773163271.1829 | 0 | -20103365.7763 | -20103365.7763 | 1838937066.9814 | 1838937066.9814 | -9587275.9618 | -9587275.9618 | 1065773795.7985 | 1065773795.7985 | 273884884.9823 | -442651.9896 | -62007509.5086 | -207046726.629 | 4387996.8551 | 4387996.8551 | 0 | 0 | 0 | 5226556.0288 | 5226556.0288 | 273884884.9823 | -442651.9896 | -62007509.5086 | -212273282.6578 | -838559.1737 | -8388432.1416 | -8388432.1416 | -4000435.2865 | -4000435.2865 | -1398461.8996 | -1.8848e-08 | 0 | 1480627072.5454 | 0 | 0 | 1472238640.4038 | -569326298.6459 | -569326298.6459 | 1155560826.6148 | 586234527.9689 | 586234527.9689 | 1155560826.6148
Alternative | 2035 | 527627557.1672 | -12554816.9004 | 64140178.196 | -301256697.5889 | 277956220.8739 | -144226083.8724 | -11732766.3094 | 220644042.4603 | 215426706.9423 | 280111899.2208 | 671853641.0396 | -822050.591 | -156503864.2643 | -516683404.5312 | -2155678.3469 | -10 | -3262976.0361 | -2.5751e-07 | 228.4282 | 164.3529 | 453.0415 | 278.2774 | 293.2733 | 278.2774 | 140.0699 | 131.1555 | 92.2492 | 87.4955 | 45336904.8742 | 5062439.675 | 430616.5207 | 9484062.6412 | 30359786.0372 | 11 | 3381586779.0706 | 129419261.22 | 196.286 | 166.7402 | 349.0563 | 306.6893 | 323.6324 | 306.6893 | 133.2877 | 107.7657 | 102.2214 | 80.3658 | 44939314.3475 | 5090101.0857 | 395290.8672 | 9382617.5142 | 30071304.8804 | 1 | 73.214 | 73.214 | 589.714 | 589.714 | 593115946.1 | 593115946.1 | 2494554178.55 | 2494554178.55 | 3252770296.5505 | 129419261.22 | 277956220.8739 | -495207050.309 | -495207050.309 | 5.9605e-08 | -128816482.52 | -128816482.52 | 1710120584.4614 | 1710120584.4614 | 149139738.3539 | 149139738.3539 | 1214913534.1524 | 1214913534.1524 | 207698627.0633 | -4942157.0155 | 25248542.7835 | -118588579.4495 | 109416433.3818 | 109416433.3818 | -56774061.9308 | -4618559.8554 | 86855707.3379 | 84801922.6003 | 110265008.152 | 264472688.9941 | -323597.1602 | -61607164.5543 | -203390502.0498 | -848574.7702 | -50708129.625 | -50708129.625 | 58708303.7569 | 58708303.7569 | -1284458.3904 | -1.0137e-07 | 2.3463e-08 | 1331149068.6334 | 233477887.9931 | 233477887.9931 | 1280440939.0084 | -459909865.264 | -459909865.264 | 1104852696.9898 | 644942831.7258 | 644942831.7258 | 1104852696.9898
Alternative | 2036 | 682009002.9788 | -608434.5729 | 35013776.9539 | -329765313.2027 | 386649032.1571 | 0 | 0 | 187795925.7636 | 186096500.631 | 373892426.3947 | 682009002.9788 | -608434.5729 | -152782148.8097 | -515861813.8337 | 12756605.7624 | -6 | -1912720.7108 | -3.5623e-07 | 240.2091 | 175.6828 | 482.6552 | 306.6893 | 322.0296 | 306.6893 | 143.2577 | 134.2783 | 93.5286 | 88.7285 | 45549036.1945 | 5084441.6223 | 432523.6267 | 9530201.8794 | 30501869.066 | 7 | 3578723587.0492 | 126829656.5 | 198.4351 | 169.0477 | 348.867 | 306.6893 | 323.4527 | 306.6893 | 139.5989 | 114.4504 | 104.4097 | 82.5928 | 45079434.7755 | 5112935.0265 | 395348.8607 | 9412454.4816 | 30158696.4067 | 1 | 0 | 0 | 589.714 | 589.714 | 0 | 0 | 2494554178.55 | 2494554178.55 | 3336739975.6474 | 126829656.5 | 386649032.1571 | -108558018.1519 | -108558018.1519 | -5.9605e-08 | -241983611.4018 | -241983611.4018 | 1468136973.0596 | 1468136973.0596 | 144665420.7553 | 144665420.7553 | 1359578954.9077 | 1359578954.9077 | 253273876.8691 | -225950.9514 | 13002870.9214 | -122463103.811 | 143587693.0281 | 143587693.0281 | 0 | 0 | 69740724.7861 | 69109618.7598 | 138850343.5459 | 253273876.8691 | -225950.9514 | -56737853.8647 | -191572722.5707 | 4737349.4822 | -89864103.1582 | -89864103.1582 | 53723589.8699 | 53723589.8699 | -710316.4147 | -1.3229e-07 | -2.2135e-08 | 1329010604.2237 | 0 | 0 | 1239146501.0655 | -316322172.2359 | -316322172.2359 | 1014988593.8316 | 698666421.5957 | 698666421.5957 | 1014988593.8316
Alternative | 2037 | 575571762.8298 | -9576130.1004 | -119535415.0671 | -481556205.1143 | -35095987.452 | -111131242.3569 | -9016221.9425 | 29800770.3291 | 34961183.7863 | -55385510.184 | 686703005.1867 | -559908.1579 | -149336185.3962 | -516517388.9006 | 20289522.732 | -5 | -1561272.7165 | 2.7474e-08 | 240.2788 | 175.6828 | 482.7385 | 306.6893 | 322.1696 | 306.6893 | 143.3475 | 134.2783 | 93.5768 | 88.7285 | 45903232.6807 | 5127272.6806 | 435891.7268 | 9606013.0214 | 30734055.252 | 6 | 3606680915.9371 | 125465844.28 | 211.6634 | 182.2964 | 370.7046 | 328.3149 | 345.0959 | 328.3149 | 155.9345 | 131.1555 | 109.3543 | 87.584 | 45390498.3395 | 5150440.82 | 397952.5101 | 9480217.8001 | 30361887.2093 | 1 | 0 | 0 | 589.714 | 589.714 | 0 | 0 | 2494554178.55 | 2494554178.55 | 3655156500.1437 | 125465844.28 | -35095987.452 | -143654005.6039 | -143654005.6039 | -1.4901e-08 | 48475584.2066 | 48475584.2066 | 1516612557.2662 | 1516612557.2662 | 13379596.7546 | 13379596.7546 | 1372958551.6623 | 1372958551.6623 | 201647993.4567 | -3354937.7237 | -41878490.4888 | -168710226.5415 | -12295661.2974 | -12295661.2974 | -38934140.7602 | -3158777.377 | 10440514.8557 | 12248433.6701 | -19403969.6115 | 240582134.2169 | -196160.3467 | -52319005.3445 | -180958660.2116 | 7108308.3141 | 16983119.9481 | 16983119.9481 | 4687458.6508 | 4687458.6508 | -546982.2025 | 9.6254e-09 | -5.2205e-09 | 1263578265.4827 | 0 | 0 | 1280561385.4309 | -328617833.5333 | -328617833.5333 | 1031971713.7797 | 703353880.2465 | 703353880.2465 | 1031971713.7797
Alternative | 2038 | 234466372.9341 | -37518226.4643 | -349549517.9792 | -722479631.1641 | -875081002.6736 | -450921032.1371 | -36579179.7226 | -190434776.8647 | -198464142.317 | -876399131.0414 | 685387405.0711 | -939046.7417 | -159114741.1145 | -524015488.847 | 1318128.3679 | -4 | -1225514.2059 | 2.6543e-08 | 234.4214 | 168.9042 | 485.0885 | 306.6893 | 323.4833 | 306.6893 | 123.7343 | 114.4504 | 87.2383 | 82.2708 | 46169617.538 | 5156005.1669 | 438191.4298 | 9664102.7885 | 30911318.1529 | 4 | 3405407110.4293 | 124160493.37 | 237.7718 | 206.8993 | 439.6513 | 393.9318 | 412.9065 | 393.9318 | 160.1564 | 134.2783 | 110.7554 | 88.7285 | 45681170.6269 | 5181184.15 | 400372.0412 | 9544730.0052 | 30554884.4306 | 0 | 0 | 81.3488 | 589.714 | 671.0628 | 0 | 684493937.7 | 2494554178.55 | 3179048116.25 | 4049825289.2513 | 124160493.37 | -875081002.6736 | -1018735008.2775 | -1018735008.2775 | 0 | 644418178.822 | 644418178.822 | 2161030736.0882 | 2161030736.0882 | -230662823.8516 | -230662823.8516 | 1142295727.8107 | 1142295727.8107 | 77494186.7793 | -12400261.9773 | -115530663.5059 | -238788917.9204 | -289225656.6243 | -289225656.6243 | -149035267.8291 | -12089894.8117 | -62941171.4053 | -65594981.1534 | -289661315.1994 | 226529454.6083 | -310367.1656 | -52589492.1006 | -173193936.7671 | 435658.5751 | 212988592.3029 | 212988592.3029 | -76237064.3215 | -76237064.3215 | -405048.3896 | 8.7727e-09 | 0 | 1125531356.0436 | 0 | 226234152.0177 | 1338519948.3464 | -617843490.1576 | -617843490.1576 | 1244960306.0826 | 627116815.925 | 627116815.925 | 1244960306.0826
Alternative | 2039 | 218973282.3612 | -38629693.3583 | -200173758.493 | -718412844.0496 | -738243013.5397 | -454371984.0313 | -36699584.9308 | -30185646.8103 | -179993470.9221 | -701250686.6945 | 673345266.3926 | -1930108.4275 | -169988111.6827 | -538419373.1275 | -36992326.8452 | -4 | -1203506.5155 | 2.6077e-07 | 237.6469 | 172.4749 | 484.5844 | 306.6893 | 323.033 | 306.6893 | 140.0143 | 131.1555 | 87.6892 | 82.9058 | 46358589.7118 | 5185701.389 | 438331.0294 | 9708682.0966 | 31025875.1968 | 5 | 3523433678.3096 | 122910277.79 | 238.9036 | 206.8993 | 442.3397 | 393.9318 | 414.767 | 393.9318 | 160.705 | 134.2783 | 110.9214 | 88.7285 | 46056818.0749 | 5230599.6581 | 402992.6841 | 9624047.0965 | 30799178.6361 | 1 | 0 | 0 | 589.714 | 671.0628 | 0 | 0 | 2494554178.55 | 3179048116.25 | 4090452987.9868 | 122910277.79 | -738243013.5397 | -1756978021.8172 | -1756978021.8172 | -1.4901e-08 | 567019309.6772 | 567019309.6772 | 2728050045.7654 | 2728050045.7654 | -171223703.8625 | -171223703.8625 | 971072023.9482 | 971072023.9482 | 68276904.502 | -12044920.9873 | -62415124.0967 | -224004520.6303 | -230187661.2123 | -230187661.2123 | -141675332.3856 | -11443104.0562 | -9412027.3596 | -56122815.0421 | -218653278.8435 | 209952236.8876 | -601816.9311 | -53003096.7371 | -167881705.5882 | -11534382.3688 | 176799300.993 | 176799300.993 | -53388360.2193 | -53388360.2193 | -375259.0204 | 8.1309e-08 | -4.6463e-09 | 1098623275.7666 | 0 | 0 | 1275422576.7596 | -848031151.3699 | -848031151.3699 | 1421759607.0757 | 573728455.7058 | 573728455.7058 | 1421759607.0757
Alternative | 2040 | 634722231.0779 | -4098070.9302 | -20430673.217 | -122703583.6801 | 487489903.2505 | 0 | 0 | 153628602.6298 | 426774129.3857 | 580402732.0155 | 634722231.0779 | -4098070.9302 | -174059275.8468 | -549477713.0659 | -92912828.765 | -4 | -1182027.5116 | -3.1199e-08 | 253.0471 | 187.5818 | 518.7002 | 339.9443 | 356.7536 | 339.9443 | 143.218 | 134.2783 | 93.4561 | 88.7285 | 46692757.7324 | 5221012.8719 | 441722.5992 | 9781370.6147 | 31248651.6466 | 4 | 3833277351.2198 | 121712085.37 | 213.4636 | 178.3476 | 396.6781 | 339.9443 | 366.2016 | 339.9443 | 145.2924 | 118.4618 | 97.3915 | 74.9843 | 46126053.3063 | 5223754.1268 | 403518.4003 | 9645042.5498 | 30853738.2295 | 0 | 81.3488 | 0 | 671.0628 | 671.0628 | 684493937.7 | 0 | 3179048116.25 | 3179048116.25 | 3447197082.1362 | 121712085.37 | 487489903.2505 | -1269488118.5666 | -1269488118.5666 | -2.9802e-08 | -386080269.0836 | -386080269.0836 | 2341969776.6818 | 2341969776.6818 | 101409634.167 | 101409634.167 | 1072481658.1152 | 1072481658.1152 | 186706973.4998 | -1205469.7049 | -6009792.908 | -36093922.073 | 143397788.8139 | 143397788.8139 | 0 | 0 | 45190683.4763 | 125537915.9011 | 170728599.3774 | 186706973.4998 | -1205469.7049 | -51200476.3843 | -161631837.9741 | -27330810.5635 | -113567597.0356 | -113567597.0356 | 29830191.7784 | 29830191.7784 | -347699.7787 | -9.1774e-09 | -8.7665e-09 | 1127579242.9959 | 201347589.9054 | 0 | 1014011645.9604 | -704633362.556 | -704633362.556 | 1308192010.0401 | 603558647.4841 | 603558647.4841 | 1308192010.0401
Alternative | 2041 | 705295878.0274 | -579252.5817 | -9772478.409 | -340549651.8537 | 354394495.183 | 0 | 0 | 151596803.1607 | 191442797.824 | 343039600.9847 | 705295878.0274 | -579252.5817 | -161369281.5697 | -531992449.6776 | 11354894.1983 | 1 | 290067.6384 | 6.9384e-08 | 273.7002 | 206.8993 | 575.7399 | 393.9318 | 412.7453 | 393.9318 | 143.8187 | 134.2783 | 93.7717 | 88.7285 | 47021268.7044 | 5256668.9516 | 444012.568 | 9853858.7756 | 31466728.4091 | 2 | 4140401528.2443 | 120563003.47 | 232.6811 | 201.1108 | 441.391 | 393.9318 | 414.0655 | 393.9318 | 144.863 | 118.7522 | 104.7049 | 82.5928 | 46260342.7756 | 5244969.9881 | 404715.9046 | 9674124.9818 | 30936531.9011 | 3 | 0 | 0 | 671.0628 | 671.0628 | 0 | 0 | 3179048116.25 | 3179048116.25 | 3883745325.8574 | 120563003.47 | 354394495.183 | -915093623.3837 | -915093623.3837 | -7.4506e-08 | -256656202.3869 | -256656202.3869 | 2085313574.295 | 2085313574.295 | 97738292.7961 | 97738292.7961 | 1170219950.9113 | 1170219950.9113 | 195723200.981 | -160745.5438 | -2711912.5679 | -94504264.1397 | 98346278.7295 | 98346278.7295 | 0 | 0 | 42068885.5521 | 53126352.1625 | 95195237.7146 | 195723200.981 | -160745.5438 | -44780798.12 | -147630616.3022 | 3151041.0149 | -71223404.3155 | -71223404.3155 | 27122874.414 | 27122874.414 | 80495.2481 | 1.9254e-08 | -2.0676e-08 | 1148982527.3344 | 0 | 0 | 1077759123.0189 | -606287083.8265 | -606287083.8265 | 1236968605.7246 | 630681521.8981 | 630681521.8981 | 1236968605.7246
Alternative | 2042 | 714005160.5764 | -372213.9131 | -119949905.7743 | -515610447.5427 | 78072593.3463 | 0 | 0 | 38630239.1238 | 13119802.8497 | 51750041.9736 | 714005160.5764 | -372213.9131 | -158580144.8981 | -528730250.3924 | 26322551.3728 | -3 | -853192.3714 | 4.6566e-10 | 275.6829 | 207.8578 | 578.2114 | 393.9318 | 414.5778 | 393.9318 | 148.0463 | 138.2039 | 94.3905 | 89.1459 | 47372733.0541 | 5302150.43 | 447194.3907 | 9928891.3913 | 31694496.842 | 4 | 4206749596.1722 | 119460305.63 | 239.1663 | 206.8993 | 443.4375 | 393.9318 | 415.4105 | 393.9318 | 160.3008 | 134.2783 | 110.8227 | 88.7285 | 46626530.3788 | 5293794.2497 | 406694.2767 | 9752056.6487 | 31173985.2037 | 1 | 0 | 0 | 671.0628 | 671.0628 | 0 | 0 | 3179048116.25 | 3179048116.25 | 4129146571.8386 | 119460305.63 | 78072593.3463 | -837021030.0373 | -837021030.0373 | -2.9802e-08 | -77603024.3336 | -77603024.3336 | 2007710549.9613 | 2007710549.9613 | 469569.0127 | 469569.0127 | 1170689519.924 | 1170689519.924 | 186924595.546 | -97444.583 | -31402556.817 | -134985403.0304 | 20439191.1155 | 20439191.1155 | 0 | 0 | 10113290.8034 | 3434728.454 | 13548019.2574 | 186924595.546 | -97444.583 | -41515847.6205 | -138420131.4844 | 6891171.8581 | -20316259.234 | -20316259.234 | 122931.8815 | 122931.8815 | -223363.4261 | 1.2191e-10 | -7.8022e-09 | 1101315522.9759 | 0 | 0 | 1080999263.7418 | -585847892.711 | -585847892.711 | 1216652346.4906 | 630804453.7796 | 630804453.7796 | 1216652346.4906
Alternative | 2043 | 719227524.0663 | -478874.7946 | 43235535.6947 | -216470425.5736 | 545513759.3928 | 0 | 0 | 195608886.623 | 323870853.3679 | 519479739.9909 | 719227524.0663 | -478874.7946 | -152373350.9283 | -540341278.9416 | 26034019.4019 | -1 | -278375.0572 | -1.9837e-07 | 269.4895 | 198.1313 | 577.2667 | 383.7909 | 409.5037 | 383.7909 | 145.4317 | 134.2783 | 82.5341 | 77.1888 | 47377158.5961 | 5294402.3321 | 444692.4392 | 9940116.2829 | 31697947.5419 | 4 | 3887212620.7341 | 118401439.15 | 225.0955 | 189.6483 | 441.3928 | 383.7909 | 410.5911 | 383.7909 | 141.159 | 114.4504 | 89.422 | 66.9039 | 46774043.5506 | 5292856.4882 | 408463.9412 | 9790620.1821 | 31282102.939 | 3 | 65.0791 | 65.0791 | 736.1419 | 736.1419 | 547595150.1 | 547595150.1 | 3726643266.35 | 3726643266.35 | 3547546914.8632 | 118401439.15 | 545513759.3928 | -291507270.6445 | -291507270.6445 | -8.9407e-08 | -339665705.8709 | -339665705.8709 | 1668044844.0905 | 1668044844.0905 | 205848053.5219 | 205848053.5219 | 1376537573.446 | 1376537573.446 | 177633769.8159 | -118271.8016 | 10678249.8423 | -53463551.4654 | 134730196.3911 | 134730196.3911 | 0 | 0 | 48311198.8594 | 79989153.2125 | 128300352.0719 | 177633769.8159 | -118271.8016 | -37632949.0171 | -133452704.678 | 6429844.3192 | -83890142.9549 | -83890142.9549 | 50840053.4363 | 50840053.4363 | -68752.6675 | -4.8994e-08 | -2.2082e-08 | 960058130.135 | 135244255.2465 | 135244255.2465 | 876167987.1801 | -451117696.3198 | -451117696.3198 | 1132762203.5357 | 681644507.2159 | 681644507.2159 | 1132762203.5357
Alternative | 2044 | 720290752.2042 | -546256.0824 | -41460616.23 | 137614473.0021 | 815898352.894 | 0 | 0 | 120003945.583 | 674791454.5492 | 794795400.1322 | 720290752.2042 | -546256.0824 | -161464561.813 | -537176981.5471 | 21102952.7617 | -4 | -1087677.8412 | 2.3469e-07 | 275.2816 | 206.8826 | 580.2513 | 393.9318 | 415.2186 | 393.9318 | 144.2809 | 134.2783 | 93.5605 | 88.691 | 47662478.2365 | 5331938.8823 | 447694.2607 | 9996395.7401 | 31886449.3534 | 5 | 4175221420.6473 | 117384013.49 | 227.7824 | 194.9961 | 444.9779 | 393.9318 | 416.4588 | 393.9318 | 148.5354 | 122.1652 | 89.24 | 67.355 | 46913371.0987 | 5319144.3167 | 409433.0441 | 9817609.797 | 31367183.941 | 1 | 0 | 0 | 736.1419 | 736.1419 | 0 | 0 | 3726643266.35 | 3726643266.35 | 3646346391.4699 | 117384013.49 | 815898352.894 | 524391082.2495 | 524391082.2495 | -2.9802e-08 | -528875029.1775 | -528875029.1775 | 1139169814.913 | 1139169814.913 | 287023323.7165 | 287023323.7165 | 1663560897.1625 | 1663560897.1625 | 167826758.8282 | -127276.9191 | -9660266.8014 | 32063983.747 | 190103198.8547 | 190103198.8547 | 0 | 0 | 27960754.9759 | 157225484.7857 | 185186239.7616 | 167826758.8282 | -127276.9191 | -37621021.7773 | -125161501.0387 | 4916959.0931 | -123227157.5061 | -123227157.5061 | 66876041.3486 | 66876041.3486 | -253427.4474 | 5.4683e-08 | -6.9439e-09 | 972820873.0614 | 0 | 0 | 849593715.5553 | -261014497.4652 | -261014497.4652 | 1009535046.0297 | 748520548.5645 | 748520548.5645 | 1009535046.0297
Alternative | 2045 | -351073370.8903 | -88264063.981 | -130304243.7425 | -82505649.3343 | -652147327.948 | -1114784581.0633 | -89619403.6895 | 31125129.4757 | 437098429.3845 | -736180425.8926 | 763711210.173 | 1355339.7085 | -161429373.2183 | -519604078.7187 | 84033097.9445 | -3 | -794969.5015 | 9.2667e-08 | 278.173 | 206.8993 | 588.0564 | 393.9318 | 419.707 | 393.9318 | 144.289 | 134.2783 | 93.8869 | 88.7285 | 47858387.2229 | 5337676.0115 | 447887.7461 | 10047376.9649 | 32025446.5004 | 5 | 4188518706.3055 | 116405789.44 | 307.5796 | 274.7438 | 654.0025 | 602.3656 | 625.1879 | 602.3656 | 157.4395 | 131.1555 | 96.5537 | 74.9843 | 47237485.6361 | 5359095.3376 | 412043.6577 | 9887054.2248 | 31579292.4161 | 2 | 0 | 0 | 736.1419 | 736.1419 | 0 | 0 | 3726643266.35 | 3726643266.35 | 4971140174.6372 | 116405789.44 | -652147327.948 | -127756245.6986 | -127756245.6986 | -2.9802e-08 | 782621468.3318 | 782621468.3318 | 1921791283.2448 | 1921791283.2448 | 130474140.3837 | 130474140.3837 | 1794035037.5462 | 1794035037.5462 | -77169447.7583 | -19401326.4437 | -28642179.5668 | -18135569.1545 | -143348522.9233 | -143348522.9233 | -245040830.844 | -19699243.704 | 6841615.6058 | 96078618.3415 | -161819840.6007 | 167871383.0856 | 297917.2603 | -35483795.1726 | -114214187.4959 | 18471317.6774 | 172028047.4757 | 172028047.4757 | 28679524.5524 | 28679524.5524 | -174742.269 | 2.0369e-08 | -6.5508e-09 | 920678417.3671 | 0 | 0 | 1092706464.8428 | -404363020.3884 | -404363020.3884 | 1181563093.5054 | 777200073.1169 | 777200073.1169 | 1181563093.5054
Alternative | 2046 | 434508592.2112 | -22571406.2437 | -129295880.3312 | -529090874.8986 | -246449569.2624 | -229277269.0313 | -18401073.1174 | 39441141.2442 | 1200771.917 | -207036428.9876 | 663785861.2425 | -4170333.1263 | -168737021.5754 | -530291646.8155 | -39413140.2748 | -2 | -515171.1349 | -1.5832e-07 | 351.534 | 282.2523 | 790.4146 | 602.3656 | 624.6309 | 602.3656 | 148.306 | 138.2039 | 94.1709 | 88.7285 | 48206900.7698 | 5380569.8766 | 450580.6051 | 10121889.3731 | 32253860.915 | 4 | 5329127316.5207 | 115464669.11 | 334.3583 | 296.6497 | 709.2945 | 644.8085 | 676.2187 | 644.8085 | 161.2103 | 134.2783 | 110.7317 | 88.691 | 47679856.874 | 5423460.2325 | 416516.9002 | 9972188.9726 | 31867690.7687 | 2 | 0 | 0 | 736.1419 | 736.1419 | 0 | 0 | 3726643266.35 | 3726643266.35 | 5524915464.744 | 115464669.11 | -246449569.2624 | -374205814.9609 | -374205814.9609 | -1.4901e-08 | 195788148.2233 | 195788148.2233 | 2117579431.4681 | 2117579431.4681 | -50661421.039 | -50661421.039 | 1743373616.5072 | 1743373616.5072 | 90103156.7527 | -4680586.2792 | -26811821.8645 | -109716490.9785 | -51105742.3695 | -51105742.3695 | -47544757.645 | -3815792.841 | 8178828.6716 | 249001.6129 | -42932720.2016 | 137647914.3978 | -864793.4382 | -34990650.5361 | -109965492.5914 | -8173022.1679 | 40600187.2596 | 40600187.2596 | -10505555.1099 | -10505555.1099 | -106829.983 | -3.2831e-08 | -3.09e-09 | 1105090215.851 | 0 | 0 | 1145690403.1107 | -455468762.758 | -455468762.758 | 1222163280.765 | 766694518.007 | 766694518.007 | 1222163280.765
Alternative | 2047 | 654841403.2085 | -4765708.8107 | 15703937.6468 | -488451535.6716 | 177328096.3729 | 0 | 0 | 168417983.2194 | 60299627.6374 | 228717610.8568 | 654841403.2085 | -4765708.8107 | -152714045.5727 | -548751163.309 | -51389514.4839 | -4 | -998985.6415 | -1.7136e-07 | 347.0625 | 272.5934 | 803.8598 | 602.3656 | 633.6968 | 602.3656 | 146.4108 | 134.2783 | 74.31 | 68.7759 | 48475008.2053 | 5430888.0832 | 451975.8938 | 10202126.894 | 32390017.3343 | 5 | 4955878823.8153 | 114558686.44 | 312.0728 | 268.4835 | 682.563 | 602.3656 | 644.1254 | 602.3656 | 145.0197 | 117.6325 | 89.5002 | 66.9039 | 47920400.4875 | 5437364.8794 | 417339.1863 | 10033445.5548 | 32032250.867 | 1 | 81.3488 | 81.3488 | 817.4907 | 817.4907 | 684621884.2 | 684621884.2 | 4411265150.55 | 4411265150.55 | 4808249559.5527 | 114558686.44 | 177328096.3729 | -196877718.588 | -196877718.588 | -1.4901e-08 | -147629264.2627 | -147629264.2627 | 1969950167.2055 | 1969950167.2055 | 29698832.1102 | 29698832.1102 | 1773072448.6174 | 1773072448.6174 | 128106717.4117 | -932316.2966 | 3072163.5689 | -95555843.8166 | 34690720.8675 | 34690720.8675 | 0 | 0 | 32947634.1563 | 11796424.783 | 44744058.9394 | 128106717.4117 | -932316.2966 | -29875470.5874 | -107352268.5996 | -10053338.0719 | -28880734.0922 | -28880734.0922 | 5809986.7754 | 5809986.7754 | -195431.704 | -3.3524e-08 | -2.9151e-09 | 969519283.4456 | 133932677.1694 | 133932677.1694 | 940638549.3534 | -420778041.8905 | -420778041.8905 | 1193282546.6729 | 772504504.7824 | 772504504.7824 | 1193282546.6729
Alternative | 2048 | -397026047.3991 | -91640930.1356 | -175549763.7957 | -592876232.1254 | -1257092973.4559 | -1137011636.7399 | -90990299.8956 | -7387474.08 | -36625886.8159 | -1272015297.5313 | 739985589.3408 | -650630.24 | -168162289.7158 | -556250345.3096 | 14922324.0754 | -2 | -483104.2709 | 7.2177e-08 | 271.2506 | 194.8421 | 602.71 | 393.9318 | 429.5233 | 393.9318 | 134.4225 | 123.9476 | 71.0895 | 66.2216 | 48634808.1421 | 5448332.6094 | 454821.3711 | 10209610.3693 | 32522043.7923 | 4 | 3726092627.0057 | 113685998.53 | 310.8896 | 270.0708 | 675.4825 | 602.3656 | 639.4152 | 602.3656 | 151.8058 | 124.6767 | 89.4555 | 67.355 | 48043105.9106 | 5461715.5794 | 418264.29 | 10055398.1131 | 32107727.9281 | 2 | 0 | 65.0791 | 817.4907 | 882.5698 | 0 | 547697507.4 | 4411265150.55 | 4958962657.95 | 4853288720.4624 | 113685998.53 | -1257092973.4559 | -1453970692.0439 | -1453970692.0439 | -4.4703e-08 | 1127196093.4567 | 1127196093.4567 | 3097146260.6622 | 3097146260.6622 | -129896879.9992 | -129896879.9992 | 1643175568.6182 | 1643175568.6182 | -73273832.5129 | -16912951.2032 | -32398891.8971 | -109419303.8925 | -232004979.5058 | -232004979.5058 | -209843159.6149 | -16792873.008 | -1363408.1239 | -6759554.2251 | -234758994.9719 | 136569327.102 | -120078.1952 | -31035483.7732 | -102659749.6674 | 2754015.4662 | 208031634.9573 | 208031634.9573 | -23973344.5484 | -23973344.5484 | -89160.1487 | 1.3321e-08 | -8.2503e-09 | 687675503.5775 | 0 | 101081265.7956 | 895707138.5348 | -652783021.3962 | -652783021.3962 | 1401314181.6302 | 748531160.234 | 748531160.234 | 1401314181.6302
Alternative | 2049 | -698461915.5226 | -113954208.6438 | -271133562.2716 | -784997228.0174 | -1868546914.4555 | -1372891327.9886 | -109539511.7058 | -97784818.2113 | -219985896.4163 | -1800201554.3221 | 674429412.466 | -4414696.938 | -173348744.0603 | -565011331.601 | -68345360.1334 | -5 | -1165614.2998 | -2.142e-07 | 267.0171 | 194.9856 | 591.4527 | 393.9318 | 421.5424 | 393.9318 | 134.5355 | 124.6767 | 70.471 | 66.2216 | 48722616.484 | 5447370.4802 | 453151.5776 | 10241867.8901 | 32580226.5361 | 6 | 3730674243.1366 | 112844877.41 | 330.3686 | 289.6619 | 718.2883 | 644.8085 | 681.9408 | 644.8085 | 161.1855 | 134.2783 | 94.6659 | 73.0011 | 48360551.7481 | 5497376.5307 | 420101.9851 | 10126540.5552 | 32316532.6771 | 1 | 0 | 0 | 817.4907 | 882.5698 | 0 | 0 | 4411265150.55 | 4958962657.95 | 5283445955.9672 | 112844877.41 | -1868546914.4555 | -3322517606.4994 | -3322517606.4994 | -5.9605e-08 | 1552771712.8306 | 1552771712.8306 | 4649917973.4928 | 4649917973.4928 | -315775201.6248 | -315775201.6248 | 1327400366.9934 | 1327400366.9934 | -121609295.5477 | -19840582.1848 | -47207100.0214 | -136675970.1346 | -325332947.8885 | -325332947.8885 | -239034288.8422 | -19071938.723 | -17025327.4998 | -38301773.2235 | -313433328.2885 | 117424993.2944 | -768643.4618 | -30181772.5215 | -98374196.911 | -11899619.6 | 270353286.1953 | 270353286.1953 | -54979661.6932 | -54979661.6932 | -202945.2583 | -3.7295e-08 | -1.0378e-08 | 649548180.8574 | 0 | 0 | 919901467.0527 | -978115969.2847 | -978115969.2847 | 1671667467.8255 | 693551498.5408 | 693551498.5408 | 1671667467.8255
Alternative_Double_demand | 2008 | 0 | 0 | 0 | 0 | 0 | 0 | 0 | 0 | 0 | 0 | 0 | 0 | 0 | 0 | 0 | 0 | 0 | 0 | 222.835 | 177.0197 | 355.9702 | 236.8084 | 247.7358 | 236.6214 | 177.2594 | 170.1169 | 139.5568 | 132.0416 | 41261560.177 | 4827744.252 | 282869.1125 | 8626822.428 | 27524124.3845 | 0 |  | 100822072.5524 | 222.835 | 177.0197 | 355.9702 | 236.8084 | 247.7358 | 236.6214 | 177.2594 | 170.1169 | 139.5568 | 132.0416 | 41261560.177 | 4827744.252 | 282869.1125 | 8626822.428 | 27524124.3845 | 0 | [9 empty] | 100822072.5524 | 0 | 0 | 0 | 0 | [8 empty] | 0 | 0 | 0 | 0 | 0 | 0 | 0 | 0 | 0 | 0 | 0 | 0 | 0 | 0 | 0 | 0 |  |  |  |  | 0 | 0 | 0 |  |  |  |  | 0 | 0
Alternative_Double_demand | 2009 | 0 | 0 | 0 | 0 | 0 | 0 | 0 | 0 | 0 | 0 | 0 | 0 | 0 | 0 | 0 | 0 | 0 | 0 | 98.4761 | 62.53 | 195.022 | 95.401 | 109.1309 | 95.1257 | 63.4507 | 59.672 | 39.2003 | 37.3931 | 39602848.455 | 4781931.383 | 228048.021 | 8373054.736 | 26219814.315 | -269.825 |  | 110628296.0159 | 98.4761 | 62.53 | 195.022 | 95.401 | 109.1309 | 95.1257 | 63.4507 | 59.672 | 39.2003 | 37.3931 | 39602848.455 | 4781931.383 | 228048.021 | 8373054.736 | 26219814.315 | -269.825 | [9 empty] | 110628296.0159 | 0 | 0 | 0 | 0 | [8 empty] | 0 | 0 | 0 | 0 | 0 | 0 | 0 | 0 | 0 | 0 | 0 | 0 | 0 | 0 | 0 | 0 |  |  |  |  | 0 | 0 | 0 |  |  |  |  | 0 | 0
Alternative_Double_demand | 2010 | 0 | 0 | 0 | 0 | 0 | 0 | 0 | 0 | 0 | 0 | 0 | 0 | 0 | 0 | 0 | 0 | 0 | 0 | 115.9474 | 75.0646 | 201.1316 | 87.9426 | 97.9933 | 87.7062 | 84.4326 | 79.755 | 64.8128 | 62.6532 | 40939219.298 | 4741764.959 | 250531.468 | 8609720.309 | 27337202.562 | -102.054 |  | 115634004.5155 | 115.9474 | 75.0646 | 201.1316 | 87.9426 | 97.9933 | 87.7062 | 84.4326 | 79.755 | 64.8128 | 62.6532 | 40939219.298 | 4741764.959 | 250531.468 | 8609720.309 | 27337202.562 | -102.054 | [9 empty] | 115634004.5155 | 0 | 0 | 0 | 0 | [8 empty] | 0 | 0 | 0 | 0 | 0 | 0 | 0 | 0 | 0 | 0 | 0 | 0 | 0 | 0 | 0 | 0 |  |  |  |  | 0 | 0 | 0 |  |  |  |  | 0 | 0
Alternative_Double_demand | 2011 | 0 | 0 | 0 | 0 | 0 | 0 | 0 | 0 | 0 | 0 | 0 | 0 | 0 | 0 | 0 | 0 | 0 | 0 | 101.3344 | 67.4736 | 181.5052 | 90.6321 | 95.3539 | 89.6583 | 72.3432 | 65.7461 | 52.5564 | 49.6632 | 41114178.262 | 4752964.725 | 275946.602 | 8622751.24 | 27462515.695 | 66.336 |  | 108065577.627 | 101.3344 | 67.4736 | 181.5052 | 90.6321 | 95.3539 | 89.6583 | 72.3432 | 65.7461 | 52.5564 | 49.6632 | 41114178.262 | 4752964.725 | 275946.602 | 8622751.24 | 27462515.695 | 66.336 | [9 empty] | 108065577.627 | 0 | 0 | 0 | 0 | [8 empty] | 0 | 0 | 0 | 0 | 0 | 0 | 0 | 0 | 0 | 0 | 0 | 0 | 0 | 0 | 0 | 0 |  |  |  |  | 0 | 0 | 0 |  |  |  |  | 0 | 0
Alternative_Double_demand | 2012 | 0 | 0 | 0 | 0 | 0 | 0 | 0 | 0 | 0 | 0 | 0 | 0 | 0 | 0 | 0 | 0 | 0 | 0 | 153.4623 | 110.6784 | 242.8116 | 128.5609 | 135.7194 | 128.2835 | 120.4356 | 114.6827 | 99.7791 | 94.5508 | 40660356.413 | 4636441.846 | 296628.236 | 8528166.74 | 27199119.591 | 59.13 |  | 101290563.8065 | 153.4623 | 110.6784 | 242.8116 | 128.5609 | 135.7194 | 128.2835 | 120.4356 | 114.6827 | 99.7791 | 94.5508 | 40660356.413 | 4636441.846 | 296628.236 | 8528166.74 | 27199119.591 | 59.13 | [9 empty] | 101290563.8065 | 0 | 0 | 0 | 0 | [8 empty] | 0 | 0 | 0 | 0 | 0 | 0 | 0 | 0 | 0 | 0 | 0 | 0 | 0 | 0 | 0 | 0 |  |  |  |  | 0 | 0 | 0 |  |  |  |  | 0 | 0
Alternative_Double_demand | 2013 | 0 | 0 | 0 | 0 | 0 | 0 | 0 | 0 | 0 | 0 | 0 | 0 | 0 | 0 | 0 | 0 | 0 | 0 | 128.9149 | 79.1418 | 224.721 | 86.4201 | 90.5413 | 85.5662 | 91.7316 | 86.131 | 72.7679 | 70.2336 | 40064639.297 | 4495056.824 | 315107.072 | 8408150.725 | 26846324.676 | 44.402 |  | 141601259.1533 | 128.9149 | 79.1418 | 224.721 | 86.4201 | 90.5413 | 85.5662 | 91.7316 | 86.131 | 72.7679 | 70.2336 | 40064639.297 | 4495056.824 | 315107.072 | 8408150.725 | 26846324.676 | 44.402 | [9 empty] | 141601259.1533 | 0 | 0 | 0 | 0 | [8 empty] | 0 | 0 | 0 | 0 | 0 | 0 | 0 | 0 | 0 | 0 | 0 | 0 | 0 | 0 | 0 | 0 |  |  |  |  | 0 | 0 | 0 |  |  |  |  | 0 | 0
Alternative_Double_demand | 2014 | 0 | 0 | 0 | 0 | 0 | 0 | 0 | 0 | 0 | 0 | 0 | 0 | 0 | 0 | 0 | 0 | 0 | 0 | 124.2496 | 77.7268 | 221.5562 | 92.3317 | 97.0214 | 91.9174 | 84.5437 | 79.9298 | 67.6962 | 65.033 | 40093316.445 | 4491379.478 | 338160.091 | 8413164.722 | 26850612.154 | -9.904 |  | 175441488.8446 | 124.2496 | 77.7268 | 221.5562 | 92.3317 | 97.0214 | 91.9174 | 84.5437 | 79.9298 | 67.6962 | 65.033 | 40093316.445 | 4491379.478 | 338160.091 | 8413164.722 | 26850612.154 | -9.904 | [9 empty] | 175441488.8446 | 0 | 0 | 0 | 0 | [8 empty] | 0 | 0 | 0 | 0 | 0 | 0 | 0 | 0 | 0 | 0 | 0 | 0 | 0 | 0 | 0 | 0 |  |  |  |  | 0 | 0 | 0 |  |  |  |  | 0 | 0
Alternative_Double_demand | 2015 | 0 | 0 | 0 | 0 | 0 | 0 | 0 | 0 | 0 | 0 | 0 | 0 | 0 | 0 | 0 | 0 | 0 | 0 | 126.5799 | 74.1005 | 223.882 | 75.9142 | 79.3821 | 75.4536 | 79.8433 | 76.4746 | 73.7905 | 71.6092 | 41050345.9 | 4591697.434 | 371084.042 | 8612380.534 | 27475183.89 | 111.76 |  | 183604863.8889 | 126.5799 | 74.1005 | 223.882 | 75.9142 | 79.3821 | 75.4536 | 79.8433 | 76.4746 | 73.7905 | 71.6092 | 41050345.9 | 4591697.434 | 371084.042 | 8612380.534 | 27475183.89 | 111.76 | [9 empty] | 183604863.8889 | 0 | 0 | 0 | 0 | [8 empty] | 0 | 0 | 0 | 0 | 0 | 0 | 0 | 0 | 0 | 0 | 0 | 0 | 0 | 0 | 0 | 0 |  |  |  |  | 0 | 0 | 0 |  |  |  |  | 0 | 0
Alternative_Double_demand | 2016 | 0 | 0 | 0 | 0 | 0 | 0 | 0 | 0 | 0 | 0 | 0 | 0 | 0 | 0 | 0 | 0 | 0 | 0 | 118.9116 | 66.8003 | 221.8348 | 76.7035 | 83.2582 | 76.3436 | 68.0214 | 63.9106 | 63.2479 | 60.1327 | 41030948.485 | 4544238.781 | 372593.37 | 8584774.075 | 27529342.259 | -65.832 |  | 176394458.0176 | 118.9116 | 66.8003 | 221.8348 | 76.7035 | 83.2582 | 76.3436 | 68.0214 | 63.9106 | 63.2479 | 60.1327 | 41030948.485 | 4544238.781 | 372593.37 | 8584774.075 | 27529342.259 | -65.832 | [9 empty] | 176394458.0176 | 0 | 0 | 0 | 0 | [8 empty] | 0 | 0 | 0 | 0 | 0 | 0 | 0 | 0 | 0 | 0 | 0 | 0 | 0 | 0 | 0 | 0 |  |  |  |  | 0 | 0 | 0 |  |  |  |  | 0 | 0
Alternative_Double_demand | 2017 | 0 | 0 | 0 | 0 | 0 | 0 | 0 | 0 | 0 | 0 | 0 | 0 | 0 | 0 | 0 | 0 | 0 | 0 | 135.3876 | 84.6124 | 268.1301 | 126.9731 | 132.8069 | 126.7204 | 81.1155 | 76.9617 | 57.1547 | 53.9688 | 40770953.213 | 4513235.66 | 385997.013 | 8518439.129 | 27353281.411 | 40.37 |  | 155621570.0617 | 135.3876 | 84.6124 | 268.1301 | 126.9731 | 132.8069 | 126.7204 | 81.1155 | 76.9617 | 57.1547 | 53.9688 | 40770953.213 | 4513235.66 | 385997.013 | 8518439.129 | 27353281.411 | 40.37 | [9 empty] | 155621570.0617 | 0 | 0 | 0 | 0 | [8 empty] | 0 | 0 | 0 | 0 | 0 | 0 | 0 | 0 | 0 | 0 | 0 | 0 | 0 | 0 | 0 | 0 |  |  |  |  | 0 | 0 | 0 |  |  |  |  | 0 | 0
Alternative_Double_demand | 2018 | 0 | 0 | 0 | 0 | 0 | 0 | 0 | 0 | 0 | 0 | 0 | 0 | 0 | 0 | 0 | 0 | 0 | 0 | 136.1262 | 82.3127 | 254.6307 | 103.6618 | 108.73 | 103.6618 | 84.0681 | 79.9122 | 68.7001 | 66.2216 | 41055623.4921 | 4569997.0442 | 387741.0397 | 8577801.146 | 27520084.2623 | 0 | 1721912656.9041 | 155584101.2 | 136.1262 | 82.3127 | 254.6307 | 103.6618 | 108.73 | 103.6618 | 84.0681 | 79.9122 | 68.7001 | 66.2216 | 41055623.4921 | 4569997.0442 | 387741.0397 | 8577801.146 | 27520084.2623 | 0 | [8 empty] | 1721912656.9041 | 155584101.2 | 0 | 0 | 0 | 0 | 0 | 0 | 0 | 0 | 0 | 0 | 0 | 0 | 0 | 0 | 0 | 0 | 0 | 0 | 0 | 0 | 0 | 0 | 0 | 0 | 0 | 0 | 0 | 0 | 0 | 0 | 0 | 0 | 0 | 0 | 0 | 1825227416.3183 |  |  | 1825227416.3183 | 0 | 0 | 0 | 0 | 0 | 0
Alternative_Double_demand | 2019 | 0 | 0 | 0 | 0 | 0 | 0 | 0 | 0 | 0 | 0 | 0 | 0 | 0 | 0 | 0 | 0 | 0 | 0 | 159.4448 | 107.3318 | 306.4831 | 160.8159 | 166.2754 | 160.8159 | 96.2772 | 92.0149 | 73.8178 | 71.131 | 41771709.8842 | 4641949.9222 | 390745.1428 | 8709218.4151 | 28029796.4042 | 0 | 2145241338.6861 | 150953074.5 | 159.4448 | 107.3318 | 306.4831 | 160.8159 | 166.2754 | 160.8159 | 96.2772 | 92.0149 | 73.8178 | 71.131 | 41771709.8842 | 4641949.9222 | 390745.1428 | 8709218.4151 | 28029796.4042 | 0 | 0 | 0 | 0 | 0 | 0 | 0 | 0 | 0 | 2145241338.6861 | 150953074.5 | 0 | 0 | 0 | 0 | 0 | 0 | 0 | 0 | 0 | 0 | 0 | 0 | 0 | 0 | 0 | 0 | 0 | 0 | 0 | 0 | 0 | 0 | 0 | 0 | 0 | 0 | 0 | 0 | 0 | 0 | 0 | 0 | 0 | 0 | 0 | 2145241338.6861 | 0 | 0 | 2145241338.6861 | 0 | 0 | 0 | 0 | 0 | 0
Alternative_Double_demand | 2020 | 0 | 0 | 0 | 0 | 0 | 0 | 0 | 0 | 0 | 0 | 0 | 0 | 0 | 0 | 0 | 0 | 0 | 0 | 163.1603 | 111.5761 | 307.6935 | 164.5074 | 171.7245 | 164.5074 | 103.8927 | 98.9569 | 77.6836 | 74.6273 | 42106997.9255 | 4685923.9135 | 393661.2547 | 8780688.1821 | 28246724.5752 | 0 | 2249015740.2246 | 126307495.7 | 163.1603 | 111.5761 | 307.6935 | 164.5074 | 171.7245 | 164.5074 | 103.8927 | 98.9569 | 77.6836 | 74.6273 | 42106997.9255 | 4685923.9135 | 393661.2547 | 8780688.1821 | 28246724.5752 | 0 | 95 | 95 | 95 | 95 | 103810702.3 | 103810702.3 | 103810702.3 | 103810702.3 | 2249015740.2246 | 126307495.7 | 0 | 0 | 0 | 0 | 0 | 0 | 0 | 0 | 0 | 0 | 0 | 0 | 0 | 0 | 0 | 0 | 0 | 0 | 0 | 0 | 0 | 0 | 0 | 0 | 0 | 0 | 0 | 0 | 0 | 0 | 0 | 0 | 0 | 0 | 0 | 2121712962.476 | 97934624.8113 | 97934624.8113 | 2121712962.476 | 0 | 0 | 0 | 0 | 0 | 0
Alternative_Double_demand | 2021 | 0 | 0 | 0 | 0 | 0 | 0 | 0 | 0 | 0 | 0 | 0 | 0 | 0 | 0 | 0 | 0 | 0 | 0 | 163.657 | 112.0028 | 307.2942 | 164.5074 | 172.5257 | 164.5074 | 104.5162 | 98.9569 | 78.8048 | 75.5855 | 42421861.9235 | 4724126.7829 | 395486.3471 | 8847989.7793 | 28454259.0142 | 0 | 2278993155.0358 | 99119072.34 | 163.657 | 112.0028 | 307.2942 | 164.5074 | 172.5257 | 164.5074 | 104.5162 | 98.9569 | 78.8048 | 75.5855 | 42421861.9235 | 4724126.7829 | 395486.3471 | 8847989.7793 | 28454259.0142 | 0 | 17 | 17 | 112 | 112 | 41128931.45 | 41128931.45 | 144939633.75 | 144939633.75 | 2278993155.0358 | 99119072.34 | 0 | 0 | 0 | 0 | 0 | 0 | 0 | 0 | 0 | 0 | 0 | 0 | 0 | 0 | 0 | 0 | 0 | 0 | 0 | 0 | 0 | 0 | 0 | 0 | 0 | 0 | 0 | 0 | 0 | 0 | 0 | 0 | 0 | 0 | 0 | 2028295794.7987 | 36604602.5721 | 36604602.5721 | 2028295794.7987 | 0 | 0 | 0 | 0 | 0 | 0
Alternative_Double_demand | 2022 | 473982000.4269 | -6643183.0661 | 6421658.5464 | -421727219.5099 | 52033256.3974 | -81538642.3245 | -6643183.0661 | 137430796.0154 | 0 | 49248970.6247 | 555520642.7514 | 3.2748e-09 | -131009137.4689 | -421727219.5099 | 2784285.7726 | 0 | 0 | 2.1793e-07 | 169.8035 | 117.9915 | 311.1742 | 168.4498 | 176.761 | 168.4498 | 120.3683 | 114.4504 | 82.4714 | 79.0177 | 42626146.0961 | 4751794.3509 | 396138.6033 | 8891405.0765 | 28586808.0654 | 1 | 2443989601.3607 | 96271373.37 | 142.4272 | 121.0504 | 211.9398 | 185.521 | 193.8322 | 185.521 | 119.6443 | 98.9569 | 97.2411 | 79.0177 | 42552657.4366 | 4800982.9896 | 382153.098 | 8848946.2019 | 28520575.1471 | 1 | 0 | 0 | 112 | 112 | 0 | 0 | 144939633.75 | 144939633.75 | 2445708001.1806 | 96271373.37 | 52033256.3974 | 52033256.3974 | 52033256.3974 | 0 | 1718399.8199 | 1718399.8199 | 1718399.8199 | 1718399.8199 | 53751656.2173 | 53751656.2173 | 53751656.2173 | 53751656.2173 | 397964427.3686 | -5577744.603 | 5391748.3446 | -354090305.6801 | 43688125.4302 | 43688125.4302 | -68461416.4079 | -5577744.603 | 115389546.417 | 0 | 41350385.406 | 466425843.7766 | 2.7496e-09 | -109997798.0723 | -354090305.6801 | 2337740.0241 | 1442801.6248 | 1442801.6248 | 45130927.055 | 45130927.055 | 0 | 1.8298e-07 | 0 | 2052020796.8328 | 0 | 0 | 2053463598.4576 | 43688125.4302 | 43688125.4302 | 1442801.6248 | 45130927.055 | 45130927.055 | 1442801.6248
Alternative_Double_demand | 2023 | 524428585.3753 | -2530992.2236 | 11212247.1023 | -420260959.0885 | 112848881.1654 | -25301665.1821 | -2081940.4565 | 137290236.0229 | 0 | 109906630.3843 | 549730250.5574 | -449051.7671 | -126077988.9207 | -420260959.0885 | 2942250.781 | -4 | -2659962.8143 | 8.7544e-08 | 176.5639 | 124.1978 | 324.6775 | 180.7333 | 189.4179 | 180.7333 | 120.7378 | 114.4504 | 86.6665 | 83.0843 | 42512656.4954 | 4747313.1258 | 400621.5501 | 8885910.8261 | 28478810.9934 | 4 | 2549969975.3217 | 93505489.03 | 145.278 | 123.0453 | 214.808 | 186.0346 | 195.9283 | 186.0346 | 119.4649 | 98.9569 | 101.4424 | 83.0843 | 42423150.6099 | 4798241.4906 | 384831.7468 | 8836296.1665 | 28403781.2059 | 0 | 0 | 0 | 112 | 112 | 0 | 0 | 144939633.75 | 144939633.75 | 2496750333.9158 | 93505489.03 | 112848881.1654 | 164882137.5627 | 164882137.5627 | 0 | -53219641.4059 | -53219641.4059 | -51501241.586 | -51501241.586 | 59629239.7595 | 59629239.7595 | 113380895.9767 | 113380895.9767 | 415396559.2966 | -2004782.902 | 8881149.8804 | -332886042.6004 | 89386883.6746 | 89386883.6746 | -20041288.6601 | -1649091.8428 | 108746725.9782 | 0 | 87056345.4753 | 435437847.9568 | -355691.0592 | -99865576.0979 | -332886042.6004 | 2330538.1993 | -42154940.7174 | -42154940.7174 | 47231942.9572 | 47231942.9572 | -2106939.6897 | 6.9343e-08 | 0 | 2019815058.8995 | 0 | 0 | 1977660118.1821 | 133075009.1048 | 133075009.1048 | -40712139.0927 | 92362870.0121 | 92362870.0121 | -40712139.0927
Alternative_Double_demand | 2024 | 369361429.1482 | -15937636.8193 | 52241153.9439 | -427686483.7457 | -22021537.4729 | -191184691.8855 | -15679489.8152 | 177193732.7901 | 0 | -29670448.9106 | 560546121.0337 | -258147.0041 | -124952578.8462 | -427686483.7457 | 7648911.4378 | -2 | -1211907.402 | 2.0768e-07 | 189.4317 | 136.6059 | 342.3517 | 197.479 | 206.5901 | 197.479 | 140.945 | 134.2783 | 92.4459 | 88.7285 | 42871908.7699 | 4789852.5101 | 403062.1416 | 8963026.5561 | 28715967.562 | 2 | 3466786611.234 | 90819068.77 | 169.1845 | 146.9096 | 265.6507 | 237.1817 | 246.9778 | 237.1817 | 135.0914 | 114.4504 | 107.3604 | 88.7285 | 42773314.9653 | 4840959.7495 | 386782.5957 | 8910204.5904 | 28635368.0296 | 0 | 0 | 0 | 112 | 112 | 0 | 0 | 144939633.75 | 144939633.75 | 3620595673.2896 | 90819068.77 | -22021537.4729 | 142860600.0899 | 142860600.0899 | 2.9802e-08 | 153809062.0557 | 153809062.0557 | 102307820.4697 | 102307820.4697 | 131787524.5828 | 131787524.5828 | 245168420.5595 | 245168420.5595 | 276008346.6725 | -11909529.3694 | 39037629.2445 | -319592220.4033 | -16455773.8557 | -16455773.8557 | -142864323.5383 | -11716626.9107 | 132409465.008 | 0 | -22171485.4411 | 418872670.2108 | -192902.4586 | -93371835.7635 | -319592220.4033 | 5715711.5854 | 114935078.682 | 114935078.682 | 98479304.8263 | 98479304.8263 | -905607.7109 | 1.5519e-07 | 2.227e-08 | 2590584628.8272 | 0 | 0 | 2705519707.5092 | 116619235.2491 | 116619235.2491 | 74222939.5893 | 190842174.8384 | 190842174.8384 | 74222939.5893
Alternative_Double_demand | 2025 | 140870566.7692 | -35430746.2166 | -96414046.4307 | -436478158.1752 | -427452384.0533 | -423557878.9941 | -34735007.3779 | 32854530.9903 | 0 | -425438355.3817 | 564428445.7633 | -695738.8387 | -129268577.421 | -436478158.1752 | -2014028.6716 | -6 | -3329403.9688 | -2.1327e-07 | 232.0052 | 177.5516 | 455.2714 | 306.6893 | 317.4581 | 306.6893 | 149.4365 | 141.8496 | 93.6312 | 89.5787 | 43236550.1264 | 4827906.6528 | 407824.5972 | 9043565.6991 | 28957253.1773 | 6 | 3498382456.7702 | 89600253.61 | 232.1747 | 208.0506 | 426.2574 | 393.9318 | 406.5327 | 393.9318 | 160.1315 | 138.2039 | 108.73 | 89.5787 | 43109588.6315 | 4881993.0186 | 388461.9399 | 8980192.477 | 28858941.196 | 0 | 35 | 35 | 147 | 147 | 113381610.1 | 113381610.1 | 258321243.85 | 258321243.85 | 3908984291.0011 | 89600253.61 | -427452384.0533 | -284591783.9634 | -284591783.9634 | 5.9605e-08 | 410601834.2309 | 410601834.2309 | 512909654.7005 | 512909654.7005 | -16850549.8224 | -16850549.8224 | 228317870.7371 | 228317870.7371 | 99308190.8817 | -24977278.001 | -67968098.2778 | -307699878.2773 | -301337063.6744 | -301337063.6744 | -298591591.2831 | -24486809.5733 | 23161147.9228 | 0 | -299917252.9337 | 397899782.1648 | -490468.4277 | -91129246.2006 | -307699878.2773 | -1419810.7408 | 289458090.9649 | 289458090.9649 | -11878972.7095 | -11878972.7095 | -2347098.4212 | -1.5035e-07 | 4.2019e-08 | 2466221587.3894 | 79929561.132 | 79929561.132 | 2755679678.3544 | -184717828.4253 | -184717828.4253 | 363681030.5542 | 178963202.1289 | 178963202.1289 | 363681030.5542
Alternative_Double_demand | 2026 | 133960973.728 | -35931586.972 | -85955988.6691 | -440266023.0751 | -428192624.9881 | -426373416.6262 | -34870324.001 | 43628928.9747 | 0 | -417614811.6525 | 560334390.3543 | -1061262.971 | -129584917.6438 | -440266023.0751 | -10577813.3356 | -6 | -3066159.5535 | 2.4121e-07 | 236.9874 | 178.7608 | 464.7684 | 306.6893 | 324.0035 | 306.6893 | 157.2064 | 147.9936 | 93.851 | 89.5787 | 43429227.0668 | 4850715.0949 | 408449.3113 | 9084200.875 | 29085861.7855 | 6 | 3541692964.3493 | 88972624.71 | 237.4998 | 209.0303 | 437.3517 | 393.9318 | 414.1551 | 393.9318 | 166.6854 | 143.1816 | 108.9908 | 89.5787 | 43438152.2383 | 4923729.6819 | 390939.3067 | 9049255.0252 | 29074228.2245 | 0 | 0 | 0 | 147 | 147 | 0 | 0 | 258321243.85 | 258321243.85 | 3961806719.5303 | 88972624.71 | -428192624.9881 | -712784408.9516 | -712784408.9516 | -1.4901e-08 | 420113755.1809 | 420113755.1809 | 933023409.8815 | 933023409.8815 | -8078869.8072 | -8078869.8072 | 220239000.9299 | 220239000.9299 | 89091698.5256 | -23896557.5195 | -57165641.7228 | -292802050.5323 | -284772551.249 | -284772551.249 | -283562673.7867 | -23190757.0312 | 29015729.5744 | 0 | -277737701.2436 | 372654372.3123 | -705800.4883 | -86181371.2972 | -292802050.5323 | -7034850.0054 | 279399641.4137 | 279399641.4137 | -5372909.8353 | -5372909.8353 | -2039171.2226 | 1.6042e-07 | -9.9101e-09 | 2355428100.2067 | 0 | 0 | 2634827741.6204 | -469490379.6743 | -469490379.6743 | 643080671.9679 | 173590292.2936 | 173590292.2936 | 643080671.9679
Alternative_Double_demand | 2027 | 529926532.7573 | -2350999.4634 | 199763021.5428 | -449347189.2717 | 277991365.5649 | 0 | 0 | 336993791.0159 | 0 | 336993791.0159 | 529926532.7573 | -2350999.4634 | -137230769.4731 | -449347189.2717 | -59002425.4509 | -5 | -2367833.5381 | 2.2631e-07 | 277.2498 | 218.6645 | 552.8216 | 393.9318 | 411.2945 | 393.9318 | 201.629 | 192.1316 | 93.9042 | 89.5787 | 43683598.9892 | 4881247.4253 | 409721.9397 | 9138120.2673 | 29254509.3569 | 5 | 4193652636.2572 | 86416434.01 | 242.7414 | 211.3755 | 444.6122 | 393.9318 | 417.8075 | 393.9318 | 179.6762 | 155.0971 | 109.304 | 89.5787 | 43469314.0318 | 4916606.4534 | 390585.165 | 9060766.4045 | 29101356.0089 | 0 | 0 | 0 | 147 | 147 | 0 | 0 | 258321243.85 | 258321243.85 | 3994078786.8426 | 86416434.01 | 277991365.5649 | -434793043.3866 | -434793043.3866 | 0 | -199573849.4146 | -199573849.4146 | 733449560.4669 | 733449560.4669 | 78417516.1504 | 78417516.1504 | 298656517.0803 | 298656517.0803 | 332482462.5542 | -1475046.1483 | 125333791.0526 | -281925985.5768 | 174415221.8817 | 174415221.8817 | 0 | 0 | 211434073.5487 | 0 | 211434073.5487 | 332482462.5542 | -1475046.1483 | -86100282.4962 | -281925985.5768 | -37018851.6671 | -125215102.119 | -125215102.119 | 49200119.7626 | 49200119.7626 | -1485608.0551 | 1.4199e-07 | 0 | 2631149545.098 | 0 | 0 | 2505934442.979 | -295075157.7927 | -295075157.7927 | 517865569.8489 | 222790412.0562 | 222790412.0562 | 517865569.8489
Alternative_Double_demand | 2028 | -438714925.4271 | -84175536.0919 | 197695297.1461 | -451538210.001 | -776733374.374 | -1030291270.4273 | -84279971.315 | 321909639.335 | 0 | -792661602.4073 | 591576345.0002 | 104435.2232 | -124214342.1889 | -451538210.001 | 15928228.0334 | -10 | -4417964.2868 | 1.8161e-08 | 281.383 | 220.0661 | 559.2399 | 393.9318 | 414.3022 | 393.9318 | 210.5536 | 199.2528 | 94.1959 | 89.5787 | 44051645.9382 | 4924680.6325 | 415533.6745 | 9215244.3354 | 29496187.2958 | 10 | 5323593329.5012 | 83933682.88 | 317.4799 | 287.743 | 647.9795 | 602.3656 | 622.7771 | 602.3656 | 189.0224 | 164.1775 | 109.5466 | 89.5787 | 43836034.0278 | 4961346.0761 | 393163.8962 | 9140064.0937 | 29341459.9618 | 0 | 0 | 0 | 147 | 147 | 0 | 0 | 258321243.85 | 258321243.85 | 5349268711.5589 | 83933682.88 | -776733374.374 | -1211526417.7606 | -1211526417.7606 | 0 | 25675382.0577 | 25675382.0577 | 759124942.5246 | 759124942.5246 | -751057992.3163 | -751057992.3163 | -452401475.236 | -452401475.236 | -259674690.288 | -49823370.4796 | 117015542.6279 | -267264772.7247 | -459747290.8644 | -459747290.8644 | -609827819.9543 | -49885185.5277 | 190537820.9179 | 0 | -469175184.5641 | 350153129.6663 | 61815.0481 | -73522278.29 | -267264772.7247 | 9427893.6997 | 15197219.1905 | 15197219.1905 | -444550071.6739 | -444550071.6739 | -2614986.2733 | 1.0749e-08 | 0 | 3151026712.1905 | 0 | 0 | 3166223931.381 | -754822448.6571 | -754822448.6571 | 533062789.0394 | -221759659.6177 | -221759659.6177 | 533062789.0394
Alternative_Double_demand | 2029 | 399794341.5917 | -17989968.1408 | -126058084.2394 | -487272149.5451 | -231525860.3337 | -200582305.7412 | -16426249.7703 | 0 | -12788232.1766 | -229796787.6881 | 600376647.3329 | -1563718.3705 | -126058084.2394 | -474483917.3685 | -1729072.6456 | -27 | -11205848.5909 | -3.1432e-07 | 239.9158 | 173.3166 | 478.9948 | 299.557 | 324.5566 | 299.557 | 147.5066 | 134.2783 | 93.7306 | 89.1459 | 44084953.4332 | 4917189.3505 | 417652.443 | 9231632.5749 | 29518479.0648 | 27 | 3478603804.2517 | 81715220.8768 | 222.9567 | 187.9605 | 398.4416 | 339.9443 | 369.0917 | 339.9443 | 161.196 | 134.2783 | 110.2248 | 89.5787 | 44190255.9911 | 5015750.544 | 395783.9718 | 9210256.6296 | 29568464.8456 | 0 | 247 | 247 | 394 | 394 | 1059312049 | 1059312049 | 1317633292.85 | 1317633292.85 | 3715661066.1924 | 81715220.8768 | -231525860.3337 | -1443052278.0943 | -1443052278.0943 | 1.4901e-08 | 237057261.9407 | 237057261.9407 | 996182204.4652 | 996182204.4652 | 5531401.607 | 5531401.607 | -446870073.629 | -446870073.629 | 223243072.185 | -10045504.2467 | -70390175.8272 | -272090223.2422 | -129282831.1311 | -129282831.1311 | -112004111.8675 | -9172332.0761 | 0 | -7140882.0534 | -128317325.9969 | 335247184.0525 | -873172.1707 | -70390175.8272 | -264949341.1888 | -965505.1342 | 132371536.8975 | 132371536.8975 | 3088705.7663 | 3088705.7663 | -6257287.324 | -1.7552e-07 | 8.3207e-09 | 1942434195.2512 | 591514315.2849 | 591514315.2849 | 2074805732.1487 | -884105279.7882 | -884105279.7882 | 665434325.9368 | -218670953.8514 | -218670953.8514 | 665434325.9368
Alternative_Double_demand | 2030 | 341042355.4286 | -23392540.3863 | -144562786.7765 | -487364743.3446 | -314277715.0787 | -276927513.412 | -22689693.8406 | 0 | 0 | -299617207.2526 | 617969868.8407 | -702846.5457 | -144562786.7765 | -487364743.3446 | -14660507.8261 | -33 | -12956711.483 | 9.0804e-08 | 221.1084 | 155.8246 | 428.4402 | 250.671 | 272.3831 | 250.671 | 144.1759 | 134.2783 | 93.6427 | 89.1459 | 44027866.3786 | 4895482.843 | 416082.3907 | 9223594.3699 | 29492706.775 | 33 | 3230487148.9297 | 80589445.7267 | 208.7021 | 175.8686 | 359.4079 | 306.6893 | 330.3877 | 306.6893 | 159.8736 | 134.2783 | 110.1521 | 89.1459 | 44137169.1041 | 4991563.9579 | 393999.8656 | 9205218.6652 | 29546386.6154 | 0 | 52.5 | 0 | 446.5 | 394 | 291785102 | 0 | 1609418394.85 | 1317633292.85 | 3530016987.6257 | 80589445.7267 | -314277715.0787 | -1757329993.173 | -1757329993.173 | 0 | 299529838.696 | 299529838.696 | 1295712043.1612 | 1295712043.1612 | -14747876.3827 | -14747876.3827 | -461617950.0118 | -461617950.0118 | 179656858.47 | -12322898.4627 | -76153872.7097 | -256737667.1096 | -165557579.8121 | -165557579.8121 | -145881959.5032 | -11952647.6702 | 0 | 0 | -157834607.1734 | 325538817.9732 | -370250.7926 | -76153872.7097 | -256737667.1096 | -7722972.6387 | 157788582.5076 | 157788582.5076 | -7768997.3044 | -7768997.3044 | -6825433.9793 | 4.7834e-08 | 0 | 1701780330.9941 | 153708751.8287 | 0 | 1859568913.5017 | -1049662859.6003 | -1049662859.6003 | 823222908.4444 | -226439951.1558 | -226439951.1558 | 823222908.4444
Alternative_Double_demand | 2031 | 621683885.6618 | -895344.6062 | -86294062.7094 | -462784592.1853 | 71709886.1609 | 0 | 0 | 65486835.1769 | 25306533.0714 | 90793368.2483 | 621683885.6618 | -895344.6062 | -151780897.8863 | -488091125.2566 | -19083482.0874 | -74 | -27674597.3129 | -1.8999e-07 | 237.6638 | 176.8341 | 472.6236 | 306.6893 | 320.7057 | 306.6893 | 146.7219 | 138.2039 | 94.0572 | 89.5787 | 44408298.3355 | 4932078.0085 | 425667.4738 | 9300875.6961 | 29749677.1571 | 74 | 3556823589.248 | 85572009.206 | 203.6161 | 175.0682 | 347.8298 | 306.6893 | 322.9814 | 306.6893 | 156.0102 | 131.1555 | 109.605 | 88.7285 | 44491275.1435 | 5035841.5246 | 395579.9157 | 9281169.9872 | 29778683.716 | 0 | 70 | 0 | 516.5 | 394 | 292019837.6 | 0 | 1901438232.45 | 1317633292.85 | 3533413393.9801 | 85572009.206 | 71709886.1609 | -1685620107.0121 | -1685620107.0121 | -1.4901e-08 | -23410195.2678 | -23410195.2678 | 1272301847.8934 | 1272301847.8934 | 48299690.8931 | 48299690.8931 | -413318259.1187 | -413318259.1187 | 308957845.0034 | -444958.8391 | -42885505.4252 | -229989764.2516 | 35637616.4876 | 35637616.4876 | 0 | 0 | 32544950.8005 | 12576571.6348 | 45121522.4354 | 308957845.0034 | -444958.8391 | -75430456.2257 | -242566335.8864 | -9483905.9478 | -11634149.8435 | -11634149.8435 | 24003466.6441 | 24003466.6441 | -13753427.0139 | -9.4419e-08 | -7.4054e-09 | 1767632355.5042 | 145124912.8439 | 0 | 1755998205.6607 | -1014025243.1127 | -1014025243.1127 | 811588758.601 | -202436484.5117 | -202436484.5117 | 811588758.601
Alternative_Double_demand | 2032 | 639326621.4464 | -64688.4135 | 6777083.4352 | -476925286.7152 | 169113729.7529 | 0 | 0 | 154903931.3552 | 12984129.7594 | 167888061.1145 | 639326621.4464 | -64688.4135 | -148126847.92 | -489909416.4746 | 1225668.6384 | -14 | -5019394.0811 | 2.6543e-08 | 241.0115 | 179.3168 | 474.579 | 306.6893 | 322.6578 | 306.6893 | 159.9064 | 150.8181 | 94.1764 | 89.5787 | 44785655.9114 | 4979373.3264 | 429742.7655 | 9380037.7455 | 29996502.074 | 14 | 3656696994.2221 | 104311732.36 | 204.3041 | 175.8686 | 347.401 | 306.6893 | 322.8984 | 306.6893 | 159.1928 | 134.2783 | 110.0764 | 89.1459 | 44820756.0329 | 5076737.6531 | 397442.168 | 9351006.1822 | 29995570.0296 | 0 | 0 | 0 | 516.5 | 394 | 0 | 0 | 1901438232.45 | 1317633292.85 | 3585455090.5282 | 104311732.36 | 169113729.7529 | -1516506377.2592 | -1516506377.2592 | -2.9802e-08 | -71241903.6939 | -71241903.6939 | 1201059944.1995 | 1201059944.1995 | 97871826.059 | 97871826.059 | -315446433.0598 | -315446433.0598 | 299741268.0925 | -30328.4525 | 3177361.1714 | -223601185.1063 | 79287115.7051 | 79287115.7051 | 0 | 0 | 72625007.7181 | 6087466.701 | 78712474.4191 | 299741268.0925 | -30328.4525 | -69447646.5467 | -229688651.8073 | 574641.286 | -33400984.4705 | -33400984.4705 | 45886131.2346 | 45886131.2346 | -2353287.8132 | 1.2444e-08 | -1.3972e-08 | 1714402243.408 | 0 | 0 | 1681001258.9374 | -934738127.4076 | -934738127.4076 | 778187774.1304 | -156550353.2772 | -156550353.2772 | 778187774.1304
Alternative_Double_demand | 2033 | 666390511.1192 | 764275.9743 | 84739370.0064 | -346096423.331 | 405797733.7689 | 0 | 0 | 223619523.7717 | 145708089.9084 | 369327613.6801 | 666390511.1192 | 764275.9743 | -138880153.7652 | -491804513.2395 | 36470120.0888 | -13 | -4494689.6477 | 7.6834e-08 | 241.0313 | 176.8341 | 480.6679 | 306.6893 | 325.4928 | 306.6893 | 148.6136 | 138.2039 | 94.426 | 89.5787 | 44920327.2699 | 4991997.3603 | 431444.213 | 9409211.9205 | 30087673.7761 | 13 | 3569631047.6896 | 126499234.54 | 199.0907 | 170.0062 | 348.7863 | 306.6893 | 323.7288 | 306.6893 | 139.6513 | 114.4504 | 105.9116 | 84.7451 | 45132930.3933 | 5112330.133 | 399866.2066 | 9419145.0391 | 30201589.0146 | 0 | 73.214 | 52.5 | 589.714 | 446.5 | 593115946.1 | 291785102 | 2494554178.55 | 1609418394.85 | 3390695929.5374 | 126499234.54 | 405797733.7689 | -1110708643.4903 | -1110708643.4903 | -2.9802e-08 | -178935118.1522 | -178935118.1522 | 1022124826.0473 | 1022124826.0473 | 226862615.6167 | 226862615.6167 | -88583817.443 | -88583817.443 | 294745165.7215 | 338040.0005 | 37480305.0748 | -153078781.8077 | 179484728.9891 | 179484728.9891 | 0 | 0 | 98907131.0183 | 64446828.6844 | 163353959.7028 | 294745165.7215 | 338040.0005 | -61426825.9436 | -217525610.4921 | 16130769.2863 | -79143175.3201 | -79143175.3201 | 100341553.669 | 100341553.669 | -1988005.5658 | 3.3984e-08 | -1.3182e-08 | 1578851254.8727 | 262335754.949 | 129056832.0062 | 1499708079.5526 | -755253398.4185 | -755253398.4185 | 699044598.8103 | -56208799.6082 | -56208799.6082 | 699044598.8103
Alternative_Double_demand | 2034 | 314061424.0575 | -29028897.3316 | -82401995.0677 | -507149542.0577 | -304519010.3996 | -355249227.5106 | -29126775.1386 | 64607821.1817 | 0 | -319768181.4675 | 669310651.5681 | 97877.807 | -147009816.2494 | -507149542.0577 | 15249171.0679 | -11 | -3686644.8555 | 1.7975e-07 | 213.0911 | 149.0932 | 410.8672 | 236.8218 | 254.0809 | 236.8218 | 138.6279 | 128.9895 | 92.2352 | 87.4955 | 45234385.0257 | 5030520.8445 | 433970.0391 | 9476240.324 | 30293653.8181 | 11 | 3158697327.4999 | 133013269.09 | 202.0728 | 172.7496 | 349.0809 | 306.6893 | 323.775 | 306.6893 | 147.3654 | 122.1652 | 108.97 | 87.4955 | 45322334.1571 | 5138703.4309 | 399801.5384 | 9458372.4029 | 30325456.7849 | 0 | 0 | 143.214 | 589.714 | 589.714 | 0 | 885135783.7 | 2494554178.55 | 2494554178.55 | 3495700104.687 | 133013269.09 | -304519010.3996 | -1415227653.8899 | -1415227653.8899 | -1.0431e-07 | 337002777.1871 | 337002777.1871 | 1359127603.2343 | 1359127603.2343 | 32483766.7875 | 32483766.7875 | -56100050.6556 | -56100050.6556 | 131046859.184 | -12112744.6082 | -34383473.4767 | -211615784.4687 | -127065143.3695 | -127065143.3695 | -148233090.4935 | -12153585.5972 | 26958586.4294 | 0 | -133428089.6613 | 279279949.6775 | 40840.9891 | -61342059.906 | -211615784.4687 | 6362946.2918 | 140619484.291 | 140619484.291 | 13554340.9215 | 13554340.9215 | -1538308.0895 | 7.5001e-08 | -4.3524e-08 | 1318014032.2044 | 0 | 369336236.5448 | 1458633516.4955 | -882318541.788 | -882318541.788 | 839664083.1013 | -42654458.6867 | -42654458.6867 | 839664083.1013
Alternative_Double_demand | 2035 | 281072636.3894 | -32511588.3375 | -153721674.266 | -515388708.6683 | -420549334.8824 | -389557741.7235 | -31938596.7294 | 0 | -1141301.9561 | -422637640.409 | 670630378.1129 | -572991.6081 | -153721674.266 | -514247406.7122 | 2088305.5266 | -10 | -3262976.0361 | 2.0955e-08 | 226.6637 | 162.6626 | 444.7926 | 270.3476 | 286.3586 | 270.3476 | 143.2628 | 134.2783 | 93.4599 | 88.691 | 45394976.241 | 5041348.8635 | 435586.8035 | 9511121.711 | 30406918.8631 | 11 | 3384635380.0173 | 129419261.22 | 219.6011 | 189.9654 | 389.696 | 346.6057 | 363.9922 | 346.6057 | 159.4348 | 134.2783 | 110.3754 | 88.7285 | 45643926.0543 | 5175477.6601 | 402058.2161 | 9527469.6798 | 30538920.4984 | 1 | 0 | 0 | 589.714 | 589.714 | 0 | 0 | 2494554178.55 | 2494554178.55 | 3815034329.3301 | 129419261.22 | -420549334.8824 | -1835776988.7723 | -1835776988.7723 | 0 | 430398949.3129 | 430398949.3129 | 1789526552.5472 | 1789526552.5472 | 9849614.4305 | 9849614.4305 | -46250436.2251 | -46250436.2251 | 110643198.768 | -12798065.9267 | -60511965.8009 | -202880849.8348 | -165547682.7943 | -165547682.7943 | -153347957.321 | -12572509.9095 | 0 | -449269.2736 | -166369736.5041 | 263991156.089 | -225556.0171 | -60511965.8009 | -202431580.5612 | 822053.7098 | 169424946.9109 | 169424946.9109 | 3877264.1166 | 3877264.1166 | -1284458.3904 | 8.2488e-09 | 0 | 1332349139.0666 | 0 | 0 | 1501774085.9775 | -1047866224.5824 | -1047866224.5824 | 1009089030.0122 | -38777194.5702 | -38777194.5702 | 1009089030.0122
Alternative_Double_demand | 2036 | 202726196.8873 | -38699238.3631 | -161599718.0292 | -522536902.7155 | -520109662.2204 | -449628060.2838 | -36862924.4461 | 0 | 0 | -486490984.7299 | 652354257.1711 | -1836313.917 | -161599718.0292 | -522536902.7155 | -33618677.4905 | -8 | -2550294.281 | 1.1642e-08 | 239.1081 | 175.6828 | 479.4675 | 306.6893 | 321.7908 | 306.6893 | 143.2447 | 134.2783 | 93.5269 | 88.7285 | 45806425.1266 | 5089885.6836 | 439892.1955 | 9599161.488 | 30677485.7595 | 9 | 3595558560.6545 | 126829656.5 | 237.7607 | 206.8993 | 439.9388 | 393.9318 | 413.3175 | 393.9318 | 160.077 | 134.2783 | 110.5305 | 88.7285 | 46011349.5573 | 5217662.7563 | 405176.013 | 9607529.6555 | 30780981.1325 | 1 | 0 | 0 | 589.714 | 589.714 | 0 | 0 | 2494554178.55 | 2494554178.55 | 4089273762.8548 | 126829656.5 | -520109662.2204 | -2355886650.9927 | -2355886650.9927 | -4.4703e-08 | 493715202.2004 | 493715202.2004 | 2283241754.7476 | 2283241754.7476 | -26394460.02 | -26394460.02 | -72644896.2452 | -72644896.2452 | 75285296.2414 | -14371520.1548 | -60012385.3314 | -194051613.0724 | -193150222.3171 | -193150222.3171 | -166975863.1922 | -13689578.5047 | 0 | 0 | -180665441.6969 | 242261159.4336 | -681941.6501 | -60012385.3314 | -194051613.0724 | -12484780.6203 | 183348259.0176 | 183348259.0176 | -9801963.2995 | -9801963.2995 | -947088.5529 | 4.3233e-09 | -1.6601e-08 | 1335262514.4088 | 0 | 0 | 1518610773.4264 | -1241016446.8995 | -1241016446.8995 | 1192437289.0298 | -48579157.8697 | -48579157.8697 | 1192437289.0298
Alternative_Double_demand | 2037 | 451626861.2541 | -17597950.5954 | 26934265.4351 | -157826449.6623 | 303136726.4315 | -172290126.3544 | -14136579.6741 | 191631356.8892 | 369642142.1018 | 374846792.9625 | 623916987.6085 | -3461370.9214 | -164697091.4541 | -527468591.764 | -71710066.531 | -4 | -1249018.1732 | -1.1828e-07 | 240.3972 | 175.8686 | 482.2535 | 306.6893 | 323.938 | 306.6893 | 143.5305 | 134.2783 | 94.0776 | 89.1459 | 46189529.8065 | 5136562.2615 | 443561.6344 | 9680981.8546 | 30928424.0559 | 4 | 3634326643.3032 | 125465844.28 | 212.6775 | 178.5399 | 394.7175 | 339.9443 | 365.1426 | 339.9443 | 140.7435 | 114.4504 | 99.1823 | 77.1888 | 46180050.2858 | 5225198.4728 | 406631.3469 | 9648547.9356 | 30899672.5305 | 0 | 81.3488 | 0 | 671.0628 | 589.714 | 684493937.7 | 0 | 3179048116.25 | 2494554178.55 | 3502104624.9019 | 125465844.28 | 303136726.4315 | -2052749924.5613 | -2052749924.5613 | -1.4901e-08 | -132222018.4013 | -132222018.4013 | 2151019736.3463 | 2151019736.3463 | 170914708.0302 | 170914708.0302 | 98269811.785 | 98269811.785 | 158224666.7475 | -6165332.7277 | 9436252.6638 | -55293516.7151 | 106202069.9685 | 106202069.9685 | -60360776.0411 | -4952662.9166 | 67136856.0718 | 129501829.4251 | 131325246.5391 | 218585442.7887 | -1212669.8111 | -57700603.408 | -184795346.1402 | -25123176.5706 | -46323163.1975 | -46323163.1975 | 59878906.771 | 59878906.771 | -437585.762 | -4.1438e-08 | -5.2205e-09 | 1273263774.4167 | 239808201.1388 | 0 | 1226940611.2192 | -1134814376.931 | -1134814376.931 | 1146114125.8324 | 11299748.9013 | 11299748.9013 | 1146114125.8324
Alternative_Double_demand | 2038 | 235054374.7817 | -37284887.0087 | -63351282.5856 | -517747113.1722 | -383328907.9848 | -453884453.9732 | -37085430.7773 | 87226746.4303 | 0 | -403743138.3202 | 688938828.7549 | -199456.2314 | -150578029.0159 | -517747113.1722 | 20414230.3355 | -3 | -919135.6544 | -1.1642e-08 | 238.4697 | 172.1921 | 486.5646 | 306.6893 | 326.5703 | 306.6893 | 141.3286 | 131.1555 | 87.3141 | 82.2708 | 46369830.1717 | 5155863.1936 | 443223.6772 | 9721533.4923 | 31049209.8086 | 4 | 3503986485.4155 | 124160493.37 | 232.9548 | 201.6392 | 441.3189 | 393.9318 | 414.267 | 393.9318 | 147.9199 | 122.1652 | 104.0176 | 82.2708 | 46342878.6736 | 5249261.4164 | 406945.4024 | 9683119.5203 | 31003552.3345 | 1 | 0 | 81.3488 | 671.0628 | 671.0628 | 0 | 684493937.7 | 3179048116.25 | 3179048116.25 | 3929456297.076 | 124160493.37 | -383328907.9848 | -2436078832.546 | -2436078832.546 | 2.9802e-08 | 425469811.6605 | 425469811.6605 | 2576489548.0068 | 2576489548.0068 | 42140903.6757 | 42140903.6757 | 140410715.4607 | 140410715.4607 | 77688529.0401 | -12323140.2514 | -20938423.1264 | -171122157.0518 | -126695191.3894 | -126695191.3894 | -150014717.3015 | -12257217.3719 | 28829574.5587 | 0 | -133442360.1146 | 227703246.3416 | -65922.8795 | -49767997.6851 | -171122157.0518 | 6747168.7252 | 140623308.3284 | 140623308.3284 | 13928116.939 | 13928116.939 | -303786.2922 | -3.8477e-09 | 9.8501e-09 | 1158113122.0434 | 0 | 226234152.0177 | 1298736430.3718 | -1261509568.3205 | -1261509568.3205 | 1286737434.1608 | 25227865.8404 | 25227865.8404 | 1286737434.1608
Alternative_Double_demand | 2039 | -879085766.0311 | -128003181.3162 | -158500434.2359 | -525081520.8157 | -1690670902.399 | -1552683806.9773 | -126588965.3139 | 0 | 0 | -1679272772.2912 | 673598040.9462 | -1414216.0024 | -158500434.2359 | -525081520.8157 | -11398130.1078 | -4 | -1203506.5155 | 1.4156e-07 | 240.3457 | 175.1336 | 484.2379 | 306.6893 | 324.9908 | 306.6893 | 143.6865 | 134.2783 | 92.3291 | 87.4955 | 46693054.9566 | 5195949.6737 | 446452.4292 | 9789749.6146 | 31260903.2392 | 5 | 3642748647.0783 | 122910277.79 | 312.7665 | 280.9306 | 651.4338 | 602.3656 | 623.859 | 602.3656 | 159.9213 | 134.2783 | 109.1263 | 87.4955 | 46794792.8543 | 5306641.6322 | 409814.739 | 9778885.5841 | 31299450.899 | 1 | 0 | 0 | 671.0628 | 671.0628 | 0 | 0 | 3179048116.25 | 3179048116.25 | 5228809535.6321 | 122910277.79 | -1690670902.399 | -4126749734.945 | -4126749734.945 | -5.9605e-08 | 1586060888.5538 | 1586060888.5538 | 4162550436.5605 | 4162550436.5605 | -104610013.8452 | -104610013.8452 | 35800701.6155 | 35800701.6155 | -274103097.1868 | -39911996.9909 | -49421184.6083 | -163722900.1909 | -527159178.9768 | -527159178.9768 | -484134150.375 | -39471037.7565 | 0 | 0 | -523605188.1315 | 210031053.1882 | -440959.2344 | -49421184.6083 | -163722900.1909 | -3553990.8453 | 494541282.1802 | 494541282.1802 | -32617896.7965 | -32617896.7965 | -375259.0204 | 4.4139e-08 | -1.8585e-08 | 1135826247.0169 | 0 | 0 | 1630367529.1971 | -1788668747.2972 | -1788668747.2972 | 1781278716.341 | -7390030.9562 | -7390030.9562 | 1781278716.341
Alternative_Double_demand | 2040 | -627966932.7759 | -105848887.9081 | -113084324.4648 | -102582996.378 | -949483141.5268 | -1231531392.2715 | -100260934.7332 | 52230030.7836 | 433827137.7265 | -845735158.4946 | 603564459.4956 | -5587953.1748 | -165314355.2484 | -536410134.1045 | -103747983.0322 | -3 | -886520.6337 | -5.8673e-08 | 264.1792 | 198.3841 | 549.0556 | 370.1339 | 389.4067 | 370.1339 | 143.8136 | 134.2783 | 93.7252 | 88.7285 | 47051772.9266 | 5233674.3572 | 449283.4481 | 9868399.6976 | 31500415.4237 | 3 | 4014513298.9148 | 121712085.37 | 311.8476 | 274.3175 | 666.7514 | 602.3656 | 634.1434 | 602.3656 | 155.2752 | 128.9895 | 96.9747 | 74.9843 | 47297886.8115 | 5372383.8955 | 414172.6692 | 9883031.4611 | 31628298.7857 | 0 | 65.0791 | 0 | 736.1419 | 671.0628 | 547595150.1 | 0 | 3726643266.35 | 3179048116.25 | 5000205615.6124 | 121712085.37 | -949483141.5268 | -5076232876.4718 | -5076232876.4718 | -5.9605e-08 | 985692316.6976 | 985692316.6976 | 5148242753.2582 | 5148242753.2582 | 36209175.1708 | 36209175.1708 | 72009876.7864 | 72009876.7864 | -184719866.0073 | -31136022.2503 | -33264365.0046 | -30175342.6121 | -279295595.8742 | -279295595.8742 | -362261612.6593 | -29492295.6338 | 15363745.7394 | 127612596.41 | -248777566.1437 | 177541746.652 | -1643726.6165 | -48628110.744 | -157787939.022 | -30518029.7305 | 289946720.3789 | 289946720.3789 | 10651124.5046 | 10651124.5046 | -260774.834 | -1.7259e-08 | -1.7533e-08 | 1180890776.178 | 161078071.9067 | 0 | 1470837496.5569 | -2067964343.1715 | -2067964343.1715 | 2071225436.7199 | 3261093.5484 | 3261093.5484 | 2071225436.7199
Alternative_Double_demand | 2041 | -527582904.407 | -97139440.2377 | -97179275.2017 | -325023219.0419 | -1046924838.8883 | -1112522528.1231 | -90574414.2989 | 69985329.3213 | 208002920.592 | -925108692.5087 | 584939623.7161 | -6565025.9389 | -167164604.523 | -533026139.6339 | -121816146.3796 | -1 | -290067.6384 | 1.7835e-07 | 274.8985 | 207.8578 | 575.9076 | 393.9318 | 415.7487 | 393.9318 | 148.0527 | 138.2039 | 94.3636 | 89.1459 | 47446115.151 | 5282439.9547 | 452688.992 | 9953127.8697 | 31757858.3346 | 3 | 4206009480.8248 | 120563003.47 | 318.2638 | 278.1324 | 673.8554 | 602.3656 | 638.7497 | 602.3656 | 157.8513 | 131.1555 | 104.6171 | 82.5928 | 47439433.2761 | 5392626.1578 | 416406.0926 | 9905376.2571 | 31725024.7686 | 2 | 0 | 0 | 736.1419 | 671.0628 | 0 | 0 | 3726643266.35 | 3179048116.25 | 5181883342.2775 | 120563003.47 | -1046924838.8883 | -6123157715.3601 | -6123157715.3601 | -7.4506e-08 | 975873861.4527 | 975873861.4527 | 6124116614.7108 | 6124116614.7108 | -71050977.4356 | -71050977.4356 | 958899.3507 | 958899.3507 | -146406945.0146 | -26956689.7768 | -26967744.1823 | -90195599.8976 | -290526978.8713 | -290526978.8713 | -308730671.9794 | -25134861.6174 | 19421285.5955 | 57721870.6361 | -256722377.3653 | 162323726.9648 | -1821828.1594 | -46389029.7778 | -147917470.5337 | -33804601.5061 | 270809970.4926 | 270809970.4926 | -19717008.3787 | -19717008.3787 | -80495.2481 | 4.9493e-08 | -2.0676e-08 | 1167189068.5732 | 0 | 0 | 1437999039.0659 | -2358491322.0428 | -2358491322.0428 | 2342035407.2125 | -16455914.8303 | -16455914.8303 | 2342035407.2125
Alternative_Double_demand | 2042 | -766204521.1833 | -117820135.8135 | 44309219.024 | 151036650.3807 | -688678787.5921 | -1406254943.812 | -114090699.2504 | 197920688.8014 | 678338479.6846 | -644086474.5764 | 640050422.6287 | -3729436.5631 | -153611469.7774 | -527301829.3038 | -44592313.0158 | -1 | -284397.4571 | 1.1921e-07 | 257.8682 | 187.0327 | 531.7741 | 339.9443 | 368.1087 | 339.9443 | 145.4468 | 134.2783 | 92.8486 | 87.4955 | 47521136.6642 | 5284126.0204 | 450861.4113 | 9978498.3992 | 31807650.8334 | 3 | 3871952821.4476 | 119460305.63 | 307.7281 | 267.5533 | 674.1553 | 602.3656 | 638.729 | 602.3656 | 141.0922 | 114.4504 | 88.1369 | 66.2216 | 47801679.4259 | 5433409.1103 | 418661.6312 | 9985425.6287 | 31964183.0557 | 2 | 81.3488 | 65.0791 | 817.4907 | 736.1419 | 684621884.2 | 547595150.1 | 4411265150.55 | 3726643266.35 | 4803076178.882 | 119460305.63 | -688678787.5921 | -6811836502.9522 | -6811836502.9522 | -4.4703e-08 | 931123357.4344 | 931123357.4344 | 7055239972.1452 | 7055239972.1452 | 242444569.8422 | 242444569.8422 | 243403469.193 | 243403469.193 | -200590245.191 | -30844988.8742 | 11600032.1879 | 39540981.4157 | -180294220.4617 | -180294220.4617 | -368153692.887 | -29868632.596 | 51815094.2698 | 177587156.1712 | -168620075.0421 | 167563447.696 | -976356.2782 | -40215062.0819 | -138046174.7555 | -11674145.4196 | 243765544.8475 | 243765544.8475 | 63471324.3858 | 63471324.3858 | -74454.4754 | 3.1209e-08 | -1.1703e-08 | 1013666644.2829 | 179232134.2645 | 143358910.5613 | 1257432189.1304 | -2538785542.5045 | -2538785542.5045 | 2585800952.06 | 47015409.5555 | 47015409.5555 | 2585800952.06
Alternative_Double_demand | 2043 | -525323369.1857 | -97459045.9232 | 38726943.341 | 207083376.6708 | -376972095.0971 | -1123261513.7109 | -91051497.2935 | 198973665.5675 | 721412278.6622 | -293927066.7747 | 597938144.5252 | -6407548.6297 | -160246722.2265 | -514328901.9915 | -83045028.3224 | -3 | -835125.1717 | 2.8964e-07 | 274.8779 | 206.8993 | 578.3348 | 393.9318 | 416.8149 | 393.9318 | 144.3286 | 134.2783 | 94.0577 | 88.7285 | 47824893.5284 | 5315971.0021 | 453229.6585 | 10044740.6976 | 32010952.1701 | 6 | 4204351987.2227 | 118401439.15 | 307.6382 | 267.5533 | 674.8208 | 602.3656 | 639.1851 | 602.3656 | 140.5315 | 114.4504 | 87.655 | 66.2216 | 48002866.8414 | 5462139.6585 | 420443.2143 | 10025395.3098 | 32094888.6587 | 3 | 0 | 0 | 817.4907 | 736.1419 | 0 | 0 | 4411265150.55 | 3726643266.35 | 4826861796.0894 | 118401439.15 | -376972095.0971 | -7188808598.0493 | -7188808598.0493 | -5.9605e-08 | 622509808.8668 | 622509808.8668 | 7677749781.012 | 7677749781.012 | 245537713.7697 | 245537713.7697 | 488941182.9627 | 488941182.9627 | -129743603.1275 | -24070293.6841 | 9564724.2478 | 51145151.7543 | -93104020.8096 | -93104020.8096 | -277421498.0559 | -22487766.6252 | 49142227.0786 | 178173357.3344 | -72593680.2681 | 147677894.9284 | -1582527.0589 | -39577502.8308 | -127028205.5801 | -20510340.5414 | 153746568.9177 | 153746568.9177 | 60642548.1081 | 60642548.1081 | -206258.0026 | 7.1535e-08 | -1.4721e-08 | 1038384750.49 | 0 | 0 | 1192131319.4076 | -2631889563.314 | -2631889563.314 | 2739547520.9777 | 107657957.6637 | 107657957.6637 | 2739547520.9777
Alternative_Double_demand | 2044 | 371513792.6595 | -24857521.7369 | -38402886.8114 | 199789696.6056 | 508043080.7167 | -230723598.5598 | -18661611.3084 | 117986999.0129 | 705056280.1423 | 573658069.2869 | 602237391.2193 | -6195910.4285 | -156389885.8243 | -505266583.5367 | -65614988.5702 | -2 | -543838.9206 | -1.0477e-07 | 350.4013 | 282.2523 | 787.0762 | 602.3656 | 626.0002 | 602.3656 | 148.3764 | 138.2039 | 94.1246 | 88.7285 | 48257228.0063 | 5370454.8951 | 456885.2459 | 10137655.8745 | 32292231.9909 | 3 | 5354148059.7734 | 117384013.49 | 325.4487 | 285.4242 | 717.6941 | 644.8085 | 681.7836 | 644.8085 | 152.2658 | 126.5447 | 88.0239 | 66.9039 | 48344751.8918 | 5501729.3222 | 422489.3703 | 10101585.8026 | 32318947.3967 | 1 | 0 | 0 | 817.4907 | 736.1419 | 0 | 0 | 4411265150.55 | 3726643266.35 | 5152568513.4396 | 117384013.49 | 508043080.7167 | -6680765517.3326 | -6680765517.3326 | -2.9802e-08 | -201579546.3337 | -201579546.3337 | 7476170234.6783 | 7476170234.6783 | 306463534.383 | 306463534.383 | 795404717.3457 | 795404717.3457 | 86562204.903 | -5791768.5224 | -8947820.0345 | 46550725.6979 | 118373342.044 | 118373342.044 | -53758282.4894 | -4348129.8779 | 27490809.1873 | 164277147.7013 | 133661544.5214 | 140320487.3923 | -1443638.6446 | -36438629.2217 | -117726422.0034 | -15288202.4774 | -46967758.2334 | -46967758.2334 | 71405583.8106 | 71405583.8106 | -126713.7237 | -2.4412e-08 | -6.9439e-09 | 1247509165.4423 | 0 | 0 | 1200541407.2089 | -2513516221.2701 | -2513516221.2701 | 2692579762.7443 | 179063541.4743 | 179063541.4743 | 2692579762.7443
Alternative_Double_demand | 2045 | 645106631.1492 | -3516127.4451 | 88204751.7045 | -273002554.4192 | 456792700.9894 | 0 | 0 | 236466632.618 | 239578633.216 | 476045265.834 | 645106631.1492 | -3516127.4451 | -148261880.9135 | -512581187.6352 | -19252564.8446 | -1 | -264989.8338 | -2.8871e-08 | 347.824 | 273.9981 | 802.0055 | 602.3656 | 637.2131 | 602.3656 | 146.1241 | 134.2783 | 77.4604 | 71.9297 | 48601063.7384 | 5426904.8314 | 459196.3249 | 10228979.7074 | 32485982.8748 | 3 | 5039017431.561 | 116405789.44 | 309.3203 | 266.1425 | 683.3707 | 602.3656 | 644.7022 | 602.3656 | 137.6208 | 111.0633 | 85.9482 | 64.5507 | 48529825.2619 | 5514384.4629 | 423888.2711 | 10142887.908 | 32448664.62 | 2 | 65.0791 | 81.3488 | 882.5698 | 817.4907 | 547697507.4 | 684621884.2 | 4958962657.95 | 4411265150.55 | 4804904449.3805 | 116405789.44 | 456792700.9894 | -6223972816.3432 | -6223972816.3432 | -8.9407e-08 | -234112982.1806 | -234112982.1806 | 7242057252.4977 | 7242057252.4977 | 222679718.8089 | 222679718.8089 | 1018084436.1545 | 1018084436.1545 | 141800907.1573 | -772880.0749 | 19388289.0105 | -60008699.3432 | 100407616.7497 | 100407616.7497 | 0 | 0 | 51977737.3206 | 52661786.2616 | 104639523.5822 | 141800907.1573 | -772880.0749 | -32589448.3102 | -112670485.6048 | -4231906.8325 | -51460381.3502 | -51460381.3502 | 48947235.3995 | 48947235.3995 | -58247.423 | -6.3461e-09 | -1.9653e-08 | 1107626566.6405 | 120389404.8628 | 150486756.0675 | 1056166185.2903 | -2413108604.5203 | -2413108604.5203 | 2641119381.3941 | 228010776.8738 | 228010776.8738 | 2641119381.3941
Alternative_Double_demand | 2046 | -655555907.4299 | -110789698.8972 | -16984242.6665 | -527581880.7231 | -1310911729.7167 | -1379793695.5857 | -111334507.4532 | 140965593.7033 | 0 | -1350162609.3356 | 724237788.1558 | 544808.5561 | -157949836.3698 | -527581880.7231 | 39250879.619 | -3 | -772756.7024 | 1.0151e-07 | 272.1101 | 196.2608 | 600.7317 | 393.9318 | 433.5515 | 393.9318 | 141.6538 | 131.1555 | 71.2166 | 66.2216 | 48827858.0698 | 5452270.9884 | 462520.6979 | 10257282.5605 | 32655783.823 | 5 | 3803344908.7242 | 115464669.11 | 324.1987 | 283.3162 | 719.8265 | 644.8085 | 683.1543 | 644.8085 | 143.4165 | 117.3783 | 87.4397 | 66.2216 | 48798677.5846 | 5547501.9853 | 425042.6458 | 10206270.7805 | 32619862.173 | 2 | 0 | 65.0791 | 882.5698 | 882.5698 | 0 | 547697507.4 | 4958962657.95 | 4958962657.95 | 5128491151.6047 | 115464669.11 | -1310911729.7167 | -7534884546.0598 | -7534884546.0598 | -5.9605e-08 | 1325146242.8805 | 1325146242.8805 | 8567203495.3782 | 8567203495.3782 | 14234513.1639 | 14234513.1639 | 1032318949.3184 | 1032318949.3184 | -135941285.7333 | -22974232.9272 | -3521987.6125 | -109403573.9473 | -271841080.2203 | -271841080.2203 | -286124992.39 | -23087208.7615 | 29231746.4231 | 0 | -279980454.7283 | 150183706.6567 | 112975.8343 | -32753734.0357 | -109403573.9473 | 8139374.5081 | 274792862.0582 | 274792862.0582 | 2951781.8379 | 2951781.8379 | -160244.9745 | 2.1051e-08 | -1.236e-08 | 788691843.242 | 0 | 113574910.248 | 1063484705.3002 | -2684949684.7406 | -2684949684.7406 | 2915912243.4523 | 230962558.7117 | 230962558.7117 | 2915912243.4523
Alternative_Double_demand | 2047 | -493059894.0246 | -96353704.9764 | 127457558.3086 | 62712776.3926 | -399243264.2999 | -1145010432.1884 | -92217027.6677 | 290740662.7839 | 615761410.4748 | -330725386.5974 | 651950538.1638 | -4136677.3087 | -163283104.4753 | -553048634.0822 | -68517877.7025 | -3 | -749239.2311 | -2.3935e-07 | 269.8497 | 196.2608 | 595.2837 | 393.9318 | 428.2 | 393.9318 | 141.5185 | 131.1555 | 70.5748 | 66.2216 | 48762626.9559 | 5421619.8635 | 459090.686 | 10265097.2022 | 32616819.2043 | 4 | 3789071935.94 | 114558686.44 | 300.2473 | 256.8776 | 684.1782 | 602.3656 | 645.2063 | 602.3656 | 129.1803 | 102.8314 | 68.6675 | 47.3856 | 49020037.432 | 5565179.7331 | 425765.8829 | 10264414.1915 | 32764677.6245 | 1 | 65.0791 | 0 | 947.6488 | 882.5698 | 547799864.6 | 0 | 5506762522.55 | 4958962657.95 | 4441890680.936 | 114558686.44 | -399243264.2999 | -7934127810.3597 | -7934127810.3597 | -5.9605e-08 | 652818744.996 | 652818744.996 | 9220022240.3742 | 9220022240.3742 | 253575480.6961 | 253575480.6961 | 1285894430.0145 | 1285894430.0145 | -96457377.6206 | -18849689.0919 | 24934540.37 | 12268509.4193 | -78104016.9232 | -78104016.9232 | -223998554.6899 | -18040430.3181 | 56877637.4628 | 120461492.8412 | -64699854.7039 | 127541177.0694 | -809258.7738 | -31943097.0929 | -108192983.4219 | -13404162.2192 | 127711024.4962 | 127711024.4962 | 49607007.573 | 49607007.573 | -146573.778 | -4.6824e-08 | -1.166e-08 | 741256685.0108 | 107166165.897 | 0 | 868967709.5069 | -2763053701.6638 | -2763053701.6638 | 3043623267.9484 | 280569566.2847 | 280569566.2847 | 3043623267.9484
Alternative_Double_demand | 2048 | 367775729.744 | -25982282.7562 | 107707880.0937 | 15660228.0365 | 465161555.1181 | -234992349.0174 | -18898892.6601 | 267679062.2913 | 554789774.7495 | 568577595.3633 | 602768078.7614 | -7083390.0961 | -159971182.1976 | -539129546.7129 | -103416040.2452 | -5 | -1207760.6773 | -3.0687e-07 | 340.0859 | 271.9606 | 788.4916 | 602.3656 | 626.5978 | 602.3656 | 144.5033 | 134.2783 | 71.5643 | 67.355 | 49267229.9784 | 5486618.5775 | 463665.2553 | 10368382.1201 | 32948564.0255 | 7 | 4984070096.2641 | 113685998.53 | 315.4262 | 274.5344 | 720.6779 | 644.8085 | 683.7084 | 644.8085 | 134.1931 | 108.3518 | 71.1442 | 50.4925 | 49147278.4544 | 5586718.1948 | 426890.5603 | 10280704.7994 | 32852964.8998 | 2 | 0 | 0 | 947.6488 | 882.5698 | 0 | 0 | 5506762522.55 | 4958962657.95 | 4766141312.2901 | 113685998.53 | 465161555.1181 | -7468966255.2416 | -7468966255.2416 | -5.9605e-08 | -217928783.974 | -217928783.974 | 9002093456.4003 | 9002093456.4003 | 247232771.1441 | 247232771.1441 | 1533127201.1586 | 1533127201.1586 | 67875489.2786 | -4795205.3712 | 19878215.0894 | 2890200.6147 | 85848699.6116 | 85848699.6116 | -43369421.5694 | -3487917.9956 | 49401974.7722 | 102390191.5281 | 104934826.7353 | 111244910.848 | -1307287.3755 | -29523759.6828 | -99499990.9133 | -19086127.1237 | -40220225.6533 | -40220225.6533 | 45628473.9583 | 45628473.9583 | -222900.3718 | -5.6635e-08 | -1.1e-08 | 919843722.744 | 0 | 0 | 879623497.0907 | -2677205002.0522 | -2677205002.0522 | 3003403042.2951 | 326198040.2429 | 326198040.2429 | 3003403042.2951
Alternative_Double_demand | 2049 | -436142392.8548 | -92792533.1709 | -48419874.6283 | -213181322.6646 | -790536123.3186 | -1133529531.4881 | -91102514.817 | 104924217.2876 | 309487121.2837 | -810220707.7337 | 697387138.6333 | -1690018.354 | -153344091.9159 | -522668443.9483 | 19684584.4152 | -4 | -932491.4398 | 4.4238e-08 | 364.27 | 290.5451 | 846.1183 | 644.8085 | 680.4587 | 644.8085 | 144.9474 | 134.2783 | 79.4949 | 74.9843 | 49727271.0725 | 5546341.0016 | 469191.749 | 10451923.7716 | 33259814.5503 | 5 | 5411495890.945 | 112844877.41 | 397.7083 | 356.9072 | 923.5661 | 847.4189 | 886.3669 | 847.4189 | 149.7728 | 124.2018 | 86.015 | 65.6631 | 49592137.741 | 5642911.6837 | 430095.8568 | 10373704.8396 | 33145425.3608 | 1 | 0 | 0 | 947.6488 | 882.5698 | 0 | 0 | 5506762522.55 | 4958962657.95 | 6359330475.7662 | 112844877.41 | -790536123.3186 | -8259502378.5602 | -8259502378.5602 | -5.9605e-08 | 947834584.8212 | 947834584.8212 | 9949928041.2215 | 9949928041.2215 | 157298461.5027 | 157298461.5027 | 1690425662.6613 | 1690425662.6613 | -75936809.1156 | -16156120.0979 | -8430390.7102 | -37117027.9968 | -137640347.9206 | -137640347.9206 | -197358975.1185 | -15861870.7811 | 18268369.2076 | 53884843.2019 | -141067633.49 | 121422166.0028 | -294249.3168 | -26698759.9178 | -91001871.1987 | 3427285.5694 | 165027603.6448 | 165027603.6448 | 27387255.7243 | 27387255.7243 | -162356.2067 | 7.7023e-09 | -1.0378e-08 | 942196257.9948 | 0 | 0 | 1107223861.6396 | -2814845349.9728 | -2814845349.9728 | 3168430645.94 | 353585295.9672 | 353585295.9672 | 3168430645.94
Alternative_Half_demand | 2008 | 0 | 0 | 0 | 0 | 0 | 0 | 0 | 0 | 0 | 0 | 0 | 0 | 0 | 0 | 0 | 0 | 0 | 0 | 222.835 | 177.0197 | 355.9702 | 236.8084 | 247.7358 | 236.6214 | 177.2594 | 170.1169 | 139.5568 | 132.0416 | 41261560.177 | 4827744.252 | 282869.1125 | 8626822.428 | 27524124.3845 | 0 |  | 100822072.5524 | 222.835 | 177.0197 | 355.9702 | 236.8084 | 247.7358 | 236.6214 | 177.2594 | 170.1169 | 139.5568 | 132.0416 | 41261560.177 | 4827744.252 | 282869.1125 | 8626822.428 | 27524124.3845 | 0 | [9 empty] | 100822072.5524 | 0 | 0 | 0 | 0 | [8 empty] | 0 | 0 | 0 | 0 | 0 | 0 | 0 | 0 | 0 | 0 | 0 | 0 | 0 | 0 | 0 | 0 |  |  |  |  | 0 | 0 | 0 |  |  |  |  | 0 | 0
Alternative_Half_demand | 2009 | 0 | 0 | 0 | 0 | 0 | 0 | 0 | 0 | 0 | 0 | 0 | 0 | 0 | 0 | 0 | 0 | 0 | 0 | 98.4761 | 62.53 | 195.022 | 95.401 | 109.1309 | 95.1257 | 63.4507 | 59.672 | 39.2003 | 37.3931 | 39602848.455 | 4781931.383 | 228048.021 | 8373054.736 | 26219814.315 | -269.825 |  | 110628296.0159 | 98.4761 | 62.53 | 195.022 | 95.401 | 109.1309 | 95.1257 | 63.4507 | 59.672 | 39.2003 | 37.3931 | 39602848.455 | 4781931.383 | 228048.021 | 8373054.736 | 26219814.315 | -269.825 | [9 empty] | 110628296.0159 | 0 | 0 | 0 | 0 | [8 empty] | 0 | 0 | 0 | 0 | 0 | 0 | 0 | 0 | 0 | 0 | 0 | 0 | 0 | 0 | 0 | 0 |  |  |  |  | 0 | 0 | 0 |  |  |  |  | 0 | 0
Alternative_Half_demand | 2010 | 0 | 0 | 0 | 0 | 0 | 0 | 0 | 0 | 0 | 0 | 0 | 0 | 0 | 0 | 0 | 0 | 0 | 0 | 115.9474 | 75.0646 | 201.1316 | 87.9426 | 97.9933 | 87.7062 | 84.4326 | 79.755 | 64.8128 | 62.6532 | 40939219.298 | 4741764.959 | 250531.468 | 8609720.309 | 27337202.562 | -102.054 |  | 115634004.5155 | 115.9474 | 75.0646 | 201.1316 | 87.9426 | 97.9933 | 87.7062 | 84.4326 | 79.755 | 64.8128 | 62.6532 | 40939219.298 | 4741764.959 | 250531.468 | 8609720.309 | 27337202.562 | -102.054 | [9 empty] | 115634004.5155 | 0 | 0 | 0 | 0 | [8 empty] | 0 | 0 | 0 | 0 | 0 | 0 | 0 | 0 | 0 | 0 | 0 | 0 | 0 | 0 | 0 | 0 |  |  |  |  | 0 | 0 | 0 |  |  |  |  | 0 | 0
Alternative_Half_demand | 2011 | 0 | 0 | 0 | 0 | 0 | 0 | 0 | 0 | 0 | 0 | 0 | 0 | 0 | 0 | 0 | 0 | 0 | 0 | 101.3344 | 67.4736 | 181.5052 | 90.6321 | 95.3539 | 89.6583 | 72.3432 | 65.7461 | 52.5564 | 49.6632 | 41114178.262 | 4752964.725 | 275946.602 | 8622751.24 | 27462515.695 | 66.336 |  | 108065577.627 | 101.3344 | 67.4736 | 181.5052 | 90.6321 | 95.3539 | 89.6583 | 72.3432 | 65.7461 | 52.5564 | 49.6632 | 41114178.262 | 4752964.725 | 275946.602 | 8622751.24 | 27462515.695 | 66.336 | [9 empty] | 108065577.627 | 0 | 0 | 0 | 0 | [8 empty] | 0 | 0 | 0 | 0 | 0 | 0 | 0 | 0 | 0 | 0 | 0 | 0 | 0 | 0 | 0 | 0 |  |  |  |  | 0 | 0 | 0 |  |  |  |  | 0 | 0
Alternative_Half_demand | 2012 | 0 | 0 | 0 | 0 | 0 | 0 | 0 | 0 | 0 | 0 | 0 | 0 | 0 | 0 | 0 | 0 | 0 | 0 | 153.4623 | 110.6784 | 242.8116 | 128.5609 | 135.7194 | 128.2835 | 120.4356 | 114.6827 | 99.7791 | 94.5508 | 40660356.413 | 4636441.846 | 296628.236 | 8528166.74 | 27199119.591 | 59.13 |  | 101290563.8065 | 153.4623 | 110.6784 | 242.8116 | 128.5609 | 135.7194 | 128.2835 | 120.4356 | 114.6827 | 99.7791 | 94.5508 | 40660356.413 | 4636441.846 | 296628.236 | 8528166.74 | 27199119.591 | 59.13 | [9 empty] | 101290563.8065 | 0 | 0 | 0 | 0 | [8 empty] | 0 | 0 | 0 | 0 | 0 | 0 | 0 | 0 | 0 | 0 | 0 | 0 | 0 | 0 | 0 | 0 |  |  |  |  | 0 | 0 | 0 |  |  |  |  | 0 | 0
Alternative_Half_demand | 2013 | 0 | 0 | 0 | 0 | 0 | 0 | 0 | 0 | 0 | 0 | 0 | 0 | 0 | 0 | 0 | 0 | 0 | 0 | 128.9149 | 79.1418 | 224.721 | 86.4201 | 90.5413 | 85.5662 | 91.7316 | 86.131 | 72.7679 | 70.2336 | 40064639.297 | 4495056.824 | 315107.072 | 8408150.725 | 26846324.676 | 44.402 |  | 141601259.1533 | 128.9149 | 79.1418 | 224.721 | 86.4201 | 90.5413 | 85.5662 | 91.7316 | 86.131 | 72.7679 | 70.2336 | 40064639.297 | 4495056.824 | 315107.072 | 8408150.725 | 26846324.676 | 44.402 | [9 empty] | 141601259.1533 | 0 | 0 | 0 | 0 | [8 empty] | 0 | 0 | 0 | 0 | 0 | 0 | 0 | 0 | 0 | 0 | 0 | 0 | 0 | 0 | 0 | 0 |  |  |  |  | 0 | 0 | 0 |  |  |  |  | 0 | 0
Alternative_Half_demand | 2014 | 0 | 0 | 0 | 0 | 0 | 0 | 0 | 0 | 0 | 0 | 0 | 0 | 0 | 0 | 0 | 0 | 0 | 0 | 124.2496 | 77.7268 | 221.5562 | 92.3317 | 97.0214 | 91.9174 | 84.5437 | 79.9298 | 67.6962 | 65.033 | 40093316.445 | 4491379.478 | 338160.091 | 8413164.722 | 26850612.154 | -9.904 |  | 175441488.8446 | 124.2496 | 77.7268 | 221.5562 | 92.3317 | 97.0214 | 91.9174 | 84.5437 | 79.9298 | 67.6962 | 65.033 | 40093316.445 | 4491379.478 | 338160.091 | 8413164.722 | 26850612.154 | -9.904 | [9 empty] | 175441488.8446 | 0 | 0 | 0 | 0 | [8 empty] | 0 | 0 | 0 | 0 | 0 | 0 | 0 | 0 | 0 | 0 | 0 | 0 | 0 | 0 | 0 | 0 |  |  |  |  | 0 | 0 | 0 |  |  |  |  | 0 | 0
Alternative_Half_demand | 2015 | 0 | 0 | 0 | 0 | 0 | 0 | 0 | 0 | 0 | 0 | 0 | 0 | 0 | 0 | 0 | 0 | 0 | 0 | 126.5799 | 74.1005 | 223.882 | 75.9142 | 79.3821 | 75.4536 | 79.8433 | 76.4746 | 73.7905 | 71.6092 | 41050345.9 | 4591697.434 | 371084.042 | 8612380.534 | 27475183.89 | 111.76 |  | 183604863.8889 | 126.5799 | 74.1005 | 223.882 | 75.9142 | 79.3821 | 75.4536 | 79.8433 | 76.4746 | 73.7905 | 71.6092 | 41050345.9 | 4591697.434 | 371084.042 | 8612380.534 | 27475183.89 | 111.76 | [9 empty] | 183604863.8889 | 0 | 0 | 0 | 0 | [8 empty] | 0 | 0 | 0 | 0 | 0 | 0 | 0 | 0 | 0 | 0 | 0 | 0 | 0 | 0 | 0 | 0 |  |  |  |  | 0 | 0 | 0 |  |  |  |  | 0 | 0
Alternative_Half_demand | 2016 | 0 | 0 | 0 | 0 | 0 | 0 | 0 | 0 | 0 | 0 | 0 | 0 | 0 | 0 | 0 | 0 | 0 | 0 | 118.9116 | 66.8003 | 221.8348 | 76.7035 | 83.2582 | 76.3436 | 68.0214 | 63.9106 | 63.2479 | 60.1327 | 41030948.485 | 4544238.781 | 372593.37 | 8584774.075 | 27529342.259 | -65.832 |  | 176394458.0176 | 118.9116 | 66.8003 | 221.8348 | 76.7035 | 83.2582 | 76.3436 | 68.0214 | 63.9106 | 63.2479 | 60.1327 | 41030948.485 | 4544238.781 | 372593.37 | 8584774.075 | 27529342.259 | -65.832 | [9 empty] | 176394458.0176 | 0 | 0 | 0 | 0 | [8 empty] | 0 | 0 | 0 | 0 | 0 | 0 | 0 | 0 | 0 | 0 | 0 | 0 | 0 | 0 | 0 | 0 |  |  |  |  | 0 | 0 | 0 |  |  |  |  | 0 | 0
Alternative_Half_demand | 2017 | 0 | 0 | 0 | 0 | 0 | 0 | 0 | 0 | 0 | 0 | 0 | 0 | 0 | 0 | 0 | 0 | 0 | 0 | 135.3876 | 84.6124 | 268.1301 | 126.9731 | 132.8069 | 126.7204 | 81.1155 | 76.9617 | 57.1547 | 53.9688 | 40770953.213 | 4513235.66 | 385997.013 | 8518439.129 | 27353281.411 | 40.37 |  | 155621570.0617 | 135.3876 | 84.6124 | 268.1301 | 126.9731 | 132.8069 | 126.7204 | 81.1155 | 76.9617 | 57.1547 | 53.9688 | 40770953.213 | 4513235.66 | 385997.013 | 8518439.129 | 27353281.411 | 40.37 | [9 empty] | 155621570.0617 | 0 | 0 | 0 | 0 | [8 empty] | 0 | 0 | 0 | 0 | 0 | 0 | 0 | 0 | 0 | 0 | 0 | 0 | 0 | 0 | 0 | 0 |  |  |  |  | 0 | 0 | 0 |  |  |  |  | 0 | 0
Alternative_Half_demand | 2018 | 0 | 0 | 0 | 0 | 0 | 0 | 0 | 0 | 0 | 0 | 0 | 0 | 0 | 0 | 0 | 0 | 0 | 0 | 135.8073 | 81.9117 | 253.7494 | 102.5411 | 107.6094 | 102.5411 | 84.0681 | 79.9122 | 68.7001 | 66.2216 | 40988039.831 | 4562473.9559 | 387102.3748 | 8563680.1738 | 27474783.3266 | 0 | 1713558061.2635 | 155584101.2 | 135.8073 | 81.9117 | 253.7494 | 102.5411 | 107.6094 | 102.5411 | 84.0681 | 79.9122 | 68.7001 | 66.2216 | 40988039.831 | 4562473.9559 | 387102.3748 | 8563680.1738 | 27474783.3266 | 0 | [8 empty] | 1713558061.2635 | 155584101.2 | 0 | 0 | 0 | 0 | 0 | 0 | 0 | 0 | 0 | 0 | 0 | 0 | 0 | 0 | 0 | 0 | 0 | 0 | 0 | 0 | 0 | 0 | 0 | 0 | 0 | 0 | 0 | 0 | 0 | 0 | 0 | 0 | 0 | 0 | 0 | 1816371544.9393 |  |  | 1816371544.9393 | 0 | 0 | 0 | 0 | 0 | 0
Alternative_Half_demand | 2019 | 0 | 0 | 0 | 0 | 0 | 0 | 0 | 0 | 0 | 0 | 0 | 0 | 0 | 0 | 0 | 0 | 0 | 0 | 156.9606 | 104.8307 | 304.2864 | 158.526 | 163.7802 | 158.526 | 96.2446 | 92.0149 | 70.0288 | 67.355 | 41653327.8038 | 4629478.1954 | 389447.1758 | 8685432.3504 | 27948970.0822 | 0 | 2063245323.0899 | 150953074.5 | 156.9606 | 104.8307 | 304.2864 | 158.526 | 163.7802 | 158.526 | 96.2446 | 92.0149 | 70.0288 | 67.355 | 41653327.8038 | 4629478.1954 | 389447.1758 | 8685432.3504 | 27948970.0822 | 0 | 0 | 0 | 0 | 0 | 0 | 0 | 0 | 0 | 2063245323.0899 | 150953074.5 | 0 | 0 | 0 | 0 | 0 | 0 | 0 | 0 | 0 | 0 | 0 | 0 | 0 | 0 | 0 | 0 | 0 | 0 | 0 | 0 | 0 | 0 | 0 | 0 | 0 | 0 | 0 | 0 | 0 | 0 | 0 | 0 | 0 | 0 | 0 | 2063245323.0899 | 0 | 0 | 2063245323.0899 | 0 | 0 | 0 | 0 | 0 | 0
Alternative_Half_demand | 2020 | 0 | 0 | 0 | 0 | 0 | 0 | 0 | 0 | 0 | 0 | 0 | 0 | 0 | 0 | 0 | 0 | 0 | 0 | 162.178 | 110.6922 | 307.6213 | 164.5074 | 171.2969 | 164.5074 | 99.3716 | 94.4661 | 77.5455 | 74.6273 | 41918544.9162 | 4667985.5224 | 391920.0492 | 8742277.222 | 28116362.1226 | 0 | 2220319698.5241 | 126307495.7 | 162.178 | 110.6922 | 307.6213 | 164.5074 | 171.2969 | 164.5074 | 99.3716 | 94.4661 | 77.5455 | 74.6273 | 41918544.9162 | 4667985.5224 | 391920.0492 | 8742277.222 | 28116362.1226 | 0 | 95 | 95 | 95 | 95 | 103810702.3 | 103810702.3 | 103810702.3 | 103810702.3 | 2220319698.5241 | 126307495.7 | 0 | 0 | 0 | 0 | 0 | 0 | 0 | 0 | 0 | 0 | 0 | 0 | 0 | 0 | 0 | 0 | 0 | 0 | 0 | 0 | 0 | 0 | 0 | 0 | 0 | 0 | 0 | 0 | 0 | 0 | 0 | 0 | 0 | 0 | 0 | 2094641225.0228 | 97934624.8113 | 97934624.8113 | 2094641225.0228 | 0 | 0 | 0 | 0 | 0 | 0
Alternative_Half_demand | 2021 | 0 | 0 | 0 | 0 | 0 | 0 | 0 | 0 | 0 | 0 | 0 | 0 | 0 | 0 | 0 | 0 | 0 | 0 | 163.6951 | 112.0028 | 307.7444 | 164.5074 | 172.4067 | 164.5074 | 104.2132 | 98.9569 | 78.6811 | 75.5855 | 42214095.7656 | 4702999.1996 | 393032.7222 | 8806356.3662 | 28311707.4775 | 0 | 2272593588.202 | 99119072.34 | 163.6951 | 112.0028 | 307.7444 | 164.5074 | 172.4067 | 164.5074 | 104.2132 | 98.9569 | 78.6811 | 75.5855 | 42214095.7656 | 4702999.1996 | 393032.7222 | 8806356.3662 | 28311707.4775 | 0 | 17 | 17 | 112 | 112 | 41128931.45 | 41128931.45 | 144939633.75 | 144939633.75 | 2272593588.202 | 99119072.34 | 0 | 0 | 0 | 0 | 0 | 0 | 0 | 0 | 0 | 0 | 0 | 0 | 0 | 0 | 0 | 0 | 0 | 0 | 0 | 0 | 0 | 0 | 0 | 0 | 0 | 0 | 0 | 0 | 0 | 0 | 0 | 0 | 0 | 0 | 0 | 2022600203.0989 | 36604602.5721 | 36604602.5721 | 2022600203.0989 | 0 | 0 | 0 | 0 | 0 | 0
Alternative_Half_demand | 2022 | 455609216.0425 | -8134635.5273 | -131045458.618 | -421692582.2005 | -105263460.3033 | -99922379.0933 | -8134635.5273 | 0 | 0 | -108057014.6206 | 555531595.1358 | 1.8468e-10 | -131045458.618 | -421692582.2005 | 2793554.3173 | 0 | 0 | 2.021e-07 | 164.228 | 112.3979 | 307.6167 | 164.5074 | 172.7637 | 164.5074 | 104.6101 | 98.9569 | 79.7891 | 76.4726 | 42433739.0881 | 4730524.172 | 394093.366 | 8853718.3929 | 28455403.1572 | 1 | 2291174825.6284 | 96271373.37 | 141.1757 | 119.9168 | 211.8026 | 185.521 | 193.7773 | 185.521 | 119.4469 | 98.9569 | 94.6259 | 76.4726 | 42359534.3428 | 4779747.3923 | 380133.5253 | 8811135.2387 | 28388518.1864 | 1 | 0 | 0 | 112 | 112 | 0 | 0 | 144939633.75 | 144939633.75 | 2391402170.3121 | 96271373.37 | -105263460.3033 | -105263460.3033 | -105263460.3033 | 0 | 100227344.6837 | 100227344.6837 | 100227344.6837 | 100227344.6837 | -5036115.6196 | -5036115.6196 | -5036115.6196 | -5036115.6196 | 382538283.3165 | -6829996.8492 | -110028294.0095 | -354061223.5273 | -88381231.0694 | -88381231.0694 | -83896756.2932 | -6829996.8492 | 0 | 0 | -90726753.1423 | 466435039.6097 | 1.5506e-10 | -110028294.0095 | -354061223.5273 | 2345522.073 | 84152811.2836 | 84152811.2836 | -4228419.7858 | -4228419.7858 | 0 | 1.6968e-07 | 0 | 1923714564.3958 | 0 | 0 | 2007867375.6793 | -88381231.0694 | -88381231.0694 | 84152811.2836 | -4228419.7858 | -4228419.7858 | 84152811.2836
Alternative_Half_demand | 2023 | 448753656.4404 | -8623187.9871 | -128625937.5112 | -419827971.9204 | -108323440.9783 | -99567622.8156 | -8159163.9313 | 0 | 0 | -107726786.7469 | 548321279.256 | -464024.0558 | -128625937.5112 | -419827971.9204 | -596654.2314 | -4 | -2659962.8143 | 6.3796e-08 | 165.1498 | 112.7169 | 308.9926 | 164.5074 | 172.9427 | 164.5074 | 104.8949 | 98.9569 | 80.6666 | 77.1888 | 42145527.155 | 4711202.1339 | 394345.9128 | 8808890.5259 | 28231088.5824 | 4 | 2274900292.9453 | 93505489.03 | 142.4757 | 120.2358 | 214.2946 | 185.521 | 195.2643 | 185.521 | 119.518 | 98.9569 | 95.5442 | 77.1888 | 42130979.8917 | 4765304.9367 | 382215.5085 | 8778862.086 | 28204597.3605 | 0 | 0 | 0 | 112 | 112 | 0 | 0 | 144939633.75 | 144939633.75 | 2377508980.5486 | 93505489.03 | -108323440.9783 | -213586901.2816 | -213586901.2816 | 2.9802e-08 | 102608687.6032 | 102608687.6032 | 202836032.2869 | 202836032.2869 | -5714753.3751 | -5714753.3751 | -10750868.9947 | -10750868.9947 | 355454927.6213 | -6830372.5615 | -101883790.0307 | -332543076.2082 | -85802311.179 | -85802311.179 | -78866883.0959 | -6462822.0473 | 0 | 0 | -85329705.1432 | 434321810.7173 | -367550.5142 | -101883790.0307 | -332543076.2082 | -472606.0358 | 81275691.2437 | 81275691.2437 | -4526619.9354 | -4526619.9354 | -2106939.6897 | 5.0532e-08 | 2.3606e-08 | 1801934106.5403 | 0 | 0 | 1883209797.784 | -174183542.2484 | -174183542.2484 | 165428502.5272 | -8755039.7212 | -8755039.7212 | 165428502.5272
Alternative_Half_demand | 2024 | 472908923.2316 | -7417673.125 | -54392757.4529 | -427936984.7318 | -16838492.0782 | -84705638.8173 | -6924555.8529 | 78467454.5398 | 0 | -13162740.1303 | 557614562.0489 | -493117.2721 | -132860211.9928 | -427936984.7318 | -3675751.9478 | -3 | -1817861.1031 | -1.0151e-07 | 179.7149 | 127.1569 | 330.6663 | 185.521 | 193.7026 | 185.521 | 113.6578 | 108.0092 | 92.1146 | 88.7285 | 42425687.0036 | 4743526.6702 | 396515.856 | 8869617.7881 | 28416026.6894 | 3 | 3237850563.5137 | 90819068.77 | 153.8987 | 131.7641 | 231.5703 | 203.2714 | 212.7692 | 203.2714 | 119.8005 | 99.1475 | 107.1808 | 88.7285 | 42415195.6671 | 4800521.3869 | 383695.4116 | 8839733.0007 | 28391245.8679 | 0 | 0 | 0 | 112 | 112 | 0 | 0 | 144939633.75 | 144939633.75 | 3401196333.2133 | 90819068.77 | -16838492.0782 | -230425393.3598 | -230425393.3598 | 0 | 163345769.6995 | 163345769.6995 | 366181801.9864 | 366181801.9864 | 146507277.6214 | 146507277.6214 | 135756408.6266 | 135756408.6266 | 353385057.9061 | -5542916.8663 | -40645432.5514 | -319779409.3125 | -12582700.8242 | -12582700.8242 | -63296980.8941 | -5174430.9545 | 58635446.7089 | 0 | -9835965.1397 | 416682038.8002 | -368485.9118 | -99280879.2603 | -319779409.3125 | -2746735.6844 | 122061461.4111 | 122061461.4111 | 109478760.5869 | 109478760.5869 | -1358411.5664 | -7.5857e-08 | 0 | 2419510296.1046 | 0 | 0 | 2541571757.5157 | -186766243.0726 | -186766243.0726 | 287489963.9383 | 100723720.8657 | 100723720.8657 | 287489963.9383
Alternative_Half_demand | 2025 | 525553965.2421 | -3941874.6227 | -134332732.27 | -436855394.7398 | -49576036.3904 | -40714490.6554 | -3313514.0883 | 0 | 0 | -44028004.7436 | 566268455.8974 | -628360.5344 | -134332732.27 | -436855394.7398 | -5548031.6468 | -6 | -3329403.9688 | 1.9558e-08 | 226.9508 | 173.0309 | 446.354 | 298.2196 | 307.4787 | 298.2196 | 140.5077 | 134.2783 | 93.4275 | 89.5787 | 42760253.0158 | 4781000.2771 | 398866.0914 | 8941961.624 | 28638425.0233 | 6 | 3380960470.6354 | 89600253.61 | 199.3403 | 176.0614 | 337.0256 | 306.6893 | 317.6191 | 306.6893 | 155.5718 | 134.2783 | 108.7002 | 89.5787 | 42677336.7565 | 4833163.9869 | 383574.4653 | 8891981.1585 | 28568617.1459 | 0 | 35 | 35 | 147 | 147 | 113381610.1 | 113381610.1 | 258321243.85 | 258321243.85 | 3428353807.3918 | 89600253.61 | -49576036.3904 | -280001429.7502 | -280001429.7502 | 0 | 47393336.7564 | 47393336.7564 | 413575138.7428 | 413575138.7428 | -2182699.634 | -2182699.634 | 133573708.9926 | 133573708.9926 | 370494807.3673 | -2778866.0643 | -94699275.5398 | -307965815.1698 | -34949149.4066 | -34949149.4066 | -28702109.3361 | -2335896.6824 | 0 | 0 | -31038006.0186 | 399196916.7034 | -442969.3819 | -94699275.5398 | -307965815.1698 | -3911143.3881 | 33410432.293 | 33410432.293 | -1538717.1136 | -1538717.1136 | -2347098.4212 | 1.3787e-08 | 0 | 2383443720.5843 | 79929561.132 | 79929561.132 | 2416854152.8773 | -221715392.4792 | -221715392.4792 | 320900396.2313 | 99185003.7521 | 99185003.7521 | 320900396.2313
Alternative_Half_demand | 2026 | 571182931.0778 | -719799.8584 | -100443107.6838 | -441246983.3602 | 28773040.1755 | 0 | 0 | 35171451.6686 | 0 | 35171451.6686 | 571182931.0778 | -719799.8584 | -135614559.3524 | -441246983.3602 | -6398411.4932 | -5 | -2555132.9613 | 5.262e-08 | 234.4325 | 176.8341 | 463.8178 | 306.6893 | 322.0379 | 306.6893 | 146.3093 | 138.2039 | 93.727 | 89.5787 | 42974901.3874 | 4807204.7643 | 400551.0507 | 8988166.466 | 28778979.1065 | 5 | 3456352681.1631 | 88972624.71 | 202.9125 | 176.0614 | 345.5501 | 306.6893 | 323.9216 | 306.6893 | 157.5204 | 134.2783 | 109.0839 | 89.5787 | 42854532.3952 | 4852185.8327 | 385030.0594 | 8930633.1191 | 28686683.384 | 0 | 0 | 0 | 147 | 147 | 0 | 0 | 258321243.85 | 258321243.85 | 3439254369.3902 | 88972624.71 | 28773040.1755 | -251228389.5747 | -251228389.5747 | 0 | -17098311.773 | -17098311.773 | 396476826.9699 | 396476826.9699 | 11674728.4025 | 11674728.4025 | 145248437.3951 | 145248437.3951 | 379869271.4929 | -478708.0162 | -66800403.2794 | -293454445.1481 | 19135715.0492 | 19135715.0492 | 0 | 0 | 23391024.1287 | 0 | 23391024.1287 | 379869271.4929 | -478708.0162 | -90191427.4081 | -293454445.1481 | -4255309.0794 | -11371353.8755 | -11371353.8755 | 7764361.1737 | 7764361.1737 | -1699309.3521 | 3.4995e-08 | 0 | 2298671937.7952 | 0 | 0 | 2287300583.9196 | -202579677.43 | -202579677.43 | 309529042.3558 | 106949364.9258 | 106949364.9258 | 309529042.3558
Alternative_Half_demand | 2027 | 157151027.9019 | -35364483.3323 | 15426044.7107 | -445958200.0842 | -308745610.8039 | -423816035.4618 | -34425909.1406 | 152215962.9839 | 0 | -306025981.6186 | 580967063.3637 | -938574.1916 | -136789918.2732 | -445958200.0842 | -2719629.1853 | -6 | -2841400.2457 | -1.5507e-07 | 238.3715 | 180.1589 | 465.4103 | 306.6893 | 321.927 | 306.6893 | 163.4045 | 155.0971 | 93.7928 | 89.5787 | 43236045.3874 | 4838526.0995 | 403030.8404 | 9044375.6328 | 28950112.8147 | 6 | 3539218685.9053 | 86416434.01 | 235.1099 | 208.0506 | 433.0567 | 393.9318 | 411.4254 | 393.9318 | 161.6936 | 138.2039 | 109.2301 | 89.5787 | 43066993.737 | 4877291.7086 | 386169.7398 | 8976641.9374 | 28826890.3512 | 0 | 0 | 0 | 147 | 147 | 0 | 0 | 258321243.85 | 258321243.85 | 3869372593.8754 | 86416434.01 | -308745610.8039 | -559974000.3786 | -559974000.3786 | -1.4901e-08 | 330153907.9701 | 330153907.9701 | 726630734.9399 | 726630734.9399 | 21408297.1662 | 21408297.1662 | 166656734.5613 | 166656734.5613 | 98598499.0747 | -22188114.3488 | 9678491.2924 | -279799691.8342 | -193710815.8158 | -193710815.8158 | -265907423.8218 | -21599241.2895 | 95502178.2918 | 0 | -192004486.8195 | 364505922.8965 | -588873.0593 | -85823686.9994 | -279799691.8342 | -1706328.9963 | 207142646.3073 | 207142646.3073 | 13431830.4914 | 13431830.4914 | -1782729.6661 | -9.729e-08 | -9.3492e-09 | 2220549588.4212 | 0 | 0 | 2427692234.7284 | -396290493.2458 | -396290493.2458 | 516671688.663 | 120381195.4172 | 120381195.4172 | 516671688.663
Alternative_Half_demand | 2028 | 266241596.6311 | -27877015.9401 | -42515988.7179 | -457498988.0368 | -261650396.0637 | -320817766.6591 | -25978082.6555 | 88679386.449 | 0 | -258116462.8656 | 587059363.2902 | -1898933.2846 | -131195375.1669 | -457498988.0368 | -3533933.198 | -10 | -4417964.2868 | -2.8219e-07 | 246.6331 | 186.4988 | 491.6368 | 328.3149 | 344.1193 | 328.3149 | 157.8359 | 147.9936 | 93.8653 | 89.5787 | 43404041.8759 | 4858293.8294 | 404151.0137 | 9079839.3897 | 29061757.6432 | 10 | 3970587075.5332 | 83933682.88 | 236.9006 | 208.0506 | 437.1578 | 393.9318 | 414.4115 | 393.9318 | 162.5369 | 138.2039 | 109.6197 | 89.5787 | 43362529.7878 | 4920230.0741 | 387660.8141 | 9037176.6172 | 29017462.2824 | 0 | 0 | 0 | 147 | 147 | 0 | 0 | 258321243.85 | 258321243.85 | 4951124911.8313 | 83933682.88 | -261650396.0637 | -821624396.4423 | -821624396.4423 | 4.4703e-08 | 980537836.2981 | 980537836.2981 | 1707168571.238 | 1707168571.238 | 718887440.2344 | 718887440.2344 | 885544174.7957 | 885544174.7957 | 157587991.9737 | -16500362.9027 | -25165148.3976 | -270792948.0855 | -154870467.4121 | -154870467.4121 | -189891543.1587 | -15376387.2092 | 52489192.5859 | 0 | -152778737.782 | 347479535.1324 | -1123975.6935 | -77654340.9835 | -270792948.0855 | -2091729.6301 | 580378838.7379 | 580378838.7379 | 425508371.3258 | 425508371.3258 | -2614986.2733 | -1.6703e-07 | 2.646e-08 | 2350184389.3203 | 0 | 0 | 2930563228.0581 | -551160960.6579 | -551160960.6579 | 1097050527.4009 | 545889566.743 | 545889566.743 | 1097050527.4009
Alternative_Half_demand | 2029 | 1293359650.1255 | 54626887.8075 | 459886965.8357 | -454539921.504 | 1353333582.2647 | 711493100.0013 | 57774551.4737 | 603752181.1761 | 24734107.7709 | 1397753940.422 | 581866550.1243 | -3147663.6662 | -143865215.3405 | -479274029.2749 | -44420358.1573 | -31 | -12865974.308 | 1.7183e-07 | 279.2158 | 216.4678 | 564.901 | 393.9318 | 411.2964 | 393.9318 | 190.5314 | 180.9703 | 93.9134 | 89.5787 | 43567236.6827 | 4873189.3902 | 407451.6674 | 9115076.3616 | 29171519.2635 | 31 | 4144357129.0881 | 81715220.8768 | 183.3834 | 150.9318 | 300.3106 | 248.4228 | 273.8985 | 248.4228 | 139.8679 | 114.4504 | 109.5381 | 88.7285 | 43340635.5223 | 4906183.0918 | 386651.408 | 9037470.9941 | 29010330.0284 | 0 | 247 | 0 | 394 | 147 | 1059312049 | 0 | 1317633292.85 | 258321243.85 | 3069281849.0799 | 81715220.8768 | 1353333582.2647 | 531709185.8224 | 531709185.8224 | 1.4901e-08 | -1075075280.0083 | -1075075280.0083 | 632093291.2297 | 632093291.2297 | 278258302.2564 | 278258302.2564 | 1163802477.0521 | 1163802477.0521 | 722205273.3029 | 30503368.8308 | 256798479.694 | -253812718.0673 | 755694403.7604 | 755694403.7604 | 397294030.8519 | 32261007.7815 | 337132064.5199 | 13811396.5909 | 780498499.7441 | 324911242.451 | -1757638.9507 | -80333584.8259 | -267624114.6582 | -24804095.9837 | -600316421.1472 | -600316421.1472 | 155377982.6132 | 155377982.6132 | -7184292.8535 | 9.5948e-08 | 8.3207e-09 | 2314187374.5538 | 591514315.2849 | 0 | 1713870953.4066 | 204533443.1025 | 204533443.1025 | 496734106.2538 | 701267549.3562 | 701267549.3562 | 496734106.2538
Alternative_Half_demand | 2030 | 1462962809.9522 | 66794602.2917 | 641513894.6428 | -210277212.7316 | 1960994094.1551 | 817433703.0943 | 66843087.3602 | 764089198.8931 | 274198608.66 | 1922564598.0075 | 645529106.8579 | -48485.0685 | -122575304.2503 | -484475821.3917 | 38429496.1475 | -31 | -12171456.2416 | 1.2061e-07 | 287.5891 | 222.4779 | 570.7548 | 393.9318 | 414.1755 | 393.9318 | 202.8863 | 192.1266 | 102.6488 | 98.1431 | 43817167.3051 | 4896592.3082 | 413437.2601 | 9169228.4851 | 29337909.2517 | 31 | 4379089502.8614 | 80589445.7267 | 171.6972 | 141.8591 | 271.3179 | 226.6099 | 246.8169 | 226.6099 | 132.3046 | 108.0092 | 109.8715 | 88.7285 | 43169098.6883 | 4874202.4333 | 385538.9553 | 8997989.3764 | 28911367.9233 | 0 | 0 | 0 | 394 | 147 | 0 | 0 | 1317633292.85 | 258321243.85 | 2913284403.4016 | 80589445.7267 | 1960994094.1551 | 2492703279.9774 | 2492703279.9774 | 0 | -1465805099.4597 | -1465805099.4597 | -833711808.23 | -833711808.23 | 495188994.6953 | 495188994.6953 | 1658991471.7475 | 1658991471.7475 | 770670558.3947 | 35186563.2508 | 337941517.0632 | -110771412.5411 | 1033027226.1675 | 1033027226.1675 | 430613877.6247 | 35212104.58 | 402512658.2634 | 144444406.5218 | 1012783046.9899 | 340056680.7699 | -25541.3292 | -64571141.2001 | -255215819.063 | 20244179.1776 | -772167841.0508 | -772167841.0508 | 260859385.1167 | 260859385.1167 | -6411771.3139 | 6.3534e-08 | 0 | 2306849722.6808 | 0 | 0 | 1534681881.63 | 1237560669.27 | 1237560669.27 | -275433734.797 | 962126934.473 | 962126934.473 | -275433734.797
Alternative_Half_demand | 2031 | 465343130.1359 | -17494629.5262 | -11578901.8529 | -463439772.7996 | -27170174.0429 | -265426171.6637 | -21839126.4998 | 87691702.0215 | 12216145.1888 | -187357450.9533 | 730769301.7996 | 4344496.9736 | -99270603.8744 | -475655917.9884 | 160187276.9104 | -71 | -26552654.1786 | 1.9418e-07 | 221.5189 | 153.946 | 428.1218 | 245.4208 | 268.9859 | 245.4208 | 146.5298 | 134.2783 | 93.8808 | 89.1459 | 43930745.6615 | 4890955.9193 | 420037.8879 | 9198687.0179 | 29421064.8363 | 71 | 3194799866.2181 | 85572009.206 | 196.9703 | 171.241 | 333.4334 | 299.557 | 312.0795 | 299.557 | 147.8923 | 124.6767 | 109.7222 | 88.7285 | 43486250.7006 | 4914922.4481 | 386784.6525 | 9067342.7882 | 29117200.8117 | 0 | 0 | 247 | 394 | 394 | 0 | 1059312049 | 1317633292.85 | 1317633292.85 | 3374803499.5526 | 85572009.206 | -27170174.0429 | 2465533105.9346 | 2465533105.9346 | -5.9605e-08 | 180003633.3345 | 180003633.3345 | -653708174.8955 | -653708174.8955 | 152833459.2916 | 152833459.2916 | 1811824931.039 | 1811824931.039 | 231261279.2286 | -8694294.9017 | -5754359.4848 | -230315368.9445 | -13502744.1024 | -13502744.1024 | -131908675.6084 | -10853376.7977 | 43580089.3446 | 6071049.8998 | -93110913.1617 | 363169954.837 | 2159081.896 | -49334448.8294 | -236386418.8443 | 79608169.0593 | 89456291.0998 | 89456291.0998 | 75953546.9974 | 75953546.9974 | -13195855.6484 | 9.6502e-08 | -2.9622e-08 | 1587717656.2703 | 0 | 526445634.821 | 1677173947.3701 | 1224057925.1676 | 1224057925.1676 | -185977443.6973 | 1038080481.4704 | 1038080481.4704 | -185977443.6973
Alternative_Half_demand | 2032 | 361897079.9256 | -24159568.0247 | -132771110.4426 | -482884000.0136 | -277917598.5553 | -292382319.8631 | -23948068.4322 | 0 | 0 | -316330388.2953 | 654279399.7887 | -211499.5924 | -132771110.4426 | -482884000.0136 | 38412789.74 | -17 | -6094978.5271 | -3.2596e-09 | 217.421 | 154.6233 | 418.0754 | 247.3138 | 262.4116 | 247.3138 | 143.9859 | 134.2783 | 93.7617 | 89.1459 | 43925613.0599 | 4890833.7923 | 417632.6115 | 9195383.1594 | 29421763.4967 | 17 | 3199881244.7682 | 104311732.36 | 203.2554 | 175.8686 | 344.5978 | 306.6893 | 322.23 | 306.6893 | 158.5133 | 134.2783 | 110.2043 | 89.1459 | 43815274.7918 | 4957749.23 | 389032.2384 | 9138147.5514 | 29330345.7719 | 0 | 0 | 0 | 394 | 394 | 0 | 0 | 1317633292.85 | 1317633292.85 | 3495527249.6154 | 104311732.36 | -277917598.5553 | 2187615507.3792 | 2187615507.3792 | -1.4901e-08 | 295646004.8473 | 295646004.8473 | -358062170.0483 | -358062170.0483 | 17728406.2919 | 17728406.2919 | 1829553337.331 | 1829553337.331 | 169671473.1047 | -11326948.2505 | -62248277.602 | -226394862.4229 | -130298615.1706 | -130298615.1706 | -137080240.9656 | -11227788.9884 | 0 | 0 | -148308029.954 | 306751714.0703 | -99159.2621 | -62248277.602 | -226394862.4229 | 18009414.7833 | 138610383.8425 | 138610383.8425 | 8311768.6718 | 8311768.6718 | -2857563.7732 | -1.5282e-09 | -6.9862e-09 | 1500229194.0891 | 0 | 0 | 1638839577.9316 | 1093759309.997 | 1093759309.997 | -47367059.8548 | 1046392250.1422 | 1046392250.1422 | -47367059.8548
Alternative_Half_demand | 2033 | 631166741.871 | -2008151.4298 | -153018400.5727 | -485502991.7743 | -9362801.9057 | 0 | 0 | 0 | 12793841.5376 | 12793841.5376 | 631166741.871 | -2008151.4298 | -153018400.5727 | -498296833.3119 | -22156643.4434 | -15 | -5186180.3627 | -4.3306e-08 | 237.7459 | 176.0614 | 475.1895 | 306.6893 | 319.4129 | 306.6893 | 142.7727 | 134.2783 | 94.0517 | 89.5787 | 44222728.0683 | 4924737.312 | 421247.958 | 9259462.8192 | 29617279.9791 | 15 | 3489097780.8497 | 126499234.54 | 204.6505 | 175.8686 | 347.7325 | 306.6893 | 324.2884 | 306.6893 | 159.3629 | 134.2783 | 110.4782 | 89.1459 | 44068086.3522 | 4986924.4048 | 391233.9428 | 9194346.4956 | 29495581.5089 | 0 | 0 | 0 | 394 | 394 | 0 | 0 | 1317633292.85 | 1317633292.85 | 3487914618.8935 | 126499234.54 | -9362801.9057 | 2178252705.4735 | 2178252705.4735 | -2.9802e-08 | -1183161.9562 | -1183161.9562 | -359245332.0045 | -359245332.0045 | -10545963.8619 | -10545963.8619 | 1819007373.469 | 1819007373.469 | 279165658.6139 | -888207.314 | -67680186.1411 | -214738441.471 | -4141176.3122 | -4141176.3122 | 0 | 0 | 0 | 5658728.4502 | 5658728.4502 | 279165658.6139 | -888207.314 | -67680186.1411 | -220397169.9212 | -9799904.7624 | -523313.6742 | -523313.6742 | -4664489.9864 | -4664489.9864 | -2293852.5759 | -1.9155e-08 | -1.3182e-08 | 1543231313.2848 | 0 | 0 | 1542707999.6105 | 1089618133.6848 | 1089618133.6848 | -47890373.529 | 1041727760.1558 | 1041727760.1558 | -47890373.529
Alternative_Half_demand | 2034 | 657680095.7141 | -1297060.2515 | -121255265.2863 | -496644961.2554 | 38482808.921 | 0 | 0 | 36445866.4556 | 12868368.4287 | 49314234.8843 | 657680095.7141 | -1297060.2515 | -157701131.7419 | -509513329.684 | -10831425.9633 | -10 | -3351495.3232 | -7.8697e-08 | 240.5408 | 176.8341 | 480.7371 | 306.6893 | 321.7319 | 306.6893 | 146.9119 | 138.2039 | 94.1466 | 89.5787 | 44531728.1131 | 4963667.5194 | 424710.2699 | 9325594.9914 | 29817755.3325 | 10 | 3535241755.4623 | 133013269.09 | 205.3212 | 175.8686 | 348.8243 | 306.6893 | 324.837 | 306.6893 | 159.9767 | 134.2783 | 110.8534 | 89.1459 | 44286899.9905 | 5012214.4433 | 392753.5034 | 9242480.699 | 29639451.3449 | 0 | 52.5 | 0 | 446.5 | 394 | 291785102 | 0 | 1609418394.85 | 1317633292.85 | 3503556636.45 | 133013269.09 | 38482808.921 | 2216735514.3945 | 2216735514.3945 | -5.9605e-08 | -31685119.0123 | -31685119.0123 | -390930451.0168 | -390930451.0168 | 6797689.9087 | 6797689.9087 | 1825805063.3777 | 1825805063.3777 | 274426925.0827 | -541217.9246 | -50595585.6342 | -207232589.9222 | 16057531.6017 | 16057531.6017 | 0 | 0 | 15207586.6802 | 5369520.534 | 20577107.2141 | 274426925.0827 | -541217.9246 | -65803172.3143 | -212602110.4562 | -4519575.6124 | -13221093.1091 | -13221093.1091 | 2836438.4926 | 2836438.4926 | -1398461.8996 | -3.2837e-08 | -2.4871e-08 | 1475132865.8078 | 121751728.3078 | 0 | 1461911772.6987 | 1105675665.2865 | 1105675665.2865 | -61111466.6381 | 1044564198.6484 | 1044564198.6484 | -61111466.6381
Alternative_Half_demand | 2035 | 683736260.3649 | -553903.8469 | -124574870.3183 | -491103872.2644 | 67503613.9352 | 0 | 0 | 29135856.4149 | 25394596.3259 | 54530452.7408 | 683736260.3649 | -553903.8469 | -153710726.7332 | -516498468.5903 | 12973161.1944 | -10 | -3262976.0361 | 2.1001e-07 | 241.5424 | 176.0614 | 485.2773 | 306.6893 | 323.4526 | 306.6893 | 143.757 | 134.2783 | 94.2344 | 89.5787 | 44711233.8443 | 4984388.9218 | 425891.5418 | 9364758.64 | 29936194.7408 | 11 | 3525625427.4652 | 129419261.22 | 204.7014 | 175.0682 | 348.8792 | 306.6893 | 324.7392 | 306.6893 | 157.1349 | 131.1555 | 110.6785 | 88.7285 | 44530624.7746 | 5041248.2085 | 394439.1665 | 9295620.7588 | 29799316.6408 | 1 | 70 | 52.5 | 516.5 | 446.5 | 292019837.6 | 291785102 | 1901438232.45 | 1609418394.85 | 3496477097.3981 | 129419261.22 | 67503613.9352 | 2284239128.3297 | 2284239128.3297 | -5.9605e-08 | -29148330.0671 | -29148330.0671 | -420078781.0839 | -420078781.0839 | 38355283.8681 | 38355283.8681 | 1864160347.2458 | 1864160347.2458 | 269150237.9323 | -218042.1909 | -49038434.7448 | -193321214.2338 | 26572546.7628 | 26572546.7628 | 0 | 0 | 11469221.6005 | 9996488.4701 | 21465710.0706 | 269150237.9323 | -218042.1909 | -60507656.3453 | -203317702.7039 | 5106836.6922 | -11474131.8074 | -11474131.8074 | 15098414.9554 | 15098414.9554 | -1284458.3904 | 8.2671e-08 | -2.3463e-08 | 1387849347.2849 | 114952523.8416 | 114860121.0451 | 1376375215.4776 | 1132248212.0493 | 1132248212.0493 | -72585598.4455 | 1059662613.6038 | 1059662613.6038 | -72585598.4455
Alternative_Half_demand | 2036 | 387726589.4723 | -25123386.1879 | -99502825.7904 | -520468022.228 | -257367644.734 | -299684072.6203 | -24469389.7678 | 60463829.488 | 0 | -263689632.9 | 687410662.0926 | -653996.4201 | -159966655.2784 | -520468022.228 | 6321988.166 | -6 | -1912720.7108 | -2.2957e-07 | 209.7875 | 144.5341 | 418.3162 | 240.1615 | 256.4376 | 240.1615 | 123.4549 | 114.4504 | 85.705 | 81.0008 | 44979057.6954 | 5016836.1682 | 428120.8529 | 9422598.1003 | 30111502.574 | 7 | 2955689331.7342 | 126829656.5 | 194.1022 | 164.5189 | 341.4624 | 299.557 | 317.3564 | 299.557 | 134.0657 | 108.0092 | 103.0321 | 81.0008 | 44793198.3782 | 5074310.2849 | 395827.4925 | 9351444.6594 | 29971615.9415 | 1 | 73.214 | 143.214 | 589.714 | 589.714 | 593115946.1 | 885135783.7 | 2494554178.55 | 2494554178.55 | 3225057943.5875 | 126829656.5 | -257367644.734 | 2026871483.5957 | 2026871483.5957 | 4.4703e-08 | 269368611.8533 | 269368611.8533 | -150710169.2306 | -150710169.2306 | 12000967.1193 | 12000967.1193 | 1876161314.3651 | 1876161314.3651 | 143987859.474 | -9329931.7049 | -36951809.0484 | -193283304.473 | -95577185.7523 | -95577185.7523 | -111292001.3914 | -9087060.7045 | 22454114.884 | 0 | -97924947.212 | 255279860.8654 | -242871.0003 | -59405923.9324 | -193283304.473 | 2347761.4596 | 100033917.9292 | 100033917.9292 | 4456732.1768 | 4456732.1768 | -710316.4147 | -8.5255e-08 | 1.6601e-08 | 1097637850.2327 | 220262158.484 | 328707935.6931 | 1197671768.1618 | 1036671026.2969 | 1036671026.2969 | 27448319.4837 | 1064119345.7806 | 1064119345.7806 | 27448319.4837
Alternative_Half_demand | 2037 | 353750767.0909 | -28011394.7444 | -109004050.45 | -520589784.1531 | -303854462.2567 | -327962577.5138 | -26667582.0914 | 48652439.3857 | 0 | -305977720.2195 | 681713344.6047 | -1343812.653 | -157656489.8358 | -520589784.1531 | 2123257.9628 | -3 | -936763.6299 | -2.1374e-07 | 210.0705 | 145.4144 | 418.7955 | 241.8314 | 256.469 | 241.8314 | 122.8867 | 114.4504 | 86.2209 | 81.6358 | 44960532.3774 | 5016801.818 | 426501.6938 | 9418684.02 | 30098544.8455 | 4 | 2972188786.4614 | 125465844.28 | 197.0184 | 167.6029 | 348.7552 | 306.6893 | 324.5083 | 306.6893 | 134.5065 | 109.2756 | 103.5308 | 81.6358 | 44949679.9591 | 5096467.7617 | 395837.3937 | 9384658.7359 | 30072716.0679 | 1 | 0 | 0 | 589.714 | 589.714 | 0 | 0 | 2494554178.55 | 2494554178.55 | 3280382290.5901 | 125465844.28 | -303854462.2567 | 1723017021.3389 | 1723017021.3389 | 2.9802e-08 | 308193504.1287 | 308193504.1287 | 157483334.8981 | 157483334.8981 | 4339041.8719 | 4339041.8719 | 1880500356.237 | 1880500356.237 | 123934384.8575 | -9813618.2296 | -38188892.2831 | -182385398.6033 | -106453524.2586 | -106453524.2586 | -114899652.7547 | -9342821.8102 | 17045080.0621 | 0 | -107197394.5028 | 238834037.6122 | -470796.4194 | -55233972.3452 | -182385398.6033 | 743870.2442 | 107973680.6378 | 107973680.6378 | 1520156.3793 | 1520156.3793 | -328189.3215 | -7.4882e-08 | 1.0441e-08 | 1041287887.4006 | 0 | 0 | 1149261568.0384 | 930217502.0384 | 930217502.0384 | 135422000.1215 | 1065639502.1599 | 1065639502.1599 | 135422000.1215
Alternative_Half_demand | 2038 | 557458895.168 | -11416483.066 | -4591194.9025 | -506287077.6827 | 35164139.5167 | -114927811.2922 | -9329584.2342 | 158130564.6835 | 24172087.3342 | 58045256.4913 | 672386706.4602 | -2086898.8318 | -162721759.586 | -530459165.0169 | -22881116.9746 | -6 | -1838271.3089 | -1.993e-07 | 230.3087 | 166.8 | 458.5998 | 284.1228 | 297.0744 | 284.1228 | 138.7808 | 131.1555 | 92.6332 | 88.2938 | 45273490.2933 | 5053590.0356 | 429324.6816 | 9486344.5238 | 30304231.0522 | 7 | 3415739906.2634 | 124160493.37 | 200.6229 | 171.2312 | 348.9645 | 306.6893 | 324.5644 | 306.6893 | 139.2783 | 114.4504 | 109.352 | 87.4955 | 45233370.2564 | 5132131.7249 | 397529.5679 | 9445684.6081 | 30258024.3555 | 1 | 0 | 0 | 589.714 | 589.714 | 0 | 0 | 2494554178.55 | 2494554178.55 | 3435716730.148 | 124160493.37 | 35164139.5167 | 1758181160.8557 | 1758181160.8557 | -5.9605e-08 | 19976823.8846 | 19976823.8846 | 177460158.7827 | 177460158.7827 | 55140963.4013 | 55140963.4013 | 1935641319.6383 | 1935641319.6383 | 184247417.6716 | -3773296.1875 | -1517449.649 | -167334466.2218 | 11622205.6133 | 11622205.6133 | -37985136.9003 | -3083548.9719 | 52264208.9855 | 7989189.3549 | 19184712.4681 | 222232554.5718 | -689747.2155 | -53781658.6345 | -175323655.5767 | -7562506.8549 | 6602600.2023 | 6602600.2023 | 18224805.8156 | 18224805.8156 | -607572.5844 | -6.5872e-08 | -1.97e-08 | 1128946479.5015 | 0 | 0 | 1135549079.7039 | 941839707.6517 | 941839707.6517 | 142024600.3238 | 1083864307.9755 | 1083864307.9755 | 142024600.3238
Alternative_Half_demand | 2039 | 514223996.404 | -15439410.8064 | -131171998.7342 | -533644271.0469 | -166031684.1835 | -170478145.3866 | -13815322.5039 | 29757837.6069 | 0 | -154535630.2836 | 684702141.7906 | -1624088.3025 | -160929836.3411 | -533644271.0469 | -11496053.8999 | -4 | -1203506.5155 | 2.5472e-07 | 240.5978 | 175.6828 | 484.2019 | 306.6893 | 321.7997 | 306.6893 | 142.839 | 134.2783 | 93.402 | 88.7285 | 45629724.1138 | 5093712.5807 | 432738.5728 | 9563663.8304 | 30539609.1299 | 4 | 3580143375.7602 | 122910277.79 | 217.1772 | 186.9672 | 383.7616 | 339.9443 | 358.8571 | 339.9443 | 156.6329 | 131.1555 | 110.9129 | 88.7285 | 45466692.9806 | 5159073.1726 | 398133.5688 | 9495070.2574 | 30414415.9818 | 0 | 0 | 0 | 589.714 | 589.714 | 0 | 0 | 2494554178.55 | 2494554178.55 | 3739767254.2641 | 122910277.79 | -166031684.1835 | 1592149476.6722 | 1592149476.6722 | -2.9802e-08 | 159623878.5039 | 159623878.5039 | 337084037.2866 | 337084037.2866 | -6407805.6796 | -6407805.6796 | 1929233513.9588 | 1929233513.9588 | 160337472.757 | -4814081.2698 | -40900049.2404 | -166392806.1881 | -51769463.9413 | -51769463.9413 | -53155891.5623 | -4307682.8602 | 9278634.4277 | 0 | -48184939.9947 | 213493364.3193 | -506398.4096 | -50178683.6682 | -166392806.1881 | -3584523.9465 | 49771479.8414 | 49771479.8414 | -1997984.0999 | -1997984.0999 | -375259.0204 | 7.9422e-08 | -9.2925e-09 | 1116305627.4919 | 0 | 0 | 1166077107.3333 | 890070243.7104 | 890070243.7104 | 191796080.1653 | 1081866323.8757 | 1081866323.8757 | 191796080.1653
Alternative_Half_demand | 2040 | 235999090.4674 | -38290174.7634 | -162702802.1459 | -536471232.4212 | -501465118.8631 | -450265474.7313 | -36463360.303 | 0 | 0 | -486728835.0342 | 686264565.1987 | -1826814.4604 | -162702802.1459 | -536471232.4212 | -14736283.8289 | -2 | -591013.7558 | -6.007e-08 | 241.6983 | 175.8686 | 486.1862 | 306.6893 | 323.1893 | 306.6893 | 143.4301 | 134.2783 | 94.0369 | 89.1459 | 45936416.0785 | 5131203.6031 | 435381.5777 | 9629757.2511 | 30740073.6466 | 2 | 3604021809.6138 | 121712085.37 | 238.4157 | 207.0852 | 440.2981 | 393.9318 | 414.675 | 393.9318 | 160.4156 | 134.2783 | 111.5301 | 89.1459 | 45750683.3127 | 5190957.3151 | 400526.7781 | 9558002.5378 | 30601196.6817 | 0 | 0 | 0 | 589.714 | 589.714 | 0 | 0 | 2494554178.55 | 2494554178.55 | 4054852218.8511 | 121712085.37 | -501465118.8631 | 1090684357.8091 | 1090684357.8091 | -1.4901e-08 | 450830409.2373 | 450830409.2373 | 787914446.5239 | 787914446.5239 | -50634709.6258 | -50634709.6258 | 1878598804.333 | 1878598804.333 | 69420407.4986 | -11263261.7778 | -47859908.2893 | -157805911.422 | -147508673.9906 | -147508673.9906 | -132448022.0517 | -10725894.4345 | 0 | 0 | -143173916.4863 | 201868429.5504 | -537367.3433 | -47859908.2893 | -157805911.422 | -4334757.5043 | 132614200.5888 | 132614200.5888 | -14894473.4017 | -14894473.4017 | -173849.8894 | -1.767e-08 | -4.3833e-09 | 1060142486.8284 | 0 | 0 | 1192756687.4173 | 742561569.7198 | 742561569.7198 | 324410280.7541 | 1066971850.4739 | 1066971850.4739 | 324410280.7541
Alternative_Half_demand | 2041 | 239175546.7789 | -38585600.3583 | -284297930.864 | -921732886.1919 | -1005440870.6353 | -453104559.4042 | -36650485.2811 | -116939687.0982 | -382283855.6395 | -988978587.423 | 692280106.1831 | -1935115.0772 | -167358243.7658 | -539449030.5524 | -16462283.2123 | -1 | -290067.6384 | -2.8918e-07 | 235.1486 | 168.1593 | 489.244 | 306.6893 | 324.928 | 306.6893 | 131.513 | 122.1652 | 82.1837 | 77.1888 | 46154608.9953 | 5152130.1822 | 437141.9295 | 9678279.8433 | 30887057.0403 | 4 | 3316625234.8635 | 120563003.47 | 239.7215 | 207.278 | 443.0163 | 393.9318 | 416.6331 | 393.9318 | 160.9686 | 134.2783 | 112.0589 | 89.5787 | 46089575.9749 | 5235115.6481 | 403056.1937 | 9629782.041 | 30821622.0921 | 3 | 0 | 81.3488 | 589.714 | 671.0628 | 0 | 684493937.7 | 2494554178.55 | 3179048116.25 | 4096958804.8759 | 120563003.47 | -1005440870.6353 | 85243487.1737 | 85243487.1737 | 2.9802e-08 | 780333570.0124 | 780333570.0124 | 1568248016.5363 | 1568248016.5363 | -225107300.6229 | -225107300.6229 | 1653491503.71 | 1653491503.71 | 66372433.287 | -10707700.7667 | -78894124.8552 | -255785573.9062 | -279014966.2411 | -279014966.2411 | -125738824.667 | -10170696.4697 | -32451359.2006 | -106085718.4057 | -274446598.743 | 192111257.954 | -537004.297 | -46442765.6546 | -149699855.5005 | -4568367.4982 | 216546542.967 | 216546542.967 | -62468423.2741 | -62468423.2741 | -80495.2481 | -8.0248e-08 | 8.2703e-09 | 920380407.2091 | 0 | 189950556.5145 | 1136926950.1761 | 463546603.4787 | 463546603.4787 | 540956823.7211 | 1004503427.1998 | 1004503427.1998 | 540956823.7211
Alternative_Half_demand | 2042 | 470505618.0713 | -18821606.9176 | -119790790.525 | -234596017.3905 | 97297203.2382 | -172898242.5106 | -14004504.6921 | 54482410.3184 | 318515477.6431 | 186095140.7588 | 643403860.5819 | -4817102.2255 | -174273200.8434 | -553111495.0336 | -88797937.5206 | -4 | -1137589.8285 | 2.156e-07 | 239.6784 | 173.2439 | 488.0777 | 306.6893 | 323.9281 | 306.6893 | 133.7594 | 124.6767 | 92.2935 | 87.4955 | 46244582.9756 | 5171840.2677 | 438762.3236 | 9692952.5054 | 30941027.8788 | 5 | 3543036515.6109 | 119460305.63 | 214.8686 | 179.4437 | 396.9956 | 339.9443 | 368.2106 | 339.9443 | 146.1223 | 119.0425 | 99.8688 | 77.1888 | 46143403.3597 | 5226493.3929 | 403487.49 | 9647158.6969 | 30866263.7799 | 1 | 81.3488 | 0 | 671.0628 | 671.0628 | 684493937.7 | 0 | 3179048116.25 | 3179048116.25 | 3491993826.1464 | 119460305.63 | 97297203.2382 | 182540690.412 | 182540690.412 | 1.4901e-08 | -51042689.4646 | -51042689.4646 | 1517205327.0717 | 1517205327.0717 | 46254513.7737 | 46254513.7737 | 1699746017.4837 | 1699746017.4837 | 123177082.2064 | -4927445.143 | -31360900.8805 | -61416594.8493 | 25472141.3335 | 25472141.3335 | -45264286.3615 | -3666340.9733 | 14263345.8068 | 83386479.7077 | 48719198.1796 | 168441368.5678 | -1261104.1697 | -45624246.6873 | -144803074.5569 | -23247056.8461 | -13362836.3079 | -13362836.3079 | 12109305.0257 | 12109305.0257 | -297817.9015 | 5.6444e-08 | 3.9011e-09 | 927557256.2396 | 179198638.2213 | 0 | 914194419.9318 | 489018744.8122 | 489018744.8122 | 527593987.4133 | 1016612732.2255 | 1016612732.2255 | 527593987.4133
Alternative_Half_demand | 2043 | 354344148.8972 | -29698945.9218 | -24562131.1923 | -508589062.0629 | -208505990.2798 | -343195678.8856 | -27734104.6822 | 145351777.9636 | 38304327.2993 | -187273678.305 | 697539827.7828 | -1964841.2396 | -169913909.1559 | -546893389.3622 | -21232311.9748 | -1 | -278375.0572 | 3.3062e-08 | 249.7778 | 183.4207 | 509.6055 | 328.3149 | 345.462 | 328.3149 | 143.1664 | 134.2783 | 93.517 | 88.7285 | 46606513.0243 | 5212915.9548 | 440776.4087 | 9773578.978 | 31179241.6829 | 4 | 3761819500.015 | 118401439.15 | 235.2718 | 203.4086 | 441.6619 | 393.9318 | 415.5665 | 393.9318 | 145.7028 | 119.3329 | 109.8928 | 87.4955 | 46282813.0531 | 5247686.6 | 404558.9616 | 9677466.1123 | 30953101.3792 | 3 | 0 | 0 | 671.0628 | 671.0628 | 0 | 0 | 3179048116.25 | 3179048116.25 | 3981620681.1804 | 118401439.15 | -208505990.2798 | -25965299.8678 | -25965299.8678 | 0 | 219801181.1654 | 219801181.1654 | 1737006508.2371 | 1737006508.2371 | 11295190.8856 | 11295190.8856 | 1711041208.3693 | 1711041208.3693 | 87515403.5053 | -7335002.5508 | -6066319.5059 | -125610588.2469 | -51496506.7983 | -51496506.7983 | -84761970.5657 | -6849728.9138 | 35898771.1192 | 9460347.1513 | -46252581.209 | 172277374.071 | -485273.6371 | -41965090.6251 | -135070935.3982 | -5243925.5893 | 54286176.6463 | 54286176.6463 | 2789669.8481 | 2789669.8481 | -68752.6675 | 8.1656e-09 | 0 | 929088719.2087 | 0 | 0 | 983374895.8551 | 437522238.0139 | 437522238.0139 | 581880164.0596 | 1019402402.0736 | 1019402402.0736 | 581880164.0596
Alternative_Half_demand | 2044 | 703248018.476 | -2183836.6223 | -165407916.4346 | -541302787.7327 | -5646522.3136 | -7617741.4442 | -613929.5059 | 0 | 0 | -8231670.9502 | 710865759.9202 | -1569907.1164 | -165407916.4346 | -541302787.7327 | 2585148.6365 | -1 | -271919.4603 | 3.227e-07 | 274.7549 | 206.8993 | 578.7707 | 393.9318 | 413.4126 | 393.9318 | 143.6697 | 134.2783 | 93.8481 | 88.7285 | 46871407.7512 | 5239398.0732 | 443157.2259 | 9831752.162 | 31357100.2901 | 2 | 4099140914.1255 | 117384013.49 | 240.009 | 207.4166 | 445.1418 | 395.3776 | 418.4251 | 395.3776 | 160.5976 | 134.2783 | 111.1717 | 88.7285 | 46669006.6559 | 5297729.3323 | 406051.6202 | 9760545.1897 | 31204680.5137 | 1 | 0 | 0 | 671.0628 | 671.0628 | 0 | 0 | 3179048116.25 | 3179048116.25 | 4114352123.4885 | 117384013.49 | -5646522.3136 | -31611822.1814 | -31611822.1814 | -2.9802e-08 | 15211209.363 | 15211209.363 | 1752217717.6001 | 1752217717.6001 | 9564687.0494 | 9564687.0494 | 1720605895.4187 | 1720605895.4187 | 163855825.2095 | -508830.9422 | -38539818.0038 | -126122808.2297 | -1315631.9662 | -1315631.9662 | -1774923.324 | -143044.7341 | 0 | 0 | -1917968.0581 | 165630748.5335 | -365786.2081 | -38539818.0038 | -126122808.2297 | 602336.092 | 3544190.9499 | 3544190.9499 | 2228558.9837 | 2228558.9837 | -63356.8619 | 7.5189e-08 | -6.9439e-09 | 955094219.2337 | 0 | 0 | 958638410.1836 | 436206606.0478 | 436206606.0478 | 585424355.0095 | 1021630961.0573 | 1021630961.0573 | 585424355.0095
Alternative_Half_demand | 2045 | 680879366.6643 | -3324070.8706 | 25796501.7143 | 144822418.8238 | 848174216.3317 | 0 | 0 | 195254239.4583 | 699100758.9532 | 894354998.4116 | 680879366.6643 | -3324070.8706 | -169457737.7441 | -554278340.1294 | -46180782.0798 | -3 | -794969.5015 | 3.0315e-07 | 275.8565 | 207.0852 | 581.05 | 393.9318 | 415.2922 | 393.9318 | 144.0056 | 134.2783 | 94.355 | 89.1459 | 47224164.5907 | 5285029.0865 | 446562.5163 | 9906749.2177 | 31585823.7702 | 5 | 4142382474.2841 | 116405789.44 | 229.067 | 193.2768 | 451.874 | 393.9318 | 422.742 | 393.9318 | 141.4153 | 114.4504 | 89.7507 | 66.9039 | 46765045.6399 | 5291818.9113 | 407613.8062 | 9788214.5897 | 31277398.3327 | 2 | 65.0791 | 0 | 736.1419 | 671.0628 | 547595150.1 | 0 | 3726643266.35 | 3179048116.25 | 3574623095.7642 | 116405789.44 | 848174216.3317 | 816562394.1503 | 816562394.1503 | 2.9802e-08 | -567759378.5199 | -567759378.5199 | 1184458339.0802 | 1184458339.0802 | 280414837.8118 | 280414837.8118 | 2001020733.2306 | 2001020733.2306 | 149664113.1803 | -730664.1137 | 5670329.7842 | 31833420.0492 | 186437198.9 | 186437198.9 | 0 | 0 | 42918839.9942 | 153669357.9437 | 196588197.9379 | 149664113.1803 | -730664.1137 | -37248510.2101 | -121835937.8945 | -10150999.0379 | -124799205.331 | -124799205.331 | 61637993.569 | 61637993.569 | -174742.269 | 6.6634e-08 | 6.5508e-09 | 910537210.8788 | 120366905.7018 | 0 | 785738005.5478 | 622643804.9478 | 622643804.9478 | 460625149.6785 | 1083268954.6263 | 1083268954.6263 | 460625149.6785
Alternative_Half_demand | 2046 | 514650531.8607 | -19360336.6413 | 7222736.3795 | -274819742.0196 | 227693189.5793 | -253358435.1632 | -20433052.5732 | 166802043.6728 | 252034339.476 | 145044895.4125 | 768008967.0239 | 1072715.9319 | -159579307.2933 | -526854081.4956 | 82648294.1668 | -2 | -515171.1349 | -1.7555e-07 | 256.6189 | 184.3925 | 542.6601 | 346.1086 | 372.936 | 346.1086 | 144.4774 | 134.2783 | 81.9245 | 76.6149 | 47275184.5725 | 5277930.993 | 445571.1331 | 9925045.9755 | 31626636.4709 | 4 | 3620341479.9796 | 115464669.11 | 227.8436 | 194.614 | 445.838 | 393.9318 | 418.4773 | 393.9318 | 143.8502 | 117.3783 | 90.719 | 68.6124 | 46903635.0512 | 5317709.8016 | 408954.5323 | 9814857.3191 | 31362113.3982 | 2 | 0 | 65.0791 | 736.1419 | 736.1419 | 0 | 547595150.1 | 3726643266.35 | 3726643266.35 | 3622477211.5927 | 115464669.11 | 227693189.5793 | 1044255583.7296 | 1044255583.7296 | -1.4901e-08 | 2135731.6131 | 2135731.6131 | 1186594070.6933 | 1186594070.6933 | 229828921.1924 | 229828921.1924 | 2230849654.4229 | 2230849654.4229 | 106722026.6213 | -4014713.3531 | 1497764.0485 | -56988806.9829 | 47216270.3338 | 47216270.3338 | -52538419.7398 | -4237160.2586 | 34589398.1319 | 52263844.7293 | 30077662.8628 | 159260446.3611 | 222446.9055 | -33091634.0834 | -109252651.7122 | 17138607.4709 | 442882.2899 | 442882.2899 | 47659152.6237 | 47659152.6237 | -106829.983 | -3.6404e-08 | -3.09e-09 | 750742797.0734 | 0 | 113553684.6243 | 751185679.3634 | 669860075.2815 | 669860075.2815 | 461068031.9684 | 1130928107.25 | 1130928107.25 | 461068031.9684
Alternative_Half_demand | 2047 | 519353205.4963 | -17915284.3576 | -163379808.4069 | -137632407.6894 | 200425705.0424 | -203024689.9152 | -16349191.0082 | 0 | 396133076.3637 | 176759195.4403 | 722377895.4115 | -1566093.3495 | -163379808.4069 | -533765484.0531 | 23666509.6021 | -6 | -1498478.4622 | 2.0722e-07 | 275.2367 | 206.3501 | 581.7724 | 393.9318 | 414.9946 | 393.9318 | 144.1764 | 134.2783 | 92.3409 | 87.4955 | 47486555.1892 | 5303878.1416 | 447959.8889 | 9967545.3363 | 31767171.8224 | 7 | 4107689117.4322 | 114558686.44 | 247.5565 | 214.4085 | 484.1483 | 432.0256 | 456.5937 | 432.0256 | 160.7279 | 134.2783 | 96.7499 | 74.9843 | 47202199.4277 | 5355318.0293 | 410404.8463 | 9879185.91 | 31557290.6421 | 1 | 0 | 0 | 736.1419 | 736.1419 | 0 | 0 | 3726643266.35 | 3726643266.35 | 4067457011.9684 | 114558686.44 | 200425705.0424 | 1244681288.772 | 1244681288.772 | -1.4901e-08 | -40232105.4638 | -40232105.4638 | 1146361965.2295 | 1146361965.2295 | 160193599.5786 | 160193599.5786 | 2391043254.0015 | 2391043254.0015 | 101601141.9061 | -3504769.6424 | -31962015.2968 | -26925047.6103 | 39209309.3566 | 39209309.3566 | -39717749.1392 | -3198394.5764 | 0 | 77495570.4122 | 34579426.6967 | 141318891.0453 | -306375.066 | -31962015.2968 | -104420618.0224 | 4629882.6599 | -7870612.5487 | -7870612.5487 | 31338696.8079 | 31338696.8079 | -293147.556 | 4.0538e-08 | -2.9151e-09 | 803587809.8174 | 0 | 0 | 795717197.2686 | 709069384.6381 | 709069384.6381 | 453197419.4197 | 1162266804.0578 | 1162266804.0578 | 453197419.4197
Alternative_Half_demand | 2048 | 1016641107.9094 | 22893480.9759 | 87138455.2239 | 166964811.0017 | 1293637855.1109 | 328187804.8845 | 26451909.821 | 258909769.0223 | 716597946.9608 | 1330147430.6886 | 688453303.0248 | -3558428.8451 | -171771313.7983 | -549633135.9591 | -36509575.5777 | -3 | -724656.4064 | 1.3923e-07 | 298.2116 | 228.8253 | 644.0938 | 455.2095 | 477.3649 | 455.2095 | 144.2562 | 134.2783 | 93.8206 | 88.7285 | 47896828.342 | 5353230.6227 | 451056.3352 | 10058267.3612 | 32034274.0229 | 5 | 4470776316.5296 | 113685998.53 | 228.0646 | 191.7726 | 453.7303 | 393.9318 | 423.8948 | 393.9318 | 135.5698 | 108.3518 | 88.6147 | 66.2216 | 47328647.0507 | 5358255.2129 | 412288.5336 | 9914345.6594 | 31643757.6448 | 2 | 81.3488 | 0 | 817.4907 | 736.1419 | 684621884.2 | 0 | 4411265150.55 | 3726643266.35 | 3548579898.5833 | 113685998.53 | 1293637855.1109 | 2538319143.8829 | 2538319143.8829 | 0 | -922196417.9464 | -922196417.9464 | 224165547.2832 | 224165547.2832 | 371441437.1645 | 371441437.1645 | 2762484691.166 | 2762484691.166 | 187627967.3705 | 4225146.1879 | 16081989.1172 | 30814481.007 | 238749583.6826 | 238749583.6826 | 60569270.972 | 4881878.2107 | 47783542.6052 | 132252980.097 | 245487671.8849 | 127058696.3984 | -656732.0228 | -31701553.488 | -101438499.0899 | -6738088.2023 | -170197563.3972 | -170197563.3972 | 68552020.2854 | 68552020.2854 | -133740.2231 | 2.5696e-08 | 0 | 825111896.7277 | 126351582.2353 | 0 | 654914333.3305 | 947818968.3207 | 947818968.3207 | 282999856.0225 | 1230818824.3432 | 1230818824.3432 | 282999856.0225
Alternative_Half_demand | 2049 | 783644139.6396 | 1519841.9667 | 36780846.7679 | -489231570.8054 | 332713257.5689 | 0 | 0 | 198807258.1666 | 36215093.9092 | 235022352.0758 | 783644139.6396 | 1519841.9667 | -162026411.3987 | -525446664.7145 | 97690905.4931 | -3 | -699368.5799 | 1.6158e-07 | 270.5717 | 197.3802 | 592.9837 | 393.9318 | 422.6872 | 393.9318 | 144.5997 | 134.2783 | 72.7872 | 67.355 | 48086195.1984 | 5369567.6447 | 452102.6721 | 10103870.3015 | 32160654.5801 | 4 | 3755188072.8 | 112844877.41 | 226.816 | 192.9729 | 447.6652 | 393.9318 | 419.5244 | 393.9318 | 141.0558 | 114.4504 | 88.2042 | 66.2216 | 47489756.4736 | 5383778.4246 | 412262.5904 | 9949480.4738 | 31744234.9847 | 1 | 0 | 81.3488 | 817.4907 | 817.4907 | 0 | 684621884.2 | 4411265150.55 | 4411265150.55 | 3597635763.2421 | 112844877.41 | 332713257.5689 | 2871032401.4517 | 2871032401.4517 | -7.4506e-08 | -157552309.558 | -157552309.558 | 66613237.7252 | 66613237.7252 | 175160948.0109 | 175160948.0109 | 2937645639.1769 | 2937645639.177 | 136440383.74 | 264619.8838 | 6403918.0458 | -85180172.8385 | 57928748.831 | 57928748.831 | 0 | 0 | 34614357.7454 | 6305414.7415 | 40919772.4868 | 136440383.74 | 264619.8838 | -28210439.6996 | -91485587.58 | 17008976.3442 | -27431453.2424 | -27431453.2424 | 30497295.5886 | 30497295.5886 | -121767.155 | 2.8133e-08 | -1.2972e-08 | 653816286.9493 | 0 | 119199605.8823 | 626384833.7069 | 1005747717.1517 | 1005747717.1517 | 255568402.7801 | 1261316119.9318 | 1261316119.9318 | 255568402.7801
Alternative_High_battery_cost | 2008 | 0 | 0 | 0 | 0 | 0 | 0 | 0 | 0 | 0 | 0 | 0 | 0 | 0 | 0 | 0 | 0 | 0 | 0 | 222.835 | 177.0197 | 355.9702 | 236.8084 | 247.7358 | 236.6214 | 177.2594 | 170.1169 | 139.5568 | 132.0416 | 41261560.177 | 4827744.252 | 282869.1125 | 8626822.428 | 27524124.3845 | 0 |  | 100822072.5524 | 222.835 | 177.0197 | 355.9702 | 236.8084 | 247.7358 | 236.6214 | 177.2594 | 170.1169 | 139.5568 | 132.0416 | 41261560.177 | 4827744.252 | 282869.1125 | 8626822.428 | 27524124.3845 | 0 | [9 empty] | 100822072.5524 | 0 | 0 | 0 | 0 | [8 empty] | 0 | 0 | 0 | 0 | 0 | 0 | 0 | 0 | 0 | 0 | 0 | 0 | 0 | 0 | 0 | 0 |  |  |  |  | 0 | 0 | 0 |  |  |  |  | 0 | 0
Alternative_High_battery_cost | 2009 | 0 | 0 | 0 | 0 | 0 | 0 | 0 | 0 | 0 | 0 | 0 | 0 | 0 | 0 | 0 | 0 | 0 | 0 | 98.4761 | 62.53 | 195.022 | 95.401 | 109.1309 | 95.1257 | 63.4507 | 59.672 | 39.2003 | 37.3931 | 39602848.455 | 4781931.383 | 228048.021 | 8373054.736 | 26219814.315 | -269.825 |  | 110628296.0159 | 98.4761 | 62.53 | 195.022 | 95.401 | 109.1309 | 95.1257 | 63.4507 | 59.672 | 39.2003 | 37.3931 | 39602848.455 | 4781931.383 | 228048.021 | 8373054.736 | 26219814.315 | -269.825 | [9 empty] | 110628296.0159 | 0 | 0 | 0 | 0 | [8 empty] | 0 | 0 | 0 | 0 | 0 | 0 | 0 | 0 | 0 | 0 | 0 | 0 | 0 | 0 | 0 | 0 |  |  |  |  | 0 | 0 | 0 |  |  |  |  | 0 | 0
Alternative_High_battery_cost | 2010 | 0 | 0 | 0 | 0 | 0 | 0 | 0 | 0 | 0 | 0 | 0 | 0 | 0 | 0 | 0 | 0 | 0 | 0 | 115.9474 | 75.0646 | 201.1316 | 87.9426 | 97.9933 | 87.7062 | 84.4326 | 79.755 | 64.8128 | 62.6532 | 40939219.298 | 4741764.959 | 250531.468 | 8609720.309 | 27337202.562 | -102.054 |  | 115634004.5155 | 115.9474 | 75.0646 | 201.1316 | 87.9426 | 97.9933 | 87.7062 | 84.4326 | 79.755 | 64.8128 | 62.6532 | 40939219.298 | 4741764.959 | 250531.468 | 8609720.309 | 27337202.562 | -102.054 | [9 empty] | 115634004.5155 | 0 | 0 | 0 | 0 | [8 empty] | 0 | 0 | 0 | 0 | 0 | 0 | 0 | 0 | 0 | 0 | 0 | 0 | 0 | 0 | 0 | 0 |  |  |  |  | 0 | 0 | 0 |  |  |  |  | 0 | 0
Alternative_High_battery_cost | 2011 | 0 | 0 | 0 | 0 | 0 | 0 | 0 | 0 | 0 | 0 | 0 | 0 | 0 | 0 | 0 | 0 | 0 | 0 | 101.3344 | 67.4736 | 181.5052 | 90.6321 | 95.3539 | 89.6583 | 72.3432 | 65.7461 | 52.5564 | 49.6632 | 41114178.262 | 4752964.725 | 275946.602 | 8622751.24 | 27462515.695 | 66.336 |  | 108065577.627 | 101.3344 | 67.4736 | 181.5052 | 90.6321 | 95.3539 | 89.6583 | 72.3432 | 65.7461 | 52.5564 | 49.6632 | 41114178.262 | 4752964.725 | 275946.602 | 8622751.24 | 27462515.695 | 66.336 | [9 empty] | 108065577.627 | 0 | 0 | 0 | 0 | [8 empty] | 0 | 0 | 0 | 0 | 0 | 0 | 0 | 0 | 0 | 0 | 0 | 0 | 0 | 0 | 0 | 0 |  |  |  |  | 0 | 0 | 0 |  |  |  |  | 0 | 0
Alternative_High_battery_cost | 2012 | 0 | 0 | 0 | 0 | 0 | 0 | 0 | 0 | 0 | 0 | 0 | 0 | 0 | 0 | 0 | 0 | 0 | 0 | 153.4623 | 110.6784 | 242.8116 | 128.5609 | 135.7194 | 128.2835 | 120.4356 | 114.6827 | 99.7791 | 94.5508 | 40660356.413 | 4636441.846 | 296628.236 | 8528166.74 | 27199119.591 | 59.13 |  | 101290563.8065 | 153.4623 | 110.6784 | 242.8116 | 128.5609 | 135.7194 | 128.2835 | 120.4356 | 114.6827 | 99.7791 | 94.5508 | 40660356.413 | 4636441.846 | 296628.236 | 8528166.74 | 27199119.591 | 59.13 | [9 empty] | 101290563.8065 | 0 | 0 | 0 | 0 | [8 empty] | 0 | 0 | 0 | 0 | 0 | 0 | 0 | 0 | 0 | 0 | 0 | 0 | 0 | 0 | 0 | 0 |  |  |  |  | 0 | 0 | 0 |  |  |  |  | 0 | 0
Alternative_High_battery_cost | 2013 | 0 | 0 | 0 | 0 | 0 | 0 | 0 | 0 | 0 | 0 | 0 | 0 | 0 | 0 | 0 | 0 | 0 | 0 | 128.9149 | 79.1418 | 224.721 | 86.4201 | 90.5413 | 85.5662 | 91.7316 | 86.131 | 72.7679 | 70.2336 | 40064639.297 | 4495056.824 | 315107.072 | 8408150.725 | 26846324.676 | 44.402 |  | 141601259.1533 | 128.9149 | 79.1418 | 224.721 | 86.4201 | 90.5413 | 85.5662 | 91.7316 | 86.131 | 72.7679 | 70.2336 | 40064639.297 | 4495056.824 | 315107.072 | 8408150.725 | 26846324.676 | 44.402 | [9 empty] | 141601259.1533 | 0 | 0 | 0 | 0 | [8 empty] | 0 | 0 | 0 | 0 | 0 | 0 | 0 | 0 | 0 | 0 | 0 | 0 | 0 | 0 | 0 | 0 |  |  |  |  | 0 | 0 | 0 |  |  |  |  | 0 | 0
Alternative_High_battery_cost | 2014 | 0 | 0 | 0 | 0 | 0 | 0 | 0 | 0 | 0 | 0 | 0 | 0 | 0 | 0 | 0 | 0 | 0 | 0 | 124.2496 | 77.7268 | 221.5562 | 92.3317 | 97.0214 | 91.9174 | 84.5437 | 79.9298 | 67.6962 | 65.033 | 40093316.445 | 4491379.478 | 338160.091 | 8413164.722 | 26850612.154 | -9.904 |  | 175441488.8446 | 124.2496 | 77.7268 | 221.5562 | 92.3317 | 97.0214 | 91.9174 | 84.5437 | 79.9298 | 67.6962 | 65.033 | 40093316.445 | 4491379.478 | 338160.091 | 8413164.722 | 26850612.154 | -9.904 | [9 empty] | 175441488.8446 | 0 | 0 | 0 | 0 | [8 empty] | 0 | 0 | 0 | 0 | 0 | 0 | 0 | 0 | 0 | 0 | 0 | 0 | 0 | 0 | 0 | 0 |  |  |  |  | 0 | 0 | 0 |  |  |  |  | 0 | 0
Alternative_High_battery_cost | 2015 | 0 | 0 | 0 | 0 | 0 | 0 | 0 | 0 | 0 | 0 | 0 | 0 | 0 | 0 | 0 | 0 | 0 | 0 | 126.5799 | 74.1005 | 223.882 | 75.9142 | 79.3821 | 75.4536 | 79.8433 | 76.4746 | 73.7905 | 71.6092 | 41050345.9 | 4591697.434 | 371084.042 | 8612380.534 | 27475183.89 | 111.76 |  | 183604863.8889 | 126.5799 | 74.1005 | 223.882 | 75.9142 | 79.3821 | 75.4536 | 79.8433 | 76.4746 | 73.7905 | 71.6092 | 41050345.9 | 4591697.434 | 371084.042 | 8612380.534 | 27475183.89 | 111.76 | [9 empty] | 183604863.8889 | 0 | 0 | 0 | 0 | [8 empty] | 0 | 0 | 0 | 0 | 0 | 0 | 0 | 0 | 0 | 0 | 0 | 0 | 0 | 0 | 0 | 0 |  |  |  |  | 0 | 0 | 0 |  |  |  |  | 0 | 0
Alternative_High_battery_cost | 2016 | 0 | 0 | 0 | 0 | 0 | 0 | 0 | 0 | 0 | 0 | 0 | 0 | 0 | 0 | 0 | 0 | 0 | 0 | 118.9116 | 66.8003 | 221.8348 | 76.7035 | 83.2582 | 76.3436 | 68.0214 | 63.9106 | 63.2479 | 60.1327 | 41030948.485 | 4544238.781 | 372593.37 | 8584774.075 | 27529342.259 | -65.832 |  | 176394458.0176 | 118.9116 | 66.8003 | 221.8348 | 76.7035 | 83.2582 | 76.3436 | 68.0214 | 63.9106 | 63.2479 | 60.1327 | 41030948.485 | 4544238.781 | 372593.37 | 8584774.075 | 27529342.259 | -65.832 | [9 empty] | 176394458.0176 | 0 | 0 | 0 | 0 | [8 empty] | 0 | 0 | 0 | 0 | 0 | 0 | 0 | 0 | 0 | 0 | 0 | 0 | 0 | 0 | 0 | 0 |  |  |  |  | 0 | 0 | 0 |  |  |  |  | 0 | 0
Alternative_High_battery_cost | 2017 | 0 | 0 | 0 | 0 | 0 | 0 | 0 | 0 | 0 | 0 | 0 | 0 | 0 | 0 | 0 | 0 | 0 | 0 | 135.3876 | 84.6124 | 268.1301 | 126.9731 | 132.8069 | 126.7204 | 81.1155 | 76.9617 | 57.1547 | 53.9688 | 40770953.213 | 4513235.66 | 385997.013 | 8518439.129 | 27353281.411 | 40.37 |  | 155621570.0617 | 135.3876 | 84.6124 | 268.1301 | 126.9731 | 132.8069 | 126.7204 | 81.1155 | 76.9617 | 57.1547 | 53.9688 | 40770953.213 | 4513235.66 | 385997.013 | 8518439.129 | 27353281.411 | 40.37 | [9 empty] | 155621570.0617 | 0 | 0 | 0 | 0 | [8 empty] | 0 | 0 | 0 | 0 | 0 | 0 | 0 | 0 | 0 | 0 | 0 | 0 | 0 | 0 | 0 | 0 |  |  |  |  | 0 | 0 | 0 |  |  |  |  | 0 | 0
Alternative_High_battery_cost | 2018 | 0 | 0 | 0 | 0 | 0 | 0 | 0 | 0 | 0 | 0 | 0 | 0 | 0 | 0 | 0 | 0 | 0 | 0 | 135.7799 | 81.9117 | 253.6695 | 102.5411 | 107.6094 | 102.5411 | 84.0681 | 79.9122 | 68.7001 | 66.2216 | 41010567.718 | 4564981.652 | 387315.2631 | 8568387.1645 | 27489883.6385 | 0 | 1714652821.0135 | 155584101.2 | 135.7799 | 81.9117 | 253.6695 | 102.5411 | 107.6094 | 102.5411 | 84.0681 | 79.9122 | 68.7001 | 66.2216 | 41010567.718 | 4564981.652 | 387315.2631 | 8568387.1645 | 27489883.6385 | 0 | [8 empty] | 1714652821.0135 | 155584101.2 | 0 | 0 | 0 | 0 | 0 | 0 | 0 | 0 | 0 | 0 | 0 | 0 | 0 | 0 | 0 | 0 | 0 | 0 | 0 | 0 | 0 | 0 | 0 | 0 | 0 | 0 | 0 | 0 | 0 | 0 | 0 | 0 | 0 | 0 | 0 | 1817531990.2743 |  |  | 1817531990.2743 | 0 | 0 | 0 | 0 | 0 | 0
Alternative_High_battery_cost | 2019 | 0 | 0 | 0 | 0 | 0 | 0 | 0 | 0 | 0 | 0 | 0 | 0 | 0 | 0 | 0 | 0 | 0 | 0 | 156.9148 | 104.8307 | 304.144 | 158.526 | 163.7872 | 158.526 | 96.25 | 92.0149 | 70.0331 | 67.355 | 41698415.8096 | 4634500.4494 | 389874.2527 | 8694848.3028 | 27979192.8047 | 0 | 2065248001.0665 | 150953074.5 | 156.9148 | 104.8307 | 304.144 | 158.526 | 163.7872 | 158.526 | 96.25 | 92.0149 | 70.0331 | 67.355 | 41698415.8096 | 4634500.4494 | 389874.2527 | 8694848.3028 | 27979192.8047 | 0 | 0 | 0 | 0 | 0 | 0 | 0 | 0 | 0 | 2065248001.0665 | 150953074.5 | 0 | 0 | 0 | 0 | 0 | 0 | 0 | 0 | 0 | 0 | 0 | 0 | 0 | 0 | 0 | 0 | 0 | 0 | 0 | 0 | 0 | 0 | 0 | 0 | 0 | 0 | 0 | 0 | 0 | 0 | 0 | 0 | 0 | 0 | 0 | 2065248001.0665 | 0 | 0 | 2065248001.0665 | 0 | 0 | 0 | 0 | 0 | 0
Alternative_High_battery_cost | 2020 | 0 | 0 | 0 | 0 | 0 | 0 | 0 | 0 | 0 | 0 | 0 | 0 | 0 | 0 | 0 | 0 | 0 | 0 | 163.0006 | 111.5761 | 307.4235 | 164.5074 | 171.3146 | 164.5074 | 103.8745 | 98.9569 | 77.5546 | 74.6273 | 41986742.2338 | 4675591.2484 | 392563.8181 | 8756515.5907 | 28162071.5767 | 0 | 2245610217.7482 | 126307495.7 | 163.0006 | 111.5761 | 307.4235 | 164.5074 | 171.3146 | 164.5074 | 103.8745 | 98.9569 | 77.5546 | 74.6273 | 41986742.2338 | 4675591.2484 | 392563.8181 | 8756515.5907 | 28162071.5767 | 0 | 95 | 95 | 95 | 95 | 103810702.3 | 103810702.3 | 103810702.3 | 103810702.3 | 2245610217.7482 | 126307495.7 | 0 | 0 | 0 | 0 | 0 | 0 | 0 | 0 | 0 | 0 | 0 | 0 | 0 | 0 | 0 | 0 | 0 | 0 | 0 | 0 | 0 | 0 | 0 | 0 | 0 | 0 | 0 | 0 | 0 | 0 | 0 | 0 | 0 | 0 | 0 | 2118500205.4229 | 97934624.8113 | 97934624.8113 | 2118500205.4229 | 0 | 0 | 0 | 0 | 0 | 0
Alternative_High_battery_cost | 2021 | 0 | 0 | 0 | 0 | 0 | 0 | 0 | 0 | 0 | 0 | 0 | 0 | 0 | 0 | 0 | 0 | 0 | 0 | 163.62 | 112.0028 | 307.4471 | 164.5074 | 172.4371 | 164.5074 | 104.3155 | 98.9569 | 78.6954 | 75.5855 | 42328514.3335 | 4714799.8074 | 394976.5314 | 8830035.2112 | 28388702.7835 | 0 | 2276182673.1072 | 99119072.34 | 163.62 | 112.0028 | 307.4471 | 164.5074 | 172.4371 | 164.5074 | 104.3155 | 98.9569 | 78.6954 | 75.5855 | 42328514.3335 | 4714799.8074 | 394976.5314 | 8830035.2112 | 28388702.7835 | 0 | 17 | 17 | 112 | 112 | 41128931.45 | 41128931.45 | 144939633.75 | 144939633.75 | 2276182673.1072 | 99119072.34 | 0 | 0 | 0 | 0 | 0 | 0 | 0 | 0 | 0 | 0 | 0 | 0 | 0 | 0 | 0 | 0 | 0 | 0 | 0 | 0 | 0 | 0 | 0 | 0 | 0 | 0 | 0 | 0 | 0 | 0 | 0 | 0 | 0 | 0 | 0 | 2025794475.8875 | 36604602.5721 | 36604602.5721 | 2025794475.8875 | 0 | 0 | 0 | 0 | 0 | 0
Alternative_High_battery_cost | 2022 | 474187991.9873 | -6623366.8622 | -131035607.9709 | -401293958.4986 | -64764941.3445 | -81317272.1468 | -6623366.8622 | 0 | 20384988.247 | -67555650.7621 | 555505264.1341 | 2.1242e-09 | -131035607.9709 | -421678946.7456 | 2790709.4176 | 0 | 0 | 1.2247e-07 | 165.9913 | 114.1275 | 311.3815 | 168.4498 | 176.7543 | 168.4498 | 104.8503 | 98.9569 | 80.6099 | 77.1888 | 42495138.4161 | 4738809.3251 | 394970.8323 | 8865843.5032 | 28495514.7555 | 0 | 2325888249.3866 | 96271373.37 | 141.2672 | 119.9168 | 211.8337 | 185.521 | 193.8255 | 185.521 | 119.6657 | 98.9569 | 94.7091 | 76.4726 | 42421210.7746 | 4788033.0726 | 380999.2731 | 8823269.3658 | 28428909.0631 | 0 | 0 | 0 | 112 | 112 | 0 | 0 | 144939633.75 | 144939633.75 | 2393781714.2534 | 96271373.37 | -64764941.3445 | -64764941.3445 | -64764941.3445 | 0 | 67893464.8668 | 67893464.8668 | 67893464.8668 | 67893464.8668 | 3128523.5223 | 3128523.5223 | 3128523.5223 | 3128523.5223 | 398137381.8549 | -5561106.5361 | -110020023.2162 | -336934145.7198 | -54377893.6173 | -54377893.6173 | -68275549.738 | -5561106.5361 | 0 | 17115629.2165 | -56721027.0576 | 466412931.5929 | 1.7835e-09 | -110020023.2162 | -354049774.9363 | 2343133.4403 | 57004662.294 | 57004662.294 | 2626768.6768 | 2626768.6768 | 0 | 1.0283e-07 | 0 | 1952860624.3632 | 0 | 0 | 2009865286.6573 | -54377893.6173 | -54377893.6173 | 57004662.294 | 2626768.6768 | 2626768.6768 | 57004662.294
Alternative_High_battery_cost | 2023 | 448601826.4304 | -8679958.8295 | -128643358.8902 | -405705442.8935 | -94426934.1827 | -99840822.2546 | -8180941.9243 | 0 | 13900314.2607 | -94121449.9182 | 548442648.685 | -499016.9051 | -128643358.8902 | -419605757.1541 | -305484.2644 | 0 | 0 | 1.6298e-08 | 167.689 | 115.3426 | 308.7108 | 164.5074 | 172.7191 | 164.5074 | 104.9116 | 98.9569 | 86.5852 | 83.0843 | 42256429.4412 | 4725794.499 | 395224.6005 | 8832131.8164 | 28303278.5253 | 0 | 2386142967.0658 | 93505489.03 | 144.8716 | 122.6426 | 214.3036 | 185.521 | 195.1071 | 185.521 | 119.5024 | 98.9569 | 100.9289 | 82.5928 | 42220534.4944 | 4776714.7633 | 383409.5759 | 8796889.5495 | 28263520.6057 | 0 | 0 | 0 | 112 | 112 | 0 | 0 | 144939633.75 | 144939633.75 | 2479003143.0142 | 93505489.03 | -94426934.1827 | -159191875.5272 | -159191875.5272 | 0 | 92860175.9485 | 92860175.9485 | 160753640.8152 | 160753640.8152 | -1566758.2342 | -1566758.2342 | 1561765.2881 | 1561765.2881 | 355334664.0326 | -6875340.386 | -101897589.3946 | -321356710.4571 | -74794976.2051 | -74794976.2051 | -79083282.6403 | -6480072.2576 | 0 | 11010350.8429 | -74553004.055 | 434417946.6729 | -395268.1284 | -101897589.3946 | -332367061.3 | -241972.1501 | 73553956.9359 | 73553956.9359 | -1241019.2692 | -1241019.2692 | 0 | 1.291e-08 | 0 | 1890048723.7928 | 0 | 0 | 1963602680.7287 | -129172869.8224 | -129172869.8224 | 130558619.23 | 1385749.4076 | 1385749.4076 | 130558619.23
Alternative_High_battery_cost | 2024 | 386373212.402 | -14401229.4748 | -122768804.107 | -427466404.1423 | -178263225.322 | -170929155.4501 | -13928698.1877 | 10281398.5491 | 0 | -174576455.0887 | 557302367.8522 | -472531.2871 | -133050202.656 | -427466404.1423 | -3686770.2332 | 0 | 0 | 1.4622e-07 | 184.1777 | 131.7366 | 339.4 | 194.7769 | 202.9178 | 194.7769 | 120.1409 | 114.4504 | 92.2377 | 88.7285 | 42635055.3482 | 4767769.7749 | 396828.981 | 8913682.7336 | 28556773.8587 | 0 | 3434958111.1386 | 90819068.77 | 166.4502 | 144.2637 | 258.8289 | 230.423 | 239.8346 | 230.423 | 133.9457 | 113.2944 | 107.2184 | 88.7285 | 42591657.1304 | 4822583.2513 | 384671.0063 | 8872790.0356 | 28511612.8372 | 0 | 0 | 0 | 112 | 112 | 0 | 0 | 144939633.75 | 144939633.75 | 3424963327.2754 | 90819068.77 | -178263225.322 | -337455100.8492 | -337455100.8492 | 2.9802e-08 | -9994783.8632 | -9994783.8632 | 150758856.9521 | 150758856.9521 | -188258009.1852 | -188258009.1852 | -186696243.8971 | -186696243.8971 | 288720540.7439 | -10761436.4243 | -91739992.2419 | -319427764.121 | -133208652.0433 | -133208652.0433 | -127728208.3912 | -10408333.5581 | 7682859.0943 | 0 | -130453682.855 | 416448749.1351 | -353102.8662 | -99422851.3362 | -319427764.121 | -2754969.1883 | -7468683.9278 | -7468683.9278 | -140677335.9711 | -140677335.9711 | 0 | 1.0926e-07 | 2.227e-08 | 2566800522.0009 | 0 | 0 | 2559331838.0731 | -262381521.8657 | -262381521.8657 | 123089935.3022 | -139291586.5635 | -139291586.5635 | 123089935.3022
Alternative_High_battery_cost | 2025 | 455508818.346 | -9423381.1802 | -99336832.8042 | -436105222.051 | -89356617.6895 | -104467813.0411 | -8484098.2423 | 35155933.5555 | 0 | -77795977.7279 | 559976631.3871 | -939282.9379 | -134492766.3597 | -436105222.051 | -11560639.9616 | -3 | -1664701.9844 | -1.6717e-07 | 230.8979 | 176.8341 | 454.7086 | 306.6893 | 316.1752 | 306.6893 | 145.014 | 138.2039 | 93.5751 | 89.5787 | 42936795.0372 | 4804392.8748 | 398417.5607 | 8979008.903 | 28754975.6987 | 3 | 3457931978.7035 | 89600253.61 | 207.8295 | 183.7994 | 360.4152 | 328.3149 | 340.3327 | 328.3149 | 156.1059 | 134.2783 | 108.7559 | 89.5787 | 42875052.1363 | 4857068.9221 | 386214.4581 | 8931884.6689 | 28699884.0871 | 0 | 35 | 35 | 147 | 147 | 113381610.1 | 113381610.1 | 258321243.85 | 258321243.85 | 3550075453.2648 | 89600253.61 | -89356617.6895 | -426811718.5387 | -426811718.5387 | -1.4901e-08 | 92143474.5612 | 92143474.5612 | 242902331.5133 | 242902331.5133 | 2786856.8717 | 2786856.8717 | -183909387.0254 | -183909387.0254 | 321115742.7562 | -6643111.8896 | -70028547.3392 | -307436973.0257 | -62992889.4983 | -62992889.4983 | -73645685.94 | -5980954.482 | 24783545.9189 | 0 | -54843094.5031 | 394761428.6962 | -662157.4076 | -94812093.2582 | -307436973.0257 | -8149794.9951 | 64957513.6247 | 64957513.6247 | 1964624.1264 | 1964624.1264 | -1173549.2106 | -1.1785e-07 | -1.0505e-08 | 2437705596.5105 | 79929561.132 | 79929561.132 | 2502663110.1352 | -325374411.364 | -325374411.364 | 188047448.9269 | -137326962.4371 | -137326962.4371 | 188047448.9269
Alternative_High_battery_cost | 2026 | 143301939.7416 | -35324177.7446 | -90112822.6617 | -441348776.9884 | -423483837.6532 | -423451637.5583 | -34374837.4094 | 44804252.3145 | 0 | -413022222.6532 | 566753577.2998 | -949340.3352 | -134917074.9762 | -441348776.9884 | -10461615 | -2 | -1022053.1845 | -1.2899e-07 | 235.6539 | 177.8138 | 464.3215 | 306.6893 | 322.1887 | 306.6893 | 151.5125 | 143.1816 | 93.7769 | 89.5787 | 43169551.4941 | 4831103.1269 | 400344.6112 | 9029550.4727 | 28908553.2832 | 2 | 3499250780.4374 | 88972624.71 | 235.6069 | 208.0506 | 434.7932 | 393.9318 | 411.9382 | 393.9318 | 161.5238 | 138.2039 | 109.066 | 89.5787 | 43061713.8149 | 4876361.0009 | 387685.1694 | 8972648.3653 | 28825019.2792 | 0 | 0 | 0 | 147 | 147 | 0 | 0 | 258321243.85 | 258321243.85 | 3899762749.6248 | 88972624.71 | -423483837.6532 | -850295556.1919 | -850295556.1919 | -1.4901e-08 | 400511969.1873 | 400511969.1873 | 643414300.7006 | 643414300.7006 | -22971868.4658 | -22971868.4658 | -206881255.4912 | -206881255.4912 | 95303974.421 | -23492595.6919 | -59930173.7398 | -293522143.7247 | -281640938.7353 | -281640938.7353 | -281619523.8332 | -22861230.1487 | 29797386.7223 | 0 | -274683367.2596 | 376923498.2542 | -631365.5432 | -89727560.4621 | -293522143.7247 | -6957571.4757 | 266363334.1989 | 266363334.1989 | -15277604.5364 | -15277604.5364 | -679723.7409 | -8.5785e-08 | -9.9101e-09 | 2327201623.8784 | 0 | 0 | 2593564958.0773 | -607015350.0993 | -607015350.0993 | 454410783.1258 | -152604566.9735 | -152604566.9735 | 454410783.1258
Alternative_High_battery_cost | 2027 | 245111961.871 | -27698755.043 | -135650339.9838 | -445328965.303 | -363566098.4589 | -320922602.3254 | -25991171.0153 | 0 | 0 | -346913773.3406 | 566034564.1963 | -1707584.0277 | -135650339.9838 | -445328965.303 | -16652325.1182 | -1 | -473566.7076 | -1.6112e-07 | 246.3077 | 187.8969 | 487.3477 | 328.3149 | 343.5535 | 328.3149 | 163.7596 | 155.0971 | 93.8408 | 89.5787 | 43428132.9377 | 4860549.0005 | 402278.726 | 9086172.8117 | 29079132.3996 | 1 | 3655282107.9756 | 86416434.01 | 239.8904 | 211.3755 | 437.212 | 393.9318 | 413.5396 | 393.9318 | 178.7261 | 155.0971 | 109.1651 | 89.5787 | 43395132.3823 | 4921170.2935 | 389932.035 | 9042503.3689 | 29041526.6849 | 0 | 0 | 0 | 147 | 147 | 0 | 0 | 258321243.85 | 258321243.85 | 3992512690.0549 | 86416434.01 | -363566098.4589 | -1213861654.6507 | -1213861654.6507 | -4.4703e-08 | 337230582.0793 | 337230582.0793 | 980644882.7799 | 980644882.7799 | -26335516.3796 | -26335516.3796 | -233216771.8708 | -233216771.8708 | 153786277.2417 | -17378541.5847 | -85108701.4826 | -279404902.148 | -228105867.9736 | -228105867.9736 | -201350810.9422 | -16307182.2406 | 0 | 0 | -217657993.1828 | 355137088.1839 | -1071359.3441 | -85108701.4826 | -279404902.148 | -10447874.7908 | 211582639.1914 | 211582639.1914 | -16523228.7822 | -16523228.7822 | -297121.611 | -1.0109e-07 | -2.8048e-08 | 2293369215.2883 | 0 | 0 | 2504951854.4797 | -835121218.0729 | -835121218.0729 | 665993422.3171 | -169127795.7557 | -169127795.7557 | 665993422.3171
Alternative_High_battery_cost | 2028 | 555829328.1604 | -2667514.7882 | 94441661.0281 | -459328381.2008 | 188275093.1996 | 0 | 0 | 236036845.3353 | 0 | 236036845.3353 | 555829328.1604 | -2667514.7882 | -141595184.3072 | -459328381.2008 | -47761752.1357 | 0 | 0 | -2.007e-07 | 273.8438 | 213.1626 | 558.6539 | 393.9318 | 410.2241 | 393.9318 | 174.2134 | 164.1775 | 93.9124 | 89.5787 | 43597697.2642 | 4881364.21 | 402360.5458 | 9123130.1113 | 29190842.3972 | 0 | 4076658578.9544 | 83933682.88 | 239.9454 | 208.0506 | 445.0842 | 393.9318 | 417.3322 | 393.9318 | 163.8222 | 138.2039 | 109.6839 | 89.5787 | 43410421.6313 | 4911975.7945 | 389491.9292 | 9052046.4073 | 29056907.5003 | 0 | 0 | 0 | 147 | 147 | 0 | 0 | 258321243.85 | 258321243.85 | 4949627920.3523 | 83933682.88 | 188275093.1996 | -1025586561.4511 | -1025586561.4511 | -2.9802e-08 | 872969341.3978 | 872969341.3978 | 1853614224.1778 | 1853614224.1778 | 1061244434.5974 | 1061244434.5974 | 828027662.7267 | 828027662.7267 | 328994525.3231 | -1578897.9046 | 55899874.0558 | -271875763.0885 | 111439738.3858 | 111439738.3858 | 0 | 0 | 139709846.0905 | 0 | 139709846.0905 | 328994525.3231 | -1578897.9046 | -83809972.0347 | -271875763.0885 | -28270107.7046 | 516709211.8822 | 516709211.8822 | 628148950.268 | 628148950.268 | 0 | -1.1879e-07 | -1.764e-08 | 2412967949.2196 | 0 | 0 | 2929677161.1018 | -723681479.6871 | -723681479.6871 | 1182702634.1993 | 459021154.5123 | 459021154.5123 | 1182702634.1993
Alternative_High_battery_cost | 2029 | 619721700.2816 | -791876.8269 | 96373868.5671 | -256589219.9608 | 458714472.061 | 0 | 0 | 229464340.4939 | 221438911.8483 | 450903252.3422 | 619721700.2816 | -791876.8269 | -133090471.9267 | -478028131.8091 | 7811219.7188 | -4 | -1660125.7172 | -9.6858e-08 | 362.6645 | 299.3522 | 774.3162 | 602.3656 | 620.3731 | 602.3656 | 216.6254 | 206.0617 | 101.5169 | 97.1356 | 43884974.8823 | 4920882.73 | 404591.5484 | 9182634.803 | 29376865.8009 | 4 | 5466304713.6747 | 81715220.8768 | 321.4086 | 291.0482 | 648.7061 | 602.3656 | 622.3542 | 602.3656 | 206.1028 | 180.9703 | 110.2735 | 89.5787 | 43674867.1907 | 4947737.8384 | 390412.0433 | 9107594.341 | 29229122.968 | 0 | 0 | 0 | 147 | 147 | 0 | 0 | 258321243.85 | 258321243.85 | 5197135181.0481 | 81715220.8768 | 458714472.061 | -566872089.3901 | -566872089.3901 | 2.9802e-08 | -269169532.6266 | -269169532.6266 | 1584444691.5512 | 1584444691.5512 | 189544939.4344 | 189544939.4344 | 1017572602.161 | 1017572602.161 | 346049360.5782 | -442179.8841 | 53814664.839 | -143278080.2388 | 256143765.2942 | 256143765.2942 | 0 | 0 | 128131689.2201 | 123650331.7818 | 251782021.0019 | 346049360.5782 | -442179.8841 | -74317024.3811 | -266928412.0207 | 4361744.2923 | -150302861.1234 | -150302861.1234 | 105840904.1708 | 105840904.1708 | -927005.5295 | -5.4085e-08 | 1.6641e-08 | 3052356001.1424 | 0 | 0 | 2902053140.0191 | -467537714.3928 | -467537714.3928 | 1032399773.076 | 564862058.6831 | 564862058.6831 | 1032399773.076
Alternative_High_battery_cost | 2030 | 609100720.9464 | -2255572.1527 | -137472132.543 | -468775715.4329 | 597300.8178 | 0 | 0 | 0 | 12779832.3388 | 12779832.3388 | 609100720.9464 | -2255572.1527 | -137472132.543 | -481555547.7717 | -12182531.521 | -3 | -1177882.8621 | -1.0245e-07 | 245.0641 | 176.0614 | 493.4151 | 306.6893 | 333.129 | 306.6893 | 146.4501 | 134.2783 | 94.3631 | 89.5787 | 44328529.3948 | 4973719.2986 | 409555.7299 | 9273245.0874 | 29672009.279 | 3 | 3545048577.3775 | 80589445.7267 | 213.0745 | 175.8686 | 370.8053 | 306.6893 | 338.7368 | 306.6893 | 161.3858 | 134.2783 | 110.2442 | 89.1459 | 43895324.5007 | 4966829.231 | 393026.4935 | 9159344.8841 | 29376123.892 | 0 | 247 | 247 | 394 | 394 | 1059312049 | 1059312049 | 1317633292.85 | 1317633292.85 | 3509387186.1272 | 80589445.7267 | 597300.8178 | -566274788.5723 | -566274788.5723 | -2.9802e-08 | -35661391.2503 | -35661391.2503 | 1548783300.3008 | 1548783300.3008 | -35064090.4325 | -35064090.4325 | 982508511.7285 | 982508511.7285 | 320866661.5016 | -1188207.2726 | -72418604.5127 | -246945199.0966 | 314650.6197 | 314650.6197 | 0 | 0 | 0 | 6732256.2527 | 6732256.2527 | 320866661.5016 | -1188207.2726 | -72418604.5127 | -253677455.3492 | -6417605.6329 | -18785976.0488 | -18785976.0488 | -18471325.4291 | -18471325.4291 | -620493.9981 | -5.3967e-08 | -1.5699e-08 | 1867487367.4698 | 558032372.9102 | 558032372.9102 | 1848701391.421 | -467223063.7731 | -467223063.7731 | 1013613797.0272 | 546390733.2541 | 546390733.2541 | 1013613797.0272
Alternative_High_battery_cost | 2031 | 385375442.8252 | -21279169.9095 | -54302579.1352 | -468857058.9279 | -159063365.1474 | -267601685.8746 | -21406469.2151 | 88204948.962 | 12282993.8123 | -188520212.3153 | 652977128.6997 | 127299.3056 | -142507528.0972 | -481140052.7402 | 29456847.168 | -2 | -747962.0895 | -6.333e-08 | 220.2435 | 153.946 | 425.566 | 245.4208 | 266.8608 | 245.4208 | 144.7359 | 134.2783 | 93.8492 | 89.1459 | 44058656.6435 | 4932255.6994 | 401281.2389 | 9222744.963 | 29502374.7422 | 2 | 3211429310.6829 | 85572009.206 | 202.5394 | 171.241 | 347.6319 | 299.557 | 320.4969 | 299.557 | 150.663 | 124.6767 | 109.7843 | 88.7285 | 43849966.4873 | 4953994.651 | 389557.2534 | 9150193.2928 | 29356221.2902 | 0 | 52.5 | 52.5 | 446.5 | 446.5 | 291785102 | 291785102 | 1609418394.85 | 1609418394.85 | 3405717127.7573 | 85572009.206 | -159063365.1474 | -725338153.7197 | -725338153.7197 | 1.4901e-08 | 194287817.0744 | 194287817.0744 | 1743071117.3752 | 1743071117.3752 | 35224451.927 | 35224451.927 | 1017732963.6555 | 1017732963.6555 | 191519788.559 | -10575095.5274 | -26986718.1934 | -233007594.184 | -79049619.3457 | -79049619.3457 | -132989839.5212 | -10638359.3822 | 43835157.35 | 6104271.6177 | -93688769.9358 | 324509628.0802 | 63263.8549 | -70821875.5434 | -239111865.8017 | 14639150.59 | 96555092.8022 | 96555092.8022 | 17505473.4565 | 17505473.4565 | -371714.2436 | -3.1473e-08 | 7.4054e-09 | 1595981980.7026 | 145008256.4422 | 145008256.4422 | 1692537073.5048 | -546272683.1188 | -546272683.1188 | 1110168889.8294 | 563896206.7106 | 563896206.7106 | 1110168889.8294
Alternative_High_battery_cost | 2032 | 492741759.3357 | -12060188.7607 | 6189982.689 | -489322646.3227 | -2451093.0586 | -139470975.2629 | -11095743.1688 | 154722363.9328 | 0 | 4155645.5011 | 632212734.5987 | -964445.5919 | -148532381.2438 | -489322646.3227 | -6606738.5597 | -2 | -717056.2973 | -1.2107e-07 | 207.0636 | 146.4147 | 392.0941 | 226.6099 | 239.0047 | 226.6099 | 139.6235 | 131.1555 | 93.2229 | 88.7285 | 44400109.9326 | 4973891.2859 | 402836.2775 | 9297009.6029 | 29726372.7663 | 2 | 3120112063.382 | 104311732.36 | 180.8074 | 153.1306 | 293.276 | 254.5679 | 269.3923 | 254.5679 | 138.965 | 114.4504 | 109.722 | 88.7285 | 44212550.2635 | 5003277.5077 | 390906.6664 | 9226975.9859 | 29591390.1035 | 0 | 70 | 70 | 516.5 | 516.5 | 292019837.6 | 292019837.6 | 1901438232.45 | 1901438232.45 | 3156585223.5959 | 104311732.36 | -2451093.0586 | -727789246.7783 | -727789246.7783 | 0 | 36473160.2139 | 36473160.2139 | 1779544277.5891 | 1779544277.5891 | 34022067.1553 | 34022067.1553 | 1051755030.8108 | 1051755030.8108 | 231016564.665 | -5654287.1066 | 2902105.4316 | -229413551.063 | -1149168.073 | -1149168.073 | -65389435.6735 | -5202117.3783 | 72539881.8253 | 0 | 1948328.7735 | 296406000.3385 | -452169.7283 | -69637776.3937 | -229413551.063 | -3097496.8466 | 17100040.7728 | 17100040.7728 | 15950872.6998 | 15950872.6998 | -336183.9733 | -5.6763e-08 | 0 | 1462830289.0829 | 136910295.1358 | 136910295.1358 | 1479930329.8557 | -547421851.1918 | -547421851.1918 | 1127268930.6022 | 579847079.4103 | 579847079.4103 | 1127268930.6022
Alternative_High_battery_cost | 2033 | 477832908.338 | -14005525.6425 | 35373836.3628 | -497981909.3979 | 1219309.6604 | -165047255.2837 | -13109287.2852 | 184231296.4509 | 0 | 6074753.8819 | 642880163.6218 | -896238.3573 | -148857460.0881 | -497981909.3979 | -4855444.2215 | 0 | 0 | -1.3039e-07 | 222.8901 | 161.3246 | 434.5092 | 266.5618 | 279.4496 | 266.5618 | 142.8957 | 134.2783 | 93.3004 | 88.7285 | 44571230.0676 | 4988839.3871 | 403896.991 | 9334711.3385 | 29843782.351 | 0 | 3315825221.959 | 126499234.54 | 197.3074 | 169.2283 | 338.9369 | 299.557 | 314.697 | 299.557 | 139.106 | 114.4504 | 110.035 | 88.7285 | 44328126.4072 | 5015486.4137 | 390721.3793 | 9248386.9125 | 29673531.7017 | 0 | 0 | 0 | 516.5 | 516.5 | 0 | 0 | 1901438232.45 | 1901438232.45 | 3358456325.1396 | 126499234.54 | 1219309.6604 | -726569937.1179 | -726569937.1179 | -1.4901e-08 | 42631103.1806 | 42631103.1806 | 1822175380.7697 | 1822175380.7697 | 43850412.841 | 43850412.841 | 1095605443.6518 | 1095605443.6518 | 211345956.1703 | -6194657.4983 | 15645881.9371 | -220257878.7703 | 539301.8387 | 539301.8387 | -73000560.1802 | -5798250.4086 | 81485680.0891 | 0 | 2686869.5004 | 284346516.3505 | -396407.0897 | -65839798.1521 | -220257878.7703 | -2147567.6617 | 18855778.0494 | 18855778.0494 | 19395079.888 | 19395079.888 | 0 | -5.7669e-08 | -6.5908e-09 | 1466592693.3869 | 0 | 0 | 1485448471.4363 | -546882549.3532 | -546882549.3532 | 1146124708.6515 | 599242159.2984 | 599242159.2984 | 1146124708.6515
Alternative_High_battery_cost | 2034 | 657166829.8432 | -934649.1173 | -148658696.2297 | -496701589.6918 | 10871894.8043 | 0 | 0 | 0 | 12508499.0445 | 12508499.0445 | 657166829.8432 | -934649.1173 | -148658696.2297 | -509210088.7363 | -1636604.2401 | -1 | -335149.5323 | 9.3132e-10 | 238.2071 | 175.8686 | 476.7867 | 306.6893 | 319.6998 | 306.6893 | 142.9721 | 134.2783 | 93.7587 | 89.1459 | 44905578.9302 | 5030035.282 | 406590.2786 | 9407275.0379 | 30061678.3316 | 1 | 3545500863.8294 | 133013269.09 | 204.0121 | 175.6828 | 346.4319 | 306.6893 | 322.0359 | 306.6893 | 158.8833 | 134.2783 | 110.3329 | 88.7285 | 44642177.3319 | 5057120.5776 | 392043.6107 | 9315502.0985 | 29877511.0451 | 0 | 0 | 0 | 516.5 | 516.5 | 0 | 0 | 1901438232.45 | 1901438232.45 | 3528325140.9467 | 133013269.09 | 10871894.8043 | -715698042.3136 | -715698042.3136 | 4.4703e-08 | -17175722.8827 | -17175722.8827 | 1804999657.887 | 1804999657.887 | -6303828.0784 | -6303828.0784 | 1089301615.5735 | 1089301615.5735 | 274212757.1679 | -389996.4207 | -62030079.9112 | -207256218.9902 | 4536461.8458 | 4536461.8458 | 0 | 0 | 0 | 5219359.6135 | 5219359.6135 | 274212757.1679 | -389996.4207 | -62030079.9112 | -212475578.6037 | -682897.7677 | -7166829.0518 | -7166829.0518 | -2630367.206 | -2630367.206 | -139846.19 | 3.8861e-10 | 1.8653e-08 | 1479413633.2837 | 0 | 0 | 1472246804.2319 | -542346087.5073 | -542346087.5073 | 1138957879.5997 | 596611792.0924 | 596611792.0924 | 1138957879.5997
Alternative_High_battery_cost | 2035 | 635246480.1573 | -3614960.6898 | 43585091.1566 | -301839191.9714 | 373377418.6527 | -36236010.8297 | -2868778.8507 | 200145543.2442 | 215122737.7615 | 376163491.3253 | 671482490.9871 | -746181.8391 | -156560452.0876 | -516961929.7329 | -2786072.6726 | -2 | -652595.2072 | 3.5856e-08 | 235.5374 | 171.5407 | 474.1359 | 299.557 | 314.6698 | 299.557 | 137.8927 | 128.9895 | 92.2165 | 87.4955 | 45232910.7174 | 5070785.8766 | 409355.1124 | 9477794.0965 | 30274975.6319 | 2 | 3472599281.6547 | 129419261.22 | 196.2863 | 166.7402 | 349.0572 | 306.6893 | 323.6335 | 306.6893 | 133.2878 | 107.7657 | 102.2214 | 80.3658 | 44938903.0466 | 5090303.1536 | 395090.9798 | 9382662.4851 | 30070846.4281 | 0 | 73.214 | 73.214 | 589.714 | 589.714 | 593115946.1 | 593115946.1 | 2494554178.55 | 2494554178.55 | 3252836022.2508 | 129419261.22 | 373377418.6527 | -342320623.6609 | -342320623.6609 | -2.9802e-08 | -219763259.404 | -219763259.404 | 1585236398.4831 | 1585236398.4831 | 153614159.2488 | 153614159.2488 | 1242915774.8222 | 1242915774.8222 | 250062416.1556 | -1423015.8413 | 17157109.1591 | -118817876.1984 | 146978633.2749 | 146978633.2749 | -14264170.9997 | -1129284.1334 | 78786549.2998 | 84682266.2619 | 148075360.4286 | 264326587.1553 | -293731.7079 | -61629440.1407 | -203500142.4604 | -1096727.1537 | -86508990.361 | -86508990.361 | 60469642.9139 | 60469642.9139 | -256891.6781 | 1.4115e-08 | -1.1732e-08 | 1366975802.047 | 233477887.9931 | 233477887.9931 | 1280466811.686 | -395367454.2324 | -395367454.2324 | 1052448889.2387 | 657081435.0063 | 657081435.0063 | 1052448889.2387
Alternative_High_battery_cost | 2036 | 683999295.907 | -392631.7971 | 34435613.8723 | -331557938.7078 | 386484339.2743 | 0 | 0 | 187802994.7639 | 184752347.8046 | 372555342.5685 | 683999295.907 | -392631.7971 | -153367380.8916 | -516310286.5124 | 13928996.7058 | -1 | -318786.7851 | -3.0734e-08 | 240.2259 | 175.6661 | 482.8083 | 306.6893 | 322.5322 | 306.6893 | 143.1985 | 134.2783 | 93.458 | 88.691 | 45476799.0039 | 5100966.4707 | 410713.3812 | 9530848.5718 | 30434270.5802 | 1 | 3579319522.8992 | 126829656.5 | 198.4358 | 169.0477 | 348.8689 | 306.6893 | 323.4548 | 306.6893 | 139.5991 | 114.4504 | 104.4096 | 82.5928 | 45078822.1528 | 5113238.0802 | 395048.366 | 9412520.8272 | 30158014.8794 | 0 | 0 | 0 | 589.714 | 589.714 | 0 | 0 | 2494554178.55 | 2494554178.55 | 3336801127.8834 | 126829656.5 | 386484339.2743 | 44163715.6134 | 44163715.6134 | 2.9802e-08 | -242518395.0158 | -242518395.0158 | 1342718003.4673 | 1342718003.4673 | 143965944.2585 | 143965944.2585 | 1386881719.0807 | 1386881719.0807 | 254013000.8452 | -145809.4791 | 12788161.7247 | -123128821.1394 | 143526531.9514 | 143526531.9514 | 0 | 0 | 69743349.9613 | 68610448.2269 | 138353798.1881 | 254013000.8452 | -145809.4791 | -56955188.2366 | -191739269.3663 | 5172733.7633 | -90062702.7641 | -90062702.7641 | 53463829.1873 | 53463829.1873 | -118386.0691 | -1.1413e-08 | 1.1068e-08 | 1329231913.5942 | 0 | 0 | 1239169210.8301 | -251840922.281 | -251840922.281 | 962386186.4746 | 710545264.1936 | 710545264.1936 | 962386186.4746
Alternative_High_battery_cost | 2037 | 578079186.7419 | -9113853.4361 | -119990027.0042 | -481779525.1881 | -32804218.8865 | -111280854.8908 | -8766328.9623 | 29796869.1851 | 34915107.4191 | -55335207.249 | 689360041.6327 | -347524.4738 | -149786896.1892 | -516694632.6072 | 22530988.3624 | 0 | 0 | 8.2888e-08 | 240.3739 | 175.6828 | 483.0571 | 306.6893 | 322.6633 | 306.6893 | 143.3002 | 134.2783 | 93.5495 | 88.7285 | 45811757.795 | 5140704.5504 | 413183.8228 | 9603425.7581 | 30654443.6637 | 0 | 3606137500.3521 | 125465844.28 | 211.6644 | 182.2964 | 370.7074 | 328.3149 | 345.099 | 328.3149 | 155.9347 | 131.1555 | 109.3542 | 87.584 | 45389680.3612 | 5150845.5162 | 397549.6453 | 9480306.5329 | 30360978.667 | 0 | 0 | 0 | 589.714 | 589.714 | 0 | 0 | 2494554178.55 | 2494554178.55 | 3655304210.6949 | 125465844.28 | -32804218.8865 | 11359496.7269 | 11359496.7269 | 1.4901e-08 | 49166710.3428 | 49166710.3428 | 1391884713.8101 | 1391884713.8101 | 16362491.4563 | 16362491.4563 | 1403244210.5369 | 1403244210.5369 | 202526453.856 | -3192981.9646 | -42037760.9583 | -168788465.3428 | -11492754.4097 | -11492754.4097 | -38986556.5826 | -3071228.9229 | 10439148.1141 | 12232291.1009 | -19386346.2905 | 241513010.4386 | -121753.0417 | -52476909.0724 | -181020756.4437 | 7893591.8808 | 17225251.6988 | 17225251.6988 | 5732497.2891 | 5732497.2891 | 0 | 2.9039e-08 | 5.2205e-09 | 1263387883.2065 | 0 | 0 | 1280613134.9054 | -263333676.6907 | -263333676.6907 | 979611438.1735 | 716277761.4827 | 716277761.4827 | 979611438.1735
Alternative_High_battery_cost | 2038 | 414306072.6846 | -22466116.5831 | -159050353.9418 | -524296862.3313 | -291507260.1716 | -279142324.72 | -21990434.3175 | 0 | 0 | -301132759.0375 | 693448397.4045 | -475682.2656 | -159050353.9418 | -524296862.3313 | 9625498.8659 | -2 | -612757.103 | 1.1362e-07 | 253.5986 | 187.5818 | 519.8074 | 339.9443 | 357.8013 | 339.9443 | 143.5582 | 134.2783 | 93.6564 | 88.7285 | 46024189.7407 | 5159411.6156 | 414680.1471 | 9651256.365 | 30798841.613 | 2 | 3789575940.6951 | 124160493.37 | 237.7732 | 206.8993 | 439.6553 | 393.9318 | 412.9112 | 393.9318 | 160.1567 | 134.2783 | 110.7552 | 88.7285 | 45680345.9949 | 5181588.1324 | 399969.068 | 9544819.1794 | 30553969.615 | 0 | 0 | 0 | 589.714 | 589.714 | 0 | 0 | 2494554178.55 | 2494554178.55 | 4049938940.0906 | 124160493.37 | -291507260.1716 | -280147763.4447 | -280147763.4447 | -1.4901e-08 | 260362999.3955 | 260362999.3955 | 1652247713.2056 | 1652247713.2056 | -31144260.7761 | -31144260.7761 | 1372099949.7609 | 1372099949.7609 | 136933547.3511 | -7425343.8261 | -52568211.3023 | -173286934.3644 | -96346942.1417 | -96346942.1417 | -92260170.101 | -7268124.6485 | 0 | 0 | -99528294.7494 | 229193717.4521 | -157219.1776 | -52568211.3023 | -173286934.3644 | 3181352.6077 | 86053358.7528 | 86053358.7528 | -10293583.3889 | -10293583.3889 | -202524.1948 | 3.7553e-08 | -4.925e-09 | 1252504152.6747 | 0 | 0 | 1338557511.4275 | -359680618.8324 | -359680618.8324 | 1065664796.9263 | 705984178.0939 | 705984178.0939 | 1065664796.9263
Alternative_High_battery_cost | 2039 | 229265916.1874 | -36948565.8371 | -194173448.7963 | -711394766.7263 | -713250865.1723 | -455025509.5177 | -35732831.1587 | -30204321.4176 | -179937033.4834 | -700899695.5774 | 684291425.7051 | -1215734.6783 | -163969127.3788 | -531457733.243 | -12351169.5949 | 0 | 0 | -1.4435e-08 | 238.512 | 172.4749 | 486.4215 | 306.6893 | 324.5913 | 306.6893 | 140.6183 | 131.1555 | 87.8979 | 82.9058 | 46345015.4453 | 5200174.6331 | 416675.9392 | 9720531.0353 | 31007633.8377 | 0 | 3528984651.8378 | 122910277.79 | 238.9051 | 206.8993 | 442.344 | 393.9318 | 414.7721 | 393.9318 | 160.7053 | 134.2783 | 110.9212 | 88.7285 | 46055786.6496 | 5231108.2316 | 402485.3201 | 9624158.5152 | 30798034.5827 | 0 | 0 | 81.3488 | 589.714 | 671.0628 | 0 | 684493937.7 | 2494554178.55 | 3179048116.25 | 4090596417.0157 | 122910277.79 | -713250865.1723 | -993398628.617 | -993398628.617 | 1.4901e-08 | 561611765.1779 | 561611765.1779 | 2213859478.3835 | 2213859478.3835 | -151639099.9944 | -151639099.9944 | 1220460849.7664 | 1220460849.7664 | 71486196.3811 | -11520737.4797 | -60544199.1705 | -221816250.9473 | -222394991.2163 | -222394991.2163 | -141879104.7214 | -11141665.6603 | -9417850.1904 | -56105217.582 | -218543838.154 | 213365301.1025 | -379071.8193 | -51126348.9801 | -165711033.3653 | -3851153.0623 | 175113203.0573 | 175113203.0573 | -47281788.159 | -47281788.159 | 0 | -4.5011e-09 | 4.6463e-09 | 1100354095.5515 | 0 | 213428445.2997 | 1275467298.6088 | -582075610.0488 | -582075610.0488 | 1240777999.9836 | 658702389.9348 | 658702389.9348 | 1240777999.9836
Alternative_High_battery_cost | 2040 | 584534383.8953 | -8123207.0444 | -15435535.0431 | -117003884.1495 | 443971757.6583 | -60699551.7921 | -4772870.5829 | 153401817.1306 | 424617308.125 | 512546702.8805 | 645233935.6875 | -3350336.4614 | -168837352.1737 | -541621192.2746 | -68574945.2222 | -1 | -295506.8779 | 2.2352e-08 | 249.7687 | 183.404 | 509.0928 | 328.3149 | 346.4703 | 328.3149 | 143.7059 | 134.2783 | 93.6202 | 88.691 | 46489985.7384 | 5214803.4691 | 417816.6067 | 9752581.6944 | 31104783.9682 | 1 | 3760178043.6668 | 121712085.37 | 213.466 | 178.3476 | 396.6847 | 339.9443 | 366.2094 | 339.9443 | 145.2928 | 118.4618 | 97.3912 | 74.9843 | 46125014.681 | 5224254.4759 | 403017.6681 | 9645154.3309 | 30852588.206 | 0 | 81.3488 | 0 | 671.0628 | 671.0628 | 684493937.7 | 0 | 3179048116.25 | 3179048116.25 | 3447307071.9894 | 121712085.37 | 443971757.6583 | -549426870.9588 | -549426870.9588 | -1.4901e-08 | -312870971.6774 | -312870971.6774 | 1900988506.7061 | 1900988506.7061 | 131100785.9809 | 131100785.9809 | 1351561635.7473 | 1351561635.7473 | 171943947.1 | -2389485.2395 | -4540446.0269 | -34417324.6621 | 130596691.1715 | 130596691.1715 | -17855101.1025 | -1403965.6685 | 45123973.2964 | 124903475.2746 | 150768381.8 | 189799048.2025 | -985519.5711 | -49664419.3233 | -159320799.9367 | -20171690.6285 | -92032686.674 | -92032686.674 | 38564004.4975 | 38564004.4975 | -86924.9447 | 6.5749e-09 | -4.3833e-09 | 1106076686.7439 | 201347589.9054 | 0 | 1014044000.0699 | -451478918.8773 | -451478918.8773 | 1148745313.3096 | 697266394.4323 | 697266394.4323 | 1148745313.3096
Alternative_High_battery_cost | 2041 | 694745790.9814 | -1016574.1013 | -10271771.2319 | -341663772.5954 | 341793673.0529 | 0 | 0 | 151453849.9335 | 191091069.1311 | 342544919.0646 | 694745790.9814 | -1016574.1013 | -161725621.1654 | -532754841.7265 | -751246.0117 | -1 | -290067.6384 | -1.0896e-07 | 272.9727 | 206.8993 | 573.7657 | 393.9318 | 411.6545 | 393.9318 | 143.7682 | 134.2783 | 93.7177 | 88.7285 | 46868777.5621 | 5259432.314 | 420188.7734 | 9835264.9105 | 31353891.5642 | 1 | 4133759164.3188 | 120563003.47 | 232.683 | 201.1108 | 441.3962 | 393.9318 | 414.0714 | 393.9318 | 144.8635 | 118.7522 | 104.7048 | 82.5928 | 46258709.1763 | 5245774.8341 | 403911.833 | 9674304.2878 | 30934718.2214 | 0 | 0 | 0 | 671.0628 | 671.0628 | 0 | 0 | 3179048116.25 | 3179048116.25 | 3883958267.6182 | 120563003.47 | 341793673.0529 | -207633197.9059 | -207633197.9059 | 2.9802e-08 | -249800896.7005 | -249800896.7005 | 1651187610.0055 | 1651187610.0055 | 91992776.3523 | 91992776.3523 | 1443554412.0996 | 1443554412.0996 | 192795498.0529 | -282104.4945 | -2850468.8711 | -94813438.3241 | 94849486.3632 | 94849486.3632 | 0 | 0 | 42029215.3029 | 53028745.6575 | 95057960.9604 | 192795498.0529 | -282104.4945 | -44879684.1741 | -147842183.9816 | -208474.5973 | -69321022.0466 | -69321022.0466 | 25528464.3165 | 25528464.3165 | -80495.2481 | -3.0238e-08 | 8.2703e-09 | 1147139237.4896 | 0 | 0 | 1077818215.4429 | -356629432.5141 | -356629432.5141 | 1079424291.2629 | 722794858.7488 | 722794858.7488 | 1079424291.2629
Alternative_High_battery_cost | 2042 | 1816874119.5058 | 86015938.9804 | -159762628.4225 | -516145492.5932 | 1226981937.4705 | 1104849907.4323 | 86405190.6517 | 0 | 13097880.1705 | 1204352978.2544 | 712024212.0736 | -389251.6713 | -159762628.4225 | -529243372.7636 | 22628959.2161 | -2 | -568794.9142 | 2.454e-07 | 349.3002 | 281.6656 | 786.2208 | 602.3656 | 622.9646 | 602.3656 | 143.9943 | 134.2783 | 94.3474 | 89.1459 | 47234519.7455 | 5306737.4912 | 423307.2396 | 9912973.5619 | 31591501.4527 | 2 | 5273397629.0473 | 119460305.63 | 239.1693 | 206.8993 | 443.4461 | 393.9318 | 415.4196 | 393.9318 | 160.3015 | 134.2783 | 110.8224 | 88.7285 | 46624676.4403 | 5294706.9812 | 405782.5984 | 9752257.0511 | 31171929.8096 | 0 | 0 | 0 | 671.0628 | 671.0628 | 0 | 0 | 3179048116.25 | 3179048116.25 | 4129403897.1109 | 119460305.63 | 1226981937.4705 | 1019348739.5647 | 1019348739.5647 | -7.4506e-08 | -1143993731.9364 | -1143993731.9364 | 507193878.0691 | 507193878.0691 | 82988205.5341 | 82988205.5341 | 1526542617.6338 | 1526542617.6338 | 475652668.4939 | 22518737.2476 | -41825418.5686 | -135125476.3593 | 321220510.8136 | 321220510.8136 | 289246679.8406 | 22620642.269 | 0 | 3428989.1566 | 315296311.2662 | 186405988.6533 | -101905.0215 | -41825418.5686 | -138554465.5159 | 5924199.5474 | -299494425.89 | -299494425.89 | 21726084.9236 | 21726084.9236 | -148908.9508 | 6.4246e-08 | -1.9505e-08 | 1380561056.6834 | 0 | 0 | 1081066630.7934 | -35408921.7005 | -35408921.7005 | 779929865.3729 | 744520943.6724 | 744520943.6724 | 779929865.3729
Alternative_High_battery_cost | 2043 | 1918854533.1808 | 92499132.6366 | 42046268.8917 | 106925088.6116 | 2160325023.3206 | 1164072801.2171 | 90929636.8101 | 196168269.6385 | 648974615.3214 | 2100145322.9871 | 754781731.9637 | 1569495.8265 | -154122000.7469 | -542049526.7099 | 60179700.3335 | -1 | -278375.0572 | 1.6205e-07 | 354.2157 | 280.9306 | 801.3698 | 602.3656 | 632.9806 | 602.3656 | 145.3056 | 134.2783 | 92.8021 | 87.4955 | 47532060.7867 | 5357429.88 | 424772.8256 | 9996270.716 | 31753587.365 | 1 | 5283235392.9173 | 118401439.15 | 225.0998 | 189.6483 | 441.4047 | 383.7909 | 410.6032 | 383.7909 | 141.1599 | 114.4504 | 89.4217 | 66.9039 | 46771558.0011 | 5294056.2097 | 407250.5329 | 9790889.7646 | 31279361.4939 | 0 | 65.0791 | 65.0791 | 736.1419 | 736.1419 | 547595150.1 | 547595150.1 | 3726643266.35 | 3726643266.35 | 3547690178.3859 | 118401439.15 | 2160325023.3206 | 3179673762.8853 | 3179673762.8853 | -1.4901e-08 | -1735545214.5315 | -1735545214.5315 | -1228351336.4623 | -1228351336.4623 | 424779808.7891 | 424779808.7891 | 1951322426.4229 | 1951322426.4229 | 473915907.0694 | 22845301.5007 | 10384526.4537 | 26408203.1658 | 533553938.1896 | 533553938.1896 | 287501010.5998 | 22457669.6999 | 48449354.4645 | 160282808.3978 | 518690843.1621 | 186414896.4695 | 387631.8008 | -38064828.0108 | -133874605.232 | 14863095.0275 | -428642437.6532 | -428642437.6532 | 104911500.5364 | 104911500.5364 | -68752.6675 | 4.0023e-08 | -3.6803e-09 | 1304845807.8502 | 135244255.2465 | 135244255.2465 | 876203370.197 | 498145016.4891 | 498145016.4891 | 351287427.7197 | 849432444.2088 | 849432444.2088 | 351287427.7197
Alternative_High_battery_cost | 2044 | 834360534.4141 | 5125740.9214 | -137002783.5974 | -558197812.1853 | 144285679.5528 | 0 | 0 | 24953026.9954 | -35873989.9905 | -10920962.9951 | 834360534.4141 | 5125740.9214 | -161955810.5928 | -522323822.1948 | 155206642.5479 | -1 | -271919.4603 | -4.5635e-08 | 270.506 | 194.9856 | 599.8367 | 393.9318 | 428.6861 | 393.9318 | 134.6818 | 124.6767 | 71.5448 | 66.2216 | 47806414.8975 | 5387116.3214 | 426840.6177 | 10053695.2798 | 31938762.6786 | 1 | 3704065132.3875 | 117384013.49 | 227.7871 | 194.9961 | 444.991 | 393.9318 | 416.4713 | 393.9318 | 148.5364 | 122.1652 | 89.2397 | 67.355 | 46910682.2892 | 5320454.6165 | 408109.0663 | 9817901.1977 | 31364217.4087 | 0 | 0 | 81.3488 | 736.1419 | 817.4907 | 0 | 684621884.2 | 3726643266.35 | 4411265150.55 | 3646753094.8275 | 117384013.49 | 144285679.5528 | 3323959442.4381 | 3323959442.4381 | 2.9802e-08 | -57312037.56 | -57312037.56 | -1285663374.0224 | -1285663374.0224 | 86973641.9927 | 86973641.9927 | 2038296068.4157 | 2038296068.4157 | 194404861.865 | 1194290.615 | -31921460.9534 | -130059325.7894 | 33618365.7371 | 33618365.7371 | 0 | 0 | 5814021.1169 | -8358590.5385 | -2544569.4216 | 194404861.865 | 1194290.615 | -37735482.0703 | -121700735.2509 | 36162935.1588 | -13353626.2629 | -13353626.2629 | 20264739.4742 | 20264739.4742 | -63356.8619 | -1.0633e-08 | 6.9439e-09 | 863042103.1435 | 0 | 159515961.4316 | 849688476.8806 | 531763382.2262 | 531763382.2262 | 337933801.4568 | 869697183.683 | 869697183.683 | 337933801.4568
Alternative_High_battery_cost | 2045 | -351766426.0161 | -85524228.914 | -253431088.4137 | -818776289.0043 | -1509498032.3482 | -1119588015.9691 | -87091423.3717 | -89624784.4718 | -278281458.077 | -1574585681.8897 | 767821589.953 | 1567194.4577 | -163806303.9419 | -540494830.9273 | 65087649.5415 | -1 | -264989.8338 | -5.5879e-09 | 265.4609 | 194.4913 | 588.1595 | 393.9318 | 420.481 | 393.9318 | 131.9547 | 122.1652 | 70.6901 | 66.2216 | 47778760.7161 | 5380465.2565 | 425219.9642 | 10046570.6301 | 31926504.8653 | 1 | 3684041850.0579 | 116405789.44 | 307.5568 | 274.7438 | 654.01 | 602.3656 | 625.2018 | 602.3656 | 157.4336 | 131.1555 | 96.4989 | 74.9843 | 47252882.2762 | 5362396.8314 | 410454.5312 | 9891555.1762 | 31588475.7375 | 0 | 0 | 0 | 736.1419 | 817.4907 | 0 | 0 | 3726643266.35 | 4411265150.55 | 4973883334.6987 | 116405789.44 | -1509498032.3482 | 1814461410.0899 | 1814461410.0899 | 0 | 1289841484.6408 | 1289841484.6408 | 4178110.6184 | 4178110.6184 | -219656547.7074 | -219656547.7074 | 1818639520.7083 | 1818639520.7083 | -77321788.2255 | -18799083.2187 | -55706694.8373 | -179975239.6482 | -331802805.9297 | -331802805.9297 | -246096674.0088 | -19143568.2776 | -19700426.4539 | -61169055.3081 | -346109724.0484 | 168774885.7834 | 344485.0589 | -36006268.3834 | -118806184.3401 | 14306918.1188 | 283520093.857 | 283520093.857 | -48282712.0727 | -48282712.0727 | -58247.423 | -1.2283e-09 | 0 | 809789345.0779 | 0 | 0 | 1093309438.9348 | 199960576.2966 | 199960576.2966 | 621453895.3138 | 821414471.6104 | 821414471.6104 | 621453895.3138
Alternative_High_battery_cost | 2046 | 431542501.145 | -21792307.1077 | -182426305.6366 | -1261441400.1474 | -1034117511.7467 | -230341238.3873 | -17881389.9673 | -2326520.0082 | -683418513.1306 | -933967661.4935 | 661883739.5323 | -3910917.1404 | -180099785.6284 | -578022887.0168 | -100149850.2533 | -2 | -515171.1349 | 6.1002e-08 | 340.0666 | 271.915 | 789.5373 | 602.3656 | 624.7701 | 602.3656 | 143.1091 | 134.0469 | 71.391 | 67.355 | 48172282.2214 | 5427271.1364 | 427908.0946 | 10130575.3404 | 32186527.65 | 2 | 4919794073.5746 | 115464669.11 | 334.3716 | 296.6497 | 709.3338 | 644.8085 | 676.2733 | 644.8085 | 161.2123 | 134.2783 | 110.7286 | 88.691 | 47693813.3812 | 5426895.4603 | 414700.8409 | 9976427.8101 | 31875789.2699 | 0 | 0 | 0 | 736.1419 | 817.4907 | 0 | 0 | 3726643266.35 | 4411265150.55 | 5527889418.2912 | 115464669.11 | -1034117511.7467 | 780343898.3431 | 780343898.3431 | 5.9605e-08 | 608095344.7166 | 608095344.7166 | 612273455.3349 | 612273455.3349 | -426022167.0302 | -426022167.0302 | 1392617353.6781 | 1392617353.6781 | 89488084.5239 | -4519026.0872 | -37829369.3318 | -261582519.3087 | -214442830.2039 | -214442830.2039 | -47765390.791 | -3708027.2107 | -482445.6886 | -141719097.2058 | -193674960.8961 | 137253475.3149 | -810998.8766 | -37346923.6432 | -119863422.1029 | -20767869.3077 | 126099486.058 | 126099486.058 | -88343344.1459 | -88343344.1459 | -106829.983 | 1.265e-08 | 1.236e-08 | 1020207619.7081 | 0 | 0 | 1146307105.7661 | -14482253.9073 | -14482253.9073 | 747553381.3718 | 733071127.4645 | 733071127.4645 | 747553381.3718
Alternative_High_battery_cost | 2047 | 885198760.0803 | 13542248.7117 | -8222440.5205 | -335939033.9831 | 554579534.2885 | 231898119.1206 | 17998042.9758 | 168618612.8094 | 260769769.5677 | 679284544.4735 | 653300640.9598 | -4455794.2641 | -176841053.3299 | -596708803.5508 | -124705010.1851 | -3 | -749239.2311 | 4.177e-07 | 363.679 | 290.5451 | 845.4162 | 644.8085 | 676.4055 | 644.8085 | 144.2188 | 134.2783 | 79.1636 | 74.9843 | 48645037.0919 | 5486636.6408 | 432677.7469 | 10221945.0992 | 32503777.6051 | 3 | 5348328179.4698 | 114558686.44 | 312.0917 | 268.4835 | 682.6181 | 602.3656 | 644.2 | 602.3656 | 145.0213 | 117.6325 | 89.4971 | 66.9039 | 47934203.087 | 5440893.4708 | 415428.1253 | 10037733.1757 | 32040148.3153 | 0 | 81.3488 | 0 | 817.4907 | 817.4907 | 684621884.2 | 0 | 4411265150.55 | 4411265150.55 | 4810449963.5601 | 114558686.44 | 554579534.2885 | 1334923432.6316 | 1334923432.6316 | -1.4901e-08 | -537878215.9097 | -537878215.9097 | 74395239.4252 | 74395239.4252 | 16701318.3787 | 16701318.3788 | 1409318672.0568 | 1409318672.0568 | 173171560.0987 | 2649272.0532 | -1608557.2156 | -65719801.288 | 108492473.6483 | 108492473.6483 | 45366262.2261 | 3520959.7227 | 32986883.3517 | 51014427.3344 | 132888532.635 | 127805297.8725 | -871687.6695 | -34595440.5673 | -116734228.6224 | -24396058.9867 | -105225192.3441 | -105225192.3441 | 3267281.3042 | 3267281.3042 | -146573.778 | 8.1714e-08 | -2.9151e-09 | 1046294207.0483 | 133932677.1694 | 0 | 941069014.7043 | 94010219.741 | 94010219.741 | 642328189.0277 | 736338408.7687 | 736338408.7687 | 642328189.0277
Alternative_High_battery_cost | 2048 | 784470710.7189 | 1620136.0126 | -104363937.4829 | -594299531.2006 | 87427378.048 | 0 | 0 | 65788008.9576 | -36667283.6986 | 29120725.259 | 784470710.7189 | 1620136.0126 | -170151946.4406 | -557632247.502 | 58306652.7889 | -1 | -241552.1355 | 8.3353e-08 | 349.7356 | 270.8412 | 818.2277 | 602.3656 | 643.2264 | 602.3656 | 141.5647 | 131.1555 | 71.0686 | 66.2216 | 48771168.4092 | 5493585.5891 | 433355.4197 | 10249618.7036 | 32594608.6968 | 1 | 4921661472.4021 | 113685998.53 | 310.9246 | 270.0708 | 675.535 | 602.3656 | 639.4815 | 602.3656 | 151.8884 | 124.6767 | 89.4551 | 67.355 | 48048197.9972 | 5465114.7996 | 415993.0242 | 10058878.5136 | 32108211.6598 | 0 | 0 | 65.0791 | 817.4907 | 882.5698 | 0 | 547697507.4 | 4411265150.55 | 4958962657.95 | 4855589254.5143 | 113685998.53 | 87427378.048 | 1422350810.6795 | 1422350810.6795 | 2.9802e-08 | -66072217.8877 | -66072217.8877 | 8323021.5375 | 8323021.5375 | 21355160.1602 | 21355160.1602 | 1430673832.2171 | 1430673832.217 | 144779356.0272 | 299007.0188 | -19261067.9466 | -109681983.3281 | 16135311.7713 | 16135311.7713 | 0 | 0 | 12141620.3831 | -6767194.2988 | 5374426.0843 | 144779356.0272 | 299007.0188 | -31402688.3296 | -102914789.0293 | 10760885.687 | -12194073.0564 | -12194073.0564 | 3941238.715 | 3941238.715 | -44580.0744 | 1.5383e-08 | 5.5002e-09 | 908325790.6532 | 0 | 101081265.7956 | 896131717.5969 | 110145531.5123 | 110145531.5123 | 630134115.9714 | 740279647.4837 | 740279647.4837 | 630134115.9714
Alternative_High_battery_cost | 2049 | 743613427.6957 | -506306.1845 | -168161445.9225 | -759857670.0124 | -184911994.4236 | 0 | 0 | 0 | -198453718.662 | -198453718.662 | 743613427.6957 | -506306.1845 | -168161445.9225 | -561403951.3504 | 13541724.2384 | -4 | -932491.4398 | -1.3784e-07 | 362.9945 | 286.9463 | 853.1795 | 644.8085 | 680.8719 | 644.8085 | 144.6588 | 134.2783 | 71.3031 | 66.9039 | 49043982.0418 | 5527882.1851 | 435343.797 | 10301918.012 | 32778838.0477 | 4 | 5217864973.5187 | 112844877.41 | 330.386 | 289.6619 | 718.3386 | 644.8085 | 682.003 | 644.8085 | 161.1882 | 134.2783 | 94.663 | 73.0011 | 48366218.1138 | 5500931.0788 | 417729.7941 | 10130183.7059 | 32317373.535 | 0 | 0 | 0 | 817.4907 | 882.5698 | 0 | 0 | 4411265150.55 | 4958962657.95 | 5285966560.9415 | 112844877.41 | -184911994.4236 | 1237438816.2559 | 1237438816.2559 | 4.4703e-08 | 68101587.4229 | 68101587.4229 | 76424608.9603 | 76424608.9603 | -116810407.0008 | -116810407.0008 | 1313863425.2163 | 1313863425.2163 | 129470631.243 | -88153.0361 | -29278611.3637 | -132298918.3993 | -32195051.556 | -32195051.556 | 0 | 0 | 0 | -34552802.9359 | -34552802.9359 | 129470631.243 | -88153.0361 | -29278611.3637 | -97746115.4634 | 2357751.3799 | 11857176.3014 | 11857176.3014 | -20337875.2546 | -20337875.2546 | -162356.2067 | -2.3999e-08 | 7.7833e-09 | 908483153.6134 | 0 | 0 | 920340329.9148 | 77950479.9563 | 77950479.9563 | 641991292.2728 | 719941772.2291 | 719941772.2291 | 641991292.2728
Alternative_High_generation_cost | 2008 | 0 | 0 | 0 | 0 | 0 | 0 | 0 | 0 | 0 | 0 | 0 | 0 | 0 | 0 | 0 | 0 | 0 | 0 | 222.835 | 177.0197 | 355.9702 | 236.8084 | 247.7358 | 236.6214 | 177.2594 | 170.1169 | 139.5568 | 132.0416 | 41261560.177 | 4827744.252 | 282869.1125 | 8626822.428 | 27524124.3845 | 0 |  | 100822072.5524 | 222.835 | 177.0197 | 355.9702 | 236.8084 | 247.7358 | 236.6214 | 177.2594 | 170.1169 | 139.5568 | 132.0416 | 41261560.177 | 4827744.252 | 282869.1125 | 8626822.428 | 27524124.3845 | 0 | [9 empty] | 100822072.5524 | 0 | 0 | 0 | 0 | [8 empty] | 0 | 0 | 0 | 0 | 0 | 0 | 0 | 0 | 0 | 0 | 0 | 0 | 0 | 0 | 0 | 0 |  |  |  |  | 0 | 0 | 0 |  |  |  |  | 0 | 0
Alternative_High_generation_cost | 2009 | 0 | 0 | 0 | 0 | 0 | 0 | 0 | 0 | 0 | 0 | 0 | 0 | 0 | 0 | 0 | 0 | 0 | 0 | 98.4761 | 62.53 | 195.022 | 95.401 | 109.1309 | 95.1257 | 63.4507 | 59.672 | 39.2003 | 37.3931 | 39602848.455 | 4781931.383 | 228048.021 | 8373054.736 | 26219814.315 | -269.825 |  | 110628296.0159 | 98.4761 | 62.53 | 195.022 | 95.401 | 109.1309 | 95.1257 | 63.4507 | 59.672 | 39.2003 | 37.3931 | 39602848.455 | 4781931.383 | 228048.021 | 8373054.736 | 26219814.315 | -269.825 | [9 empty] | 110628296.0159 | 0 | 0 | 0 | 0 | [8 empty] | 0 | 0 | 0 | 0 | 0 | 0 | 0 | 0 | 0 | 0 | 0 | 0 | 0 | 0 | 0 | 0 |  |  |  |  | 0 | 0 | 0 |  |  |  |  | 0 | 0
Alternative_High_generation_cost | 2010 | 0 | 0 | 0 | 0 | 0 | 0 | 0 | 0 | 0 | 0 | 0 | 0 | 0 | 0 | 0 | 0 | 0 | 0 | 115.9474 | 75.0646 | 201.1316 | 87.9426 | 97.9933 | 87.7062 | 84.4326 | 79.755 | 64.8128 | 62.6532 | 40939219.298 | 4741764.959 | 250531.468 | 8609720.309 | 27337202.562 | -102.054 |  | 115634004.5155 | 115.9474 | 75.0646 | 201.1316 | 87.9426 | 97.9933 | 87.7062 | 84.4326 | 79.755 | 64.8128 | 62.6532 | 40939219.298 | 4741764.959 | 250531.468 | 8609720.309 | 27337202.562 | -102.054 | [9 empty] | 115634004.5155 | 0 | 0 | 0 | 0 | [8 empty] | 0 | 0 | 0 | 0 | 0 | 0 | 0 | 0 | 0 | 0 | 0 | 0 | 0 | 0 | 0 | 0 |  |  |  |  | 0 | 0 | 0 |  |  |  |  | 0 | 0
Alternative_High_generation_cost | 2011 | 0 | 0 | 0 | 0 | 0 | 0 | 0 | 0 | 0 | 0 | 0 | 0 | 0 | 0 | 0 | 0 | 0 | 0 | 101.3344 | 67.4736 | 181.5052 | 90.6321 | 95.3539 | 89.6583 | 72.3432 | 65.7461 | 52.5564 | 49.6632 | 41114178.262 | 4752964.725 | 275946.602 | 8622751.24 | 27462515.695 | 66.336 |  | 108065577.627 | 101.3344 | 67.4736 | 181.5052 | 90.6321 | 95.3539 | 89.6583 | 72.3432 | 65.7461 | 52.5564 | 49.6632 | 41114178.262 | 4752964.725 | 275946.602 | 8622751.24 | 27462515.695 | 66.336 | [9 empty] | 108065577.627 | 0 | 0 | 0 | 0 | [8 empty] | 0 | 0 | 0 | 0 | 0 | 0 | 0 | 0 | 0 | 0 | 0 | 0 | 0 | 0 | 0 | 0 |  |  |  |  | 0 | 0 | 0 |  |  |  |  | 0 | 0
Alternative_High_generation_cost | 2012 | 0 | 0 | 0 | 0 | 0 | 0 | 0 | 0 | 0 | 0 | 0 | 0 | 0 | 0 | 0 | 0 | 0 | 0 | 153.4623 | 110.6784 | 242.8116 | 128.5609 | 135.7194 | 128.2835 | 120.4356 | 114.6827 | 99.7791 | 94.5508 | 40660356.413 | 4636441.846 | 296628.236 | 8528166.74 | 27199119.591 | 59.13 |  | 101290563.8065 | 153.4623 | 110.6784 | 242.8116 | 128.5609 | 135.7194 | 128.2835 | 120.4356 | 114.6827 | 99.7791 | 94.5508 | 40660356.413 | 4636441.846 | 296628.236 | 8528166.74 | 27199119.591 | 59.13 | [9 empty] | 101290563.8065 | 0 | 0 | 0 | 0 | [8 empty] | 0 | 0 | 0 | 0 | 0 | 0 | 0 | 0 | 0 | 0 | 0 | 0 | 0 | 0 | 0 | 0 |  |  |  |  | 0 | 0 | 0 |  |  |  |  | 0 | 0
Alternative_High_generation_cost | 2013 | 0 | 0 | 0 | 0 | 0 | 0 | 0 | 0 | 0 | 0 | 0 | 0 | 0 | 0 | 0 | 0 | 0 | 0 | 128.9149 | 79.1418 | 224.721 | 86.4201 | 90.5413 | 85.5662 | 91.7316 | 86.131 | 72.7679 | 70.2336 | 40064639.297 | 4495056.824 | 315107.072 | 8408150.725 | 26846324.676 | 44.402 |  | 141601259.1533 | 128.9149 | 79.1418 | 224.721 | 86.4201 | 90.5413 | 85.5662 | 91.7316 | 86.131 | 72.7679 | 70.2336 | 40064639.297 | 4495056.824 | 315107.072 | 8408150.725 | 26846324.676 | 44.402 | [9 empty] | 141601259.1533 | 0 | 0 | 0 | 0 | [8 empty] | 0 | 0 | 0 | 0 | 0 | 0 | 0 | 0 | 0 | 0 | 0 | 0 | 0 | 0 | 0 | 0 |  |  |  |  | 0 | 0 | 0 |  |  |  |  | 0 | 0
Alternative_High_generation_cost | 2014 | 0 | 0 | 0 | 0 | 0 | 0 | 0 | 0 | 0 | 0 | 0 | 0 | 0 | 0 | 0 | 0 | 0 | 0 | 124.2496 | 77.7268 | 221.5562 | 92.3317 | 97.0214 | 91.9174 | 84.5437 | 79.9298 | 67.6962 | 65.033 | 40093316.445 | 4491379.478 | 338160.091 | 8413164.722 | 26850612.154 | -9.904 |  | 175441488.8446 | 124.2496 | 77.7268 | 221.5562 | 92.3317 | 97.0214 | 91.9174 | 84.5437 | 79.9298 | 67.6962 | 65.033 | 40093316.445 | 4491379.478 | 338160.091 | 8413164.722 | 26850612.154 | -9.904 | [9 empty] | 175441488.8446 | 0 | 0 | 0 | 0 | [8 empty] | 0 | 0 | 0 | 0 | 0 | 0 | 0 | 0 | 0 | 0 | 0 | 0 | 0 | 0 | 0 | 0 |  |  |  |  | 0 | 0 | 0 |  |  |  |  | 0 | 0
Alternative_High_generation_cost | 2015 | 0 | 0 | 0 | 0 | 0 | 0 | 0 | 0 | 0 | 0 | 0 | 0 | 0 | 0 | 0 | 0 | 0 | 0 | 126.5799 | 74.1005 | 223.882 | 75.9142 | 79.3821 | 75.4536 | 79.8433 | 76.4746 | 73.7905 | 71.6092 | 41050345.9 | 4591697.434 | 371084.042 | 8612380.534 | 27475183.89 | 111.76 |  | 183604863.8889 | 126.5799 | 74.1005 | 223.882 | 75.9142 | 79.3821 | 75.4536 | 79.8433 | 76.4746 | 73.7905 | 71.6092 | 41050345.9 | 4591697.434 | 371084.042 | 8612380.534 | 27475183.89 | 111.76 | [9 empty] | 183604863.8889 | 0 | 0 | 0 | 0 | [8 empty] | 0 | 0 | 0 | 0 | 0 | 0 | 0 | 0 | 0 | 0 | 0 | 0 | 0 | 0 | 0 | 0 |  |  |  |  | 0 | 0 | 0 |  |  |  |  | 0 | 0
Alternative_High_generation_cost | 2016 | 0 | 0 | 0 | 0 | 0 | 0 | 0 | 0 | 0 | 0 | 0 | 0 | 0 | 0 | 0 | 0 | 0 | 0 | 118.9116 | 66.8003 | 221.8348 | 76.7035 | 83.2582 | 76.3436 | 68.0214 | 63.9106 | 63.2479 | 60.1327 | 41030948.485 | 4544238.781 | 372593.37 | 8584774.075 | 27529342.259 | -65.832 |  | 176394458.0176 | 118.9116 | 66.8003 | 221.8348 | 76.7035 | 83.2582 | 76.3436 | 68.0214 | 63.9106 | 63.2479 | 60.1327 | 41030948.485 | 4544238.781 | 372593.37 | 8584774.075 | 27529342.259 | -65.832 | [9 empty] | 176394458.0176 | 0 | 0 | 0 | 0 | [8 empty] | 0 | 0 | 0 | 0 | 0 | 0 | 0 | 0 | 0 | 0 | 0 | 0 | 0 | 0 | 0 | 0 |  |  |  |  | 0 | 0 | 0 |  |  |  |  | 0 | 0
Alternative_High_generation_cost | 2017 | 0 | 0 | 0 | 0 | 0 | 0 | 0 | 0 | 0 | 0 | 0 | 0 | 0 | 0 | 0 | 0 | 0 | 0 | 135.3876 | 84.6124 | 268.1301 | 126.9731 | 132.8069 | 126.7204 | 81.1155 | 76.9617 | 57.1547 | 53.9688 | 40770953.213 | 4513235.66 | 385997.013 | 8518439.129 | 27353281.411 | 40.37 |  | 155621570.0617 | 135.3876 | 84.6124 | 268.1301 | 126.9731 | 132.8069 | 126.7204 | 81.1155 | 76.9617 | 57.1547 | 53.9688 | 40770953.213 | 4513235.66 | 385997.013 | 8518439.129 | 27353281.411 | 40.37 | [9 empty] | 155621570.0617 | 0 | 0 | 0 | 0 | [8 empty] | 0 | 0 | 0 | 0 | 0 | 0 | 0 | 0 | 0 | 0 | 0 | 0 | 0 | 0 | 0 | 0 |  |  |  |  | 0 | 0 | 0 |  |  |  |  | 0 | 0
Alternative_High_generation_cost | 2018 | 0 | 0 | 0 | 0 | 0 | 0 | 0 | 0 | 0 | 0 | 0 | 0 | 0 | 0 | 0 | 0 | 0 | 0 | 135.7799 | 81.9117 | 253.6695 | 102.5411 | 107.6094 | 102.5411 | 84.0681 | 79.9122 | 68.7001 | 66.2216 | 41010567.718 | 4564981.652 | 387315.2631 | 8568387.1645 | 27489883.6385 | 0 | 1708541489.0116 | 155584101.2 | 135.7799 | 81.9117 | 253.6695 | 102.5411 | 107.6094 | 102.5411 | 84.0681 | 79.9122 | 68.7001 | 66.2216 | 41010567.718 | 4564981.652 | 387315.2631 | 8568387.1645 | 27489883.6385 | 0 | [8 empty] | 1708541489.0116 | 155584101.2 | 0 | 0 | 0 | 0 | 0 | 0 | 0 | 0 | 0 | 0 | 0 | 0 | 0 | 0 | 0 | 0 | 0 | 0 | 0 | 0 | 0 | 0 | 0 | 0 | 0 | 0 | 0 | 0 | 0 | 0 | 0 | 0 | 0 | 0 | 0 | 1811053978.3523 |  |  | 1811053978.3523 | 0 | 0 | 0 | 0 | 0 | 0
Alternative_High_generation_cost | 2019 | 0 | 0 | 0 | 0 | 0 | 0 | 0 | 0 | 0 | 0 | 0 | 0 | 0 | 0 | 0 | 0 | 0 | 0 | 156.7953 | 104.7112 | 303.8101 | 158.192 | 163.4532 | 158.192 | 96.25 | 92.0149 | 70.0331 | 67.355 | 41698415.8096 | 4634500.4494 | 389874.2527 | 8694848.3028 | 27979192.8047 | 0 | 2057514748.3306 | 150953074.5 | 156.7953 | 104.7112 | 303.8101 | 158.192 | 163.4532 | 158.192 | 96.25 | 92.0149 | 70.0331 | 67.355 | 41698415.8096 | 4634500.4494 | 389874.2527 | 8694848.3028 | 27979192.8047 | 0 | 0 | 0 | 0 | 0 | 0 | 0 | 0 | 0 | 2057514748.3306 | 150953074.5 | 0 | 0 | 0 | 0 | 0 | 0 | 0 | 0 | 0 | 0 | 0 | 0 | 0 | 0 | 0 | 0 | 0 | 0 | 0 | 0 | 0 | 0 | 0 | 0 | 0 | 0 | 0 | 0 | 0 | 0 | 0 | 0 | 0 | 0 | 0 | 2057514748.3306 | 0 | 0 | 2057514748.3306 | 0 | 0 | 0 | 0 | 0 | 0
Alternative_High_generation_cost | 2020 | 0 | 0 | 0 | 0 | 0 | 0 | 0 | 0 | 0 | 0 | 0 | 0 | 0 | 0 | 0 | 0 | 0 | 0 | 163.14 | 111.7165 | 307.4205 | 164.5074 | 171.3093 | 164.5074 | 103.8745 | 98.9569 | 77.8699 | 74.9426 | 41985896.0367 | 4675434.2681 | 392556.5862 | 8756336.067 | 28161569.1154 | 0 | 2242959391.2813 | 126307495.7 | 163.14 | 111.7165 | 307.4205 | 164.5074 | 171.3093 | 164.5074 | 103.8745 | 98.9569 | 77.8699 | 74.9426 | 41985896.0367 | 4675434.2681 | 392556.5862 | 8756336.067 | 28161569.1154 | 0 | 95 | 95 | 95 | 95 | 103810702.3 | 103810702.3 | 103810702.3 | 103810702.3 | 2242959391.2813 | 126307495.7 | 0 | 0 | 0 | 0 | 0 | 0 | 0 | 0 | 0 | 0 | 0 | 0 | 0 | 0 | 0 | 0 | 0 | 0 | 0 | 0 | 0 | 0 | 0 | 0 | 0 | 0 | 0 | 0 | 0 | 0 | 0 | 0 | 0 | 0 | 0 | 2115999425.7371 | 97934624.8113 | 97934624.8113 | 2115999425.7371 | 0 | 0 | 0 | 0 | 0 | 0
Alternative_High_generation_cost | 2021 | 0 | 0 | 0 | 0 | 0 | 0 | 0 | 0 | 0 | 0 | 0 | 0 | 0 | 0 | 0 | 0 | 0 | 0 | 163.7699 | 112.1574 | 307.4283 | 164.5074 | 172.4311 | 164.5074 | 104.3152 | 98.9569 | 79.0467 | 75.9325 | 42332958.4019 | 4715171.9846 | 394948.9803 | 8830984.2481 | 28391853.189 | 0 | 2271468669.3157 | 99119072.34 | 163.7699 | 112.1574 | 307.4283 | 164.5074 | 172.4311 | 164.5074 | 104.3152 | 98.9569 | 79.0467 | 75.9325 | 42332958.4019 | 4715171.9846 | 394948.9803 | 8830984.2481 | 28391853.189 | 0 | 0 | 0 | 95 | 95 | 0 | 0 | 103810702.3 | 103810702.3 | 2271468669.3157 | 99119072.34 | 0 | 0 | 0 | 0 | 0 | 0 | 0 | 0 | 0 | 0 | 0 | 0 | 0 | 0 | 0 | 0 | 0 | 0 | 0 | 0 | 0 | 0 | 0 | 0 | 0 | 0 | 0 | 0 | 0 | 0 | 0 | 0 | 0 | 0 | 0 | 2021599029.2949 | 0 | 0 | 2021599029.2949 | 0 | 0 | 0 | 0 | 0 | 0
Alternative_High_generation_cost | 2022 | 455482748.7512 | -8154337.9719 | -131031797.4465 | -412410375.9226 | -96113762.5898 | -100035400.4784 | -8154337.9719 | 0 | 9286709.7245 | -98903028.7258 | 555518149.2296 | -3.1347e-09 | -131031797.4465 | -421697085.6471 | 2789266.136 | 0 | 0 | 4.0978e-08 | 164.705 | 112.7169 | 307.7598 | 164.5074 | 172.9868 | 164.5074 | 104.8518 | 98.9569 | 80.6356 | 77.1888 | 42479844.133 | 4735957.3206 | 395056.2691 | 8862211.7382 | 28486618.8052 | 1 | 2297704789.0367 | 96271373.37 | 141.5431 | 120.0905 | 212.0805 | 185.521 | 194.0004 | 185.521 | 119.6724 | 98.9569 | 95.1298 | 76.8624 | 42406415.766 | 4785071.234 | 381045.8338 | 8820142.0766 | 28420156.6216 | 1 | 17 | 17 | 112 | 112 | 41128931.45 | 41128931.45 | 144939633.75 | 144939633.75 | 2391158248.9939 | 96271373.37 | -96113762.5898 | -96113762.5898 | -96113762.5898 | 0 | 93453459.9572 | 93453459.9572 | 93453459.9572 | 93453459.9572 | -2660302.6326 | -2660302.6326 | -2660302.6326 | -2660302.6326 | 382432098.9401 | -6846539.4016 | -110016823.8265 | -346267704.1472 | -80698968.4352 | -80698968.4352 | -83991651.2275 | -6846539.4016 | 0 | 7797300.5606 | -83040890.0685 | 466423750.1676 | -2.632e-09 | -110016823.8265 | -354065004.7078 | 2341921.6333 | 78465327.0461 | 78465327.0461 | -2233641.3891 | -2233641.3891 | 0 | 3.4406e-08 | 0 | 1929197247.5909 | 34532643.9359 | 34532643.9359 | 2007662574.637 | -80698968.4352 | -80698968.4352 | 78465327.0461 | -2233641.3891 | -2233641.3891 | 78465327.0461
Alternative_High_generation_cost | 2023 | 448902525.9874 | -8679727.7961 | -128644219.8879 | -394759640.3118 | -83181062.0084 | -99774773.0309 | -8184280.6007 | 0 | 26204077.3676 | -81754976.264 | 548677299.0183 | -495447.1954 | -128644219.8879 | -420963717.6794 | -1426085.7444 | -4 | -2659962.8143 | -6.5193e-09 | 167.9096 | 115.5363 | 308.849 | 164.5074 | 172.7128 | 164.5074 | 104.906 | 98.9569 | 86.9767 | 83.5194 | 42248709.2888 | 4721713.1386 | 395527.9644 | 8829332.0252 | 28302136.1606 | 4 | 2384040157.8303 | 93505489.03 | 144.8781 | 122.6426 | 214.3161 | 185.521 | 195.0873 | 185.521 | 119.501 | 98.9569 | 100.9351 | 82.5928 | 42211548.1176 | 4774509.7837 | 383423.9759 | 8794692.887 | 28258921.4711 | 0 | 0 | 0 | 112 | 112 | 0 | 0 | 144939633.75 | 144939633.75 | 2469139273.1954 | 93505489.03 | -83181062.0084 | -179294824.5982 | -179294824.5982 | -1.4901e-08 | 85099115.3651 | 85099115.3651 | 178552575.3222 | 178552575.3222 | 1918053.3567 | 1918053.3567 | -742249.276 | -742249.276 | 355572846.2462 | -6875157.3859 | -101898271.3854 | -312686609.5931 | -65887192.1183 | -65887192.1183 | -79030965.4688 | -6482716.802 | 0 | 20756083.6339 | -64757598.6369 | 434603811.715 | -392440.5839 | -101898271.3854 | -333442693.227 | -1129593.4814 | 67406470.0278 | 67406470.0278 | 1519277.9096 | 1519277.9096 | -2106939.6897 | -5.1639e-09 | -1.1803e-08 | 1888383101.9223 | 0 | 0 | 1955789571.9502 | -146586160.5535 | -146586160.5535 | 145871797.0739 | -714363.4795 | -714363.4795 | 145871797.0739
Alternative_High_generation_cost | 2024 | 359965161.0786 | -16579075.2409 | -75800548.581 | -427528483.4808 | -159942946.2241 | -196910350.1779 | -16067561.8539 | 57271996.451 | 0 | -155705915.5807 | 556875511.2564 | -511513.387 | -133072545.032 | -427528483.4808 | -4237030.6434 | -3 | -1817861.1031 | -1.4761e-07 | 180.858 | 128.4247 | 330.1172 | 185.521 | 193.5615 | 185.521 | 120.1368 | 114.4504 | 92.2459 | 88.7285 | 42637524.2763 | 4764706.7304 | 397395.7076 | 8913078.2729 | 28562343.5654 | 3 | 3425290504.3003 | 90819068.77 | 164.0482 | 141.8591 | 255.0086 | 226.6099 | 236.0184 | 226.6099 | 128.662 | 108.0092 | 107.2293 | 88.7285 | 42578698.5528 | 4819884.2584 | 384691.2087 | 8869899.0775 | 28504224.0083 | 0 | 0 | 0 | 112 | 112 | 0 | 0 | 144939633.75 | 144939633.75 | 3414502802.33 | 90819068.77 | -159942946.2241 | -339237770.8223 | -339237770.8223 | 0 | -10787701.9703 | -10787701.9703 | 167764873.3519 | 167764873.3519 | -170730648.1944 | -170730648.1944 | -171472897.4704 | -171472897.4704 | 268986908.563 | -12388849.4723 | -56642579.4349 | -319474153.414 | -119518673.7582 | -119518673.7582 | -147142868.4923 | -12006616.9133 | 42796967.4244 | 0 | -116352517.9813 | 416129777.0553 | -382232.559 | -99439546.8592 | -319474153.414 | -3166155.7769 | -8061198.4638 | -8061198.4638 | -127579872.222 | -127579872.222 | -1358411.5664 | -1.1031e-07 | 0 | 2559576323.7789 | 0 | 0 | 2551515125.3151 | -266104834.3117 | -266104834.3117 | 137810598.6102 | -128294235.7015 | -128294235.7015 | 137810598.6102
Alternative_High_generation_cost | 2025 | 459823058.4901 | -9250260.8108 | -97587284.05 | -435639791.5637 | -82654277.9343 | -104377953.2612 | -8485065.7634 | 35141511.3213 | 0 | -77721507.7033 | 564201011.7513 | -765195.0474 | -132728795.3713 | -435639791.5637 | -4932770.2311 | -5 | -2774503.3073 | -4.1397e-07 | 230.954 | 176.8341 | 454.8648 | 306.6893 | 316.0874 | 306.6893 | 145.0129 | 138.2039 | 93.584 | 89.5787 | 42907070.7451 | 4795653.3618 | 399153.7451 | 8970550.0604 | 28741713.5778 | 5 | 3445253666.3197 | 89600253.61 | 207.4999 | 183.7994 | 359.5966 | 328.3149 | 339.7573 | 328.3149 | 155.913 | 134.2783 | 108.7509 | 89.5787 | 42880421.4521 | 4857497.9631 | 385567.7527 | 8932995.8159 | 28704359.9204 | 0 | 35 | 35 | 147 | 147 | 113381610.1 | 113381610.1 | 258321243.85 | 258321243.85 | 3541024942.0954 | 89600253.61 | -82654277.9343 | -421892048.7567 | -421892048.7567 | 0 | 95771275.7757 | 95771275.7757 | 263536149.1276 | 263536149.1276 | 13116997.8414 | 13116997.8414 | -158355899.629 | -158355899.629 | 324157111.8198 | -6521068.8604 | -68795184.5039 | -307108862.8978 | -58268004.4422 | -58268004.4422 | -73582338.341 | -5981636.5462 | 24773378.8129 | 0 | -54790596.0743 | 397739450.1608 | -539432.3142 | -93568563.3169 | -307108862.8978 | -3477408.368 | 67514970.3295 | 67514970.3295 | 9246965.8872 | 9246965.8872 | -1955915.351 | -2.9183e-07 | 0 | 2428767886.5605 | 79929561.132 | 79929561.132 | 2496282856.8899 | -324372838.7539 | -324372838.7539 | 205325568.9396 | -119047269.8143 | -119047269.8143 | 205325568.9396
Alternative_High_generation_cost | 2026 | 144081836.1243 | -34931680.747 | -46317956.1078 | -441405475.5548 | -378573276.2853 | -423016770.9611 | -34383888.1068 | 87884997.1371 | 0 | -369515661.9308 | 567098607.0854 | -547792.6402 | -134202953.2449 | -441405475.5548 | -9057614.3546 | -6 | -3066159.5535 | -1.3271e-07 | 236.6812 | 178.7569 | 464.518 | 306.6893 | 322.5131 | 306.6893 | 156.377 | 147.9735 | 93.7716 | 89.5787 | 43130365.4427 | 4821390.0417 | 401111.4365 | 9018625.1903 | 28889238.7742 | 6 | 3511605012.6502 | 88972624.71 | 235.6013 | 208.0506 | 434.7981 | 393.9318 | 411.3755 | 393.9318 | 161.5255 | 138.2039 | 109.0673 | 89.5787 | 43063155.6331 | 4876104.9385 | 387125.8278 | 8972864.8842 | 28827059.9825 | 0 | 0 | 0 | 147 | 147 | 0 | 0 | 258321243.85 | 258321243.85 | 3889545040.5724 | 88972624.71 | -378573276.2853 | -800465325.042 | -800465325.042 | -1.4901e-08 | 377940027.9222 | 377940027.9222 | 641476177.0499 | 641476177.0499 | -633248.3631 | -633248.3631 | -158989147.9921 | -158989147.9921 | 95822650.0582 | -23231562.7716 | -30804086.1979 | -293559851.5096 | -251772850.4209 | -251772850.4209 | -281330312.7092 | -22867249.3794 | 58448542.5267 | 0 | -245749019.5619 | 377152962.7675 | -364313.3922 | -89252628.7247 | -293559851.5096 | -6023830.859 | 251351704.0923 | 251351704.0923 | -421146.3286 | -421146.3286 | -2039171.2226 | -8.8262e-08 | -9.9101e-09 | 2335417893.8949 | 0 | 0 | 2586769597.9872 | -576145689.1748 | -576145689.1748 | 456677273.032 | -119468416.1429 | -119468416.1429 | 456677273.032
Alternative_High_generation_cost | 2027 | 287433001.7402 | -23213684.4019 | -135841850.2445 | -445662291.9465 | -317284824.8527 | -276509781.5919 | -22442676.4176 | 0 | 0 | -298952458.0095 | 563942783.3321 | -771007.9843 | -135841850.2445 | -445662291.9465 | -18332366.8432 | -5 | -2367833.5381 | 4.8894e-08 | 250.5201 | 192.2112 | 496.0438 | 337.3582 | 353.0185 | 337.3582 | 169.3129 | 160.577 | 93.8332 | 89.5787 | 43427599.018 | 4854809.0867 | 404149.8924 | 9083551.8555 | 29085088.1835 | 5 | 3715641609.6013 | 86416434.01 | 240.9668 | 212.454 | 437.2124 | 393.9318 | 411.9599 | 393.9318 | 184.3043 | 160.577 | 109.1685 | 89.5787 | 43387510.2462 | 4920421.5927 | 389248.221 | 9040365.3813 | 29037475.0513 | 0 | 0 | 0 | 147 | 147 | 0 | 0 | 258321243.85 | 258321243.85 | 4009399089.4084 | 86416434.01 | -317284824.8527 | -1117750149.8947 | -1117750149.8947 | 0 | 293757479.8071 | 293757479.8071 | 935233656.857 | 935233656.857 | -23527345.0456 | -23527345.0456 | -182516493.0377 | -182516493.0377 | 180339021.2237 | -14564552.7782 | -85228857.3894 | -279614035.4078 | -199068424.3516 | -199068424.3516 | -173485657.7678 | -14080812.8304 | 0 | 0 | -187566470.5982 | 353824678.9915 | -483739.9478 | -85228857.3894 | -279614035.4078 | -11501953.7534 | 184307077.0052 | 184307077.0052 | -14761347.3464 | -14761347.3464 | -1485608.0551 | 3.0677e-08 | 0 | 2331239513.3363 | 0 | 0 | 2515546590.3415 | -775214113.5264 | -775214113.5264 | 640984350.0371 | -134229763.4893 | -134229763.4893 | 640984350.0371
Alternative_High_generation_cost | 2028 | 293152230.6701 | -23248803.5885 | 97353427.1231 | -458920892.2268 | -91664038.0221 | -264000775.9429 | -21467717.7857 | 237617520.6723 | 0 | -47850973.0563 | 557153006.613 | -1781085.8029 | -140264093.5491 | -458920892.2268 | -43813064.9658 | -11 | -4859760.7155 | 1.4529e-07 | 255.365 | 194.4009 | 505.0935 | 339.9443 | 357.7028 | 339.9443 | 177.2879 | 167.001 | 94.0594 | 89.5787 | 43565856.1007 | 4872328.3467 | 405919.5109 | 9112169.2602 | 29175438.9829 | 11 | 4087401324.2255 | 83933682.88 | 240.5433 | 208.5674 | 445.0886 | 393.9318 | 416.7662 | 393.9318 | 166.5674 | 140.83 | 109.8284 | 89.5787 | 43374251.6365 | 4907743.3793 | 389365.3476 | 9046713.472 | 29030429.4378 | 0 | 0 | 0 | 147 | 147 | 0 | 0 | 258321243.85 | 258321243.85 | 4961743720.9223 | 83933682.88 | -91664038.0221 | -1209414187.9168 | -1209414187.9168 | 1.4901e-08 | 874342396.6969 | 874342396.6969 | 1809576053.5538 | 1809576053.5538 | 782678358.6748 | 782678358.6748 | 600161865.6371 | 600161865.6371 | 173516354.914 | -13760931.123 | 57623343.9336 | -271634570.9909 | -54255803.2662 | -54255803.2662 | -156261653.6514 | -12706709.1728 | 140645445.3937 | 0 | -28322917.4305 | 329778008.5654 | -1054221.9501 | -83022101.4602 | -271634570.9909 | -25932885.8358 | 517521921.204 | 517521921.204 | 463266117.9378 | 463266117.9378 | -2876484.9006 | 8.5995e-08 | 8.82e-09 | 2419326563.6396 | 0 | 0 | 2936848484.8437 | -829469916.7926 | -829469916.7926 | 1158506271.2411 | 329036354.4485 | 329036354.4485 | 1158506271.2411
Alternative_High_generation_cost | 2029 | -409298214.9275 | -84044757.5296 | -82541327.9891 | -177422461.2607 | -753306761.7068 | -1025131858.3325 | -83496182.9467 | 55884236.8092 | 300364201.4974 | -752379602.9726 | 615833643.405 | -548574.5829 | -138425564.7982 | -477786662.758 | -927158.7342 | -30 | -12450942.8787 | -1.8533e-07 | 286.3311 | 223.2336 | 565.4819 | 393.9318 | 411.8384 | 393.9318 | 202.3164 | 192.1266 | 104.2163 | 99.8401 | 43814831.0644 | 4893107.2878 | 411062.9366 | 9168743.7884 | 29341917.0516 | 30 | 4396602001.8614 | 81715220.8768 | 322.4278 | 292.0399 | 648.6758 | 602.3656 | 621.8324 | 602.3656 | 211.3628 | 186.009 | 110.2779 | 89.5787 | 43635429.5917 | 4943412.949 | 390113.894 | 9101126.3305 | 29200776.4182 | 0 | 0 | 0 | 147 | 147 | 0 | 0 | 258321243.85 | 258321243.85 | 5203066687.3435 | 81715220.8768 | -753306761.7068 | -1962720949.6235 | -1962720949.6235 | 1.4901e-08 | 806464685.4821 | 806464685.4821 | 2616040739.0359 | 2616040739.0359 | 53157923.7753 | 53157923.7753 | 653319789.4124 | 653319789.4124 | -228549985.4162 | -46930153.6316 | -46090646.4287 | -99071775.6754 | -420642561.1519 | -420642561.1519 | -572428275.3421 | -46623832.4498 | 31205465.9461 | 167721801.2884 | -420124840.5574 | 343878289.9259 | -306321.1818 | -77296112.3749 | -266793576.9638 | -517720.5945 | 450325668.1397 | 450325668.1397 | 29683106.9878 | 29683106.9878 | -6952541.4711 | -1.0349e-07 | 8.3207e-09 | 2455039594.0139 | 0 | 0 | 2905365262.1536 | -1250112477.9446 | -1250112477.9446 | 1608831939.3808 | 358719461.4363 | 358719461.4363 | 1608831939.3808
Alternative_High_generation_cost | 2030 | -653798576.0761 | -104101050.7707 | -27005517.5047 | -480867382.9072 | -1265772527.2587 | -1236168488.2726 | -101242407.2981 | 113104897.8178 | 0 | -1224305997.7528 | 582369912.1964 | -2858643.4727 | -140110415.3225 | -480867382.9072 | -41466529.5059 | -30 | -11778828.6209 | -8.3353e-08 | 295.2576 | 227.825 | 576.3071 | 393.9318 | 417.5862 | 393.9318 | 218.0503 | 206.0617 | 108.7752 | 103.9909 | 43956266.7689 | 4893070.2094 | 414081.104 | 9208416.5117 | 29440698.9438 | 30 | 4539122513.0734 | 80589445.7267 | 352.3943 | 315.1673 | 708.8687 | 644.8085 | 676.0308 | 644.8085 | 221.0068 | 193.7422 | 125.1374 | 103.9909 | 43855346.6753 | 4961716.6125 | 393027.5957 | 9153464.0725 | 29347138.3946 | 0 | 0 | 0 | 147 | 147 | 0 | 0 | 258321243.85 | 258321243.85 | 5725017838.6524 | 80589445.7267 | -1265772527.2587 | -3228493476.8823 | -3228493476.8823 | 1.4901e-08 | 1185895325.579 | 1185895325.579 | 3801936064.615 | 3801936064.615 | -79877201.6797 | -79877201.6797 | 573442587.7327 | 573442587.7327 | -344412933.9957 | -54839134.9262 | -14226169.7382 | -253314938.6832 | -666793177.3433 | -666793177.3433 | -651198138.9042 | -53333237.2052 | 59582249.2311 | 0 | -644949126.8783 | 306785204.9085 | -1505897.7209 | -73808418.9694 | -253314938.6832 | -21844050.465 | 624714863.9353 | 624714863.9353 | -42078313.4081 | -42078313.4081 | -6204939.9812 | -4.391e-08 | 7.8497e-09 | 2391153116.1113 | 0 | 0 | 3015867980.0466 | -1916905655.2879 | -1916905655.2879 | 2233546803.3161 | 316641148.0282 | 316641148.0282 | 2233546803.3161
Alternative_High_generation_cost | 2031 | 339278949.6136 | -21800423.6546 | -29172791.3239 | -481594697.0757 | -193288962.4406 | -210788926.0866 | -17354578.7639 | 114908256.2545 | 0 | -113235248.5959 | 550067875.7002 | -4445844.8907 | -144081047.5784 | -481594697.0757 | -80053713.8447 | -74 | -27674597.3129 | 1.5553e-07 | 374.472 | 308.7824 | 778.7151 | 602.3656 | 622.6481 | 602.3656 | 249.6036 | 236.5143 | 109.9902 | 104.8519 | 44285430.6329 | 4925004.3616 | 423012.1874 | 9273110.2329 | 29664303.851 | 74 | 5769017199.3783 | 85572009.206 | 359.5923 | 321.5247 | 710.1619 | 644.8085 | 676.5304 | 644.8085 | 252.7696 | 224.0951 | 126.2497 | 104.8519 | 44220331.5477 | 5007815.9033 | 394772.2894 | 9231723.7197 | 29586019.6352 | 0 | 0 | 0 | 147 | 147 | 0 | 0 | 258321243.85 | 258321243.85 | 5956006188.6862 | 85572009.206 | -193288962.4406 | -3421782439.3229 | -3421782439.3229 | 0 | 186988989.3078 | 186988989.3078 | 3988925053.9228 | 3988925053.9228 | -6299973.1328 | -6299973.1328 | 567142614.5999 | 567142614.5999 | 168611243.6646 | -10834142.6693 | -14497983.538 | -239337810.1078 | -96058692.6506 | -96058692.6506 | -104755638.4463 | -8624693.9634 | 57105882.9806 | 0 | -56274449.4292 | 273366882.1109 | -2209448.7059 | -71603866.5186 | -239337810.1078 | -39784243.2214 | 92927799.0122 | 92927799.0122 | -3130893.6383 | -3130893.6383 | -13753427.0139 | 7.7294e-08 | 0 | 2867024806.0398 | 0 | 0 | 2959952605.0521 | -2012964347.9385 | -2012964347.9385 | 2326474602.3283 | 313510254.3899 | 313510254.3899 | 2326474602.3283
Alternative_High_generation_cost | 2032 | 548607688.1409 | -4157361.7453 | -147917381.4871 | -338141281.6261 | 58391663.2824 | 0 | 0 | 0 | 153769547.6915 | 153769547.6915 | 548607688.1409 | -4157361.7453 | -147917381.4871 | -491910829.3175 | -95377884.4091 | -14 | -5019394.0811 | 2.0443e-07 | 396.8218 | 326.6534 | 832.6366 | 644.8085 | 673.5441 | 644.8085 | 251.0516 | 236.5143 | 116.311 | 110.8792 | 44693807.2588 | 4973789.047 | 428943.891 | 9354321.7607 | 29936752.5602 | 14 | 6134842249.8704 | 104311732.36 | 367.274 | 324.3525 | 722.2343 | 644.8085 | 684.1683 | 644.8085 | 266.9612 | 236.5143 | 127.6722 | 105.7128 | 44227342.1413 | 4988590.5346 | 394611.67 | 9253884.6105 | 29590255.3263 | 0 | 0 | 0 | 147 | 147 | 0 | 0 | 258321243.85 | 258321243.85 | 6025509078.0036 | 104311732.36 | 58391663.2824 | -3363390776.0405 | -3363390776.0405 | 8.9407e-08 | -109333171.8669 | -109333171.8669 | 3879591882.0559 | 3879591882.0559 | -50941508.5845 | -50941508.5845 | 516201106.0154 | 516201106.0154 | 257208692.1027 | -1949133.4158 | -69349440.5091 | -158533827.8574 | 27376290.3204 | 27376290.3204 | 0 | 0 | 0 | 72093164.3903 | 72093164.3903 | 257208692.1027 | -1949133.4158 | -69349440.5091 | -230626992.2477 | -44716874.0699 | -51259657.3967 | -51259657.3967 | -23883367.0763 | -23883367.0763 | -2353287.8132 | 9.5843e-08 | 4.1917e-08 | 2876253442.0409 | 0 | 0 | 2824993784.6442 | -1985588057.618 | -1985588057.618 | 2275214944.9316 | 289626887.3136 | 289626887.3136 | 2275214944.9316
Alternative_High_generation_cost | 2033 | -337374278.0629 | -82211435.5056 | 55640314.8432 | -475338209.4882 | -839283608.2135 | -1014627713.9754 | -83746766.724 | 201638027.0697 | 14249235.6946 | -882487217.9351 | 677253435.9125 | 1535331.2183 | -145997712.2265 | -489587445.1828 | 43203609.7216 | -12 | -4148944.2902 | 6.1467e-08 | 408.7195 | 333.0548 | 847.1655 | 644.8085 | 681.3266 | 644.8085 | 274.0146 | 258.0555 | 121.4257 | 115.7329 | 44844929.6615 | 4985223.4017 | 430139.301 | 9395989.9287 | 30033577.0301 | 12 | 6332543706.3051 | 126499234.54 | 440.6786 | 401.0997 | 914.6018 | 847.4189 | 880.2666 | 847.4189 | 268.0919 | 236.5143 | 137.3182 | 115.2567 | 44561795.8872 | 5030330.2807 | 396538.53 | 9325198.2665 | 29809728.81 | 0 | 0 | 0 | 147 | 147 | 0 | 0 | 258321243.85 | 258321243.85 | 7226918690.4718 | 126499234.54 | -839283608.2135 | -4202674384.254 | -4202674384.254 | -1.4901e-08 | 894374984.1668 | 894374984.1668 | 4773966866.2227 | 4773966866.2227 | 55091375.9533 | 55091375.9533 | 571292481.9687 | 571292481.9687 | -149220968.5441 | -36362197.2072 | 24609764.9135 | -210242548.4631 | -371215949.3009 | -371215949.3009 | -448770816.3777 | -37041275.6857 | 89184693.8286 | 6302450.6894 | -390324947.5454 | 299549847.8336 | 679078.4785 | -64574928.915 | -216544999.1525 | 19108998.2445 | 395582918.014 | 395582918.014 | 24366968.7131 | 24366968.7131 | -1835082.0607 | 2.7187e-08 | -6.5908e-09 | 2800890188.2751 | 0 | 0 | 3196473106.2892 | -2356804006.9189 | -2356804006.9189 | 2670797862.9456 | 313993856.0267 | 313993856.0267 | 2670797862.9456
Alternative_High_generation_cost | 2034 | 573136082.7953 | -4640752.9538 | 126930705.2821 | -46006845.8845 | 649419189.239 | 0 | 0 | 280184558.8767 | 459732146.3118 | 739916705.1885 | 573136082.7953 | -4640752.9538 | -153253853.5946 | -505738992.1963 | -90497515.9495 | -11 | -3686644.8555 | -1.2666e-07 | 303.5134 | 228.2072 | 594.5646 | 393.9318 | 428.1139 | 393.9318 | 222.6446 | 206.0617 | 110.8667 | 104.8493 | 45197555.1786 | 5023857.467 | 433883.0652 | 9473256.4671 | 30266558.1794 | 11 | 4659349558.4561 | 133013269.09 | 262.5436 | 215.5553 | 480.4388 | 393.9318 | 439.5815 | 393.9318 | 209.1935 | 176.3342 | 112.3988 | 89.5787 | 44771733.9629 | 5052399.5065 | 397351.817 | 9376899.8716 | 29945082.7678 | 0 | 247 | 247 | 394 | 394 | 1059312049 | 1059312049 | 1317633292.85 | 1317633292.85 | 4194306841.0468 | 133013269.09 | 649419189.239 | -3553255195.015 | -3553255195.015 | -1.4901e-08 | -465042717.4092 | -465042717.4092 | 4308924148.8135 | 4308924148.8135 | 184376471.8298 | 184376471.8298 | 755668953.7985 | 755668953.7985 | 239149662.3973 | -1936424.0631 | 52963748.4487 | -19197049.3422 | 270979937.4406 | 270979937.4406 | 0 | 0 | 116911226.9768 | 191830161.9529 | 308741388.9297 | 239149662.3973 | -1936424.0631 | -63947478.5281 | -211027211.2951 | -37761451.4891 | -194046077.7244 | -194046077.7244 | 76933859.7163 | 76933859.7163 | -1538308.0895 | -5.2851e-08 | -6.2177e-09 | 1944183776.4973 | 442013906.4639 | 442013906.4639 | 1750137698.7729 | -2085824069.4783 | -2085824069.4783 | 2476751785.2212 | 390927715.743 | 390927715.743 | 2476751785.2212
Alternative_High_generation_cost | 2035 | 530283912.9593 | -10916984.5931 | 167596363.6076 | -438194909.6988 | 248768382.275 | -119143838.0082 | -9794511.6343 | 312225444.118 | 63242488.8027 | 246529583.2782 | 649427750.9675 | -1122472.9588 | -144629080.5104 | -501437398.5015 | 2238798.9969 | -10 | -3262976.0361 | 2.4401e-07 | 264.658 | 193.2427 | 518.9848 | 328.3149 | 354.2175 | 328.3149 | 192.7114 | 177.4885 | 97.5178 | 91.6865 | 45179269.2081 | 5018593.6987 | 432053.5175 | 9472451.0613 | 30256170.9307 | 11 | 3924630130.1323 | 129419261.22 | 231.7161 | 194.2686 | 413.1027 | 352.0772 | 380.7131 | 352.0772 | 174.9363 | 144.2711 | 112.141 | 89.5787 | 44480376.0983 | 5009392.8172 | 392321.7271 | 9326424.5191 | 29752237.0349 | 1 | 0 | 52.5 | 394 | 446.5 | 0 | 291785102 | 1317633292.85 | 1609418394.85 | 3776279636.7222 | 129419261.22 | 248768382.275 | -3304486812.74 | -3304486812.74 | -4.4703e-08 | -148350493.4101 | -148350493.4101 | 4160573655.4034 | 4160573655.4034 | 100417888.8649 | 100417888.8649 | 856086842.6634 | 856086842.6634 | 208744291.6491 | -4297430.4144 | 65973685.6979 | -172493797.7448 | 97926749.1878 | 97926749.1878 | -46900529.0592 | -3855573.1056 | 122906385.7576 | 24895170.6899 | 97045454.2827 | 255644820.7083 | -441857.3088 | -56932700.0597 | -197388968.4347 | 881294.9051 | -58397620.4178 | -58397620.4178 | 39529128.77 | 39529128.77 | -1284458.3904 | 9.6052e-08 | -1.7597e-08 | 1544916065.6738 | 0 | 114860121.0451 | 1486518445.2559 | -1987897320.2905 | -1987897320.2905 | 2418354164.8034 | 430456844.5129 | 430456844.5129 | 2418354164.8034
Alternative_High_generation_cost | 2036 | 130635754.2955 | -45007627.1795 | -558665561.7996 | -534221603.296 | -1007259037.9796 | -552627827.4127 | -45218994.3584 | -419416344.4644 | -25658954.118 | -1042922120.3535 | 683263581.7082 | 211367.179 | -139249217.3352 | -508562649.178 | 35663082.3739 | -8 | -2550294.281 | -2.1933e-07 | 234.7187 | 167.7463 | 464.929 | 284.5088 | 303.2073 | 284.5088 | 146.8409 | 134.2783 | 93.8948 | 88.7285 | 45375644.3742 | 5044812.8216 | 433628.2043 | 9512719.2724 | 30384484.0758 | 9 | 3427927259.9612 | 126829656.5 | 246.9611 | 216.0097 | 439.0449 | 393.9318 | 412.1375 | 393.9318 | 206.0212 | 178.6429 | 111.6122 | 89.5787 | 44816670.0098 | 5055949.3792 | 392870.7273 | 9394975.8197 | 29972874.0835 | 1 | 0 | 143.214 | 394 | 589.714 | 0 | 885135783.7 | 1317633292.85 | 2494554178.55 | 4202415033.9417 | 126829656.5 | -1007259037.9796 | -4311745850.7196 | -4311745850.7196 | 0 | 774487773.9805 | 774487773.9805 | 4935061429.3838 | 4935061429.3838 | -232771263.9991 | -232771263.9991 | 623315578.6643 | 623315578.6643 | 48513470.9419 | -16714231.2999 | -207468511.5479 | -198390895.11 | -374060167.0158 | -374060167.0158 | -205226311.8276 | -16792725.5495 | -155756306.9121 | -9528822.5778 | -387304166.867 | 253739782.7695 | 78494.2495 | -51712204.6358 | -188862072.5321 | 13243999.8512 | 287617201.8947 | 287617201.8947 | -86442965.1211 | -86442965.1211 | -947088.5529 | -8.145e-08 | 0 | 1273010213.8882 | 0 | 328707935.6931 | 1560627415.7829 | -2361957487.3063 | -2361957487.3063 | 2705971366.6981 | 344013879.3918 | 344013879.3918 | 2705971366.6981
Alternative_High_generation_cost | 2037 | 171961510.1157 | -40366720.2192 | -730658119.4294 | -660648936.7131 | -1259712266.2461 | -457696447.3398 | -37430691.8273 | -548746886.6594 | -132114368.6408 | -1175988394.4673 | 629657957.4555 | -2936028.3919 | -181911232.7701 | -528534568.0723 | -83723871.7788 | -5 | -1561272.7165 | 2.2072e-07 | 240.1518 | 174.5353 | 481.8246 | 303.4823 | 320.3896 | 303.4823 | 144.359 | 134.2783 | 93.6069 | 88.7285 | 45534632.5987 | 5064957.834 | 433152.904 | 9547075.7463 | 30489446.1144 | 6 | 3529880734.8067 | 125465844.28 | 254.6642 | 220.2295 | 447.5139 | 393.9318 | 417.7437 | 393.9318 | 221.3148 | 192.1266 | 115.4393 | 93.0949 | 44899075.81 | 5055530.362 | 394506.7316 | 9424848.9462 | 30024189.7702 | 1 | 0 | 0 | 394 | 589.714 | 0 | 0 | 1317633292.85 | 2494554178.55 | 4343076069.9981 | 125465844.28 | -1259712266.2461 | -5571458116.9657 | -5571458116.9657 | 0 | 813195335.1914 | 813195335.1914 | 5748256764.5753 | 5748256764.5753 | -446516931.0547 | -446516931.0547 | 176798647.6096 | 176798647.6096 | 60245647.3822 | -14142229.7971 | -255981535.5802 | -231454253.0936 | -441332371.0886 | -441332371.0886 | -160351108.5474 | -13113610.4794 | -192250064.6426 | -46285448.7723 | -412000232.4416 | 220596755.9296 | -1028619.3177 | -63731470.9376 | -185168804.3213 | -29332138.647 | 284897936.6596 | 284897936.6596 | -156434434.4291 | -156434434.4291 | -546982.2025 | 7.7329e-08 | 0 | 1236671798.8661 | 0 | 0 | 1521569735.5257 | -2803289858.3949 | -2803289858.3949 | 2990869303.3577 | 187579444.9628 | 187579444.9628 | 2990869303.3577
Alternative_High_generation_cost | 2038 | 209993444.5365 | -38157505.6155 | -649826963.3121 | -675451861.8258 | -1153442886.2169 | -445040696.6468 | -36312544.054 | -446055034.5319 | -141817397.0435 | -1069225672.2762 | 655034141.1833 | -1844961.5615 | -203771928.7802 | -533634464.7823 | -84217213.9407 | -4 | -1225514.2059 | 2.617e-07 | 241.1031 | 175.8686 | 484.4638 | 306.6893 | 323.2916 | 306.6893 | 143.4531 | 134.2783 | 94.0143 | 89.1459 | 45872348.0005 | 5105272.9609 | 436323.401 | 9619752.7593 | 30710998.8794 | 5 | 3580017941.8625 | 124160493.37 | 251.4435 | 218.3437 | 443.0561 | 393.9318 | 414.8299 | 393.9318 | 211.2816 | 180.9516 | 116.1727 | 93.7991 | 45230326.3616 | 5097111.9514 | 396127.551 | 9494160.9504 | 30242925.9087 | 1 | 52.5 | 0 | 446.5 | 589.714 | 291785102 | 0 | 1609418394.85 | 2494554178.55 | 4327369317.8869 | 124160493.37 | -1153442886.2169 | -6724901003.1826 | -6724901003.1826 | -4.4703e-08 | 747351376.0244 | 747351376.0244 | 6495608140.5997 | 6495608140.5997 | -406091510.1925 | -406091510.1925 | -229292862.5829 | -229292862.5829 | 69405565.5389 | -12611552.0541 | -214776265.9479 | -223245628.2994 | -381227880.7625 | -381227880.7625 | -147091740.4434 | -12001768.2542 | -147426992.3115 | -46872494.838 | -353392995.8471 | 216497305.9823 | -609783.8 | -67349273.6364 | -176373133.4613 | -27834884.9154 | 247009353.1906 | 247009353.1906 | -134218527.5719 | -134218527.5719 | -405048.3896 | 8.6496e-08 | -1.4775e-08 | 1183242507.6063 | 96438772.4809 | 0 | 1430251860.7969 | -3184517739.1574 | -3184517739.1574 | 3237878656.5482 | 53360917.3908 | 53360917.3908 | 3237878656.5482
Alternative_High_generation_cost | 2039 | 743168244.4096 | 5849404.4194 | -168292608.5456 | -530334980.1305 | 50390060.1529 | 110586728.57 | 9021026.6046 | 37651428.907 | 13905013.7563 | 171164197.8379 | 632581515.8396 | -3171622.1852 | -205944037.4526 | -544239993.8868 | -120774137.6849 | -4 | -1203506.5155 | -1.1362e-07 | 250.297 | 184.3792 | 507.774 | 328.3149 | 345.9622 | 328.3149 | 147.6078 | 138.2039 | 94.115 | 89.1459 | 46153440.45 | 5137252.6108 | 438497.777 | 9680959.8846 | 30896730.1776 | 4 | 3733636764.0886 | 122910277.79 | 211.2033 | 175.6661 | 362.0335 | 306.6893 | 331.6383 | 306.6893 | 164.9741 | 134.2783 | 111.4496 | 88.691 | 45234803.43 | 5090102.8035 | 395790.8079 | 9501313.7114 | 30247596.1072 | 0 | 143.214 | 0 | 589.714 | 589.714 | 885135783.7 | 0 | 2494554178.55 | 2494554178.55 | 3530634451.9531 | 122910277.79 | 50390060.1529 | -6674510943.0296 | -6674510943.0296 | -8.9407e-08 | -203002312.1355 | -203002312.1355 | 6292605828.4642 | 6292605828.4642 | -152612251.9825 | -152612251.9825 | -381905114.5655 | -381905114.5655 | 231723371.4786 | 1823871.9474 | -52474430.8445 | -165360953.6377 | 15711858.9438 | 15711858.9438 | 34481464.699 | 2812798.7367 | 11739893.5072 | 4335649.0166 | 53369805.9595 | 197241906.7796 | -988926.7892 | -64214324.3517 | -169696602.6544 | -37657947.0158 | -63297080.4927 | -63297080.4927 | -47585221.5489 | -47585221.5489 | -375259.0204 | -3.5428e-08 | -2.7878e-08 | 1164165591.5185 | 275989521.2937 | 0 | 1100868511.0258 | -3168805880.2136 | -3168805880.2136 | 3174581576.0556 | 5775695.8419 | 5775695.8419 | 3174581576.0556
Alternative_High_generation_cost | 2040 | 1092863528.6394 | 32190069.9251 | -45315562.2086 | -511777955.0556 | 567960081.3003 | 391810651.7948 | 31843102.4633 | 129409125.9498 | 26118454.9366 | 579181335.1445 | 701052876.8446 | 346967.4618 | -174724688.1584 | -537896409.9922 | -11221253.8442 | -4 | -1182027.5116 | 2.7101e-07 | 273.9926 | 207.3046 | 567.9563 | 386.6201 | 405.5188 | 386.6201 | 157.4604 | 147.7061 | 94.6349 | 89.5787 | 46443450.3151 | 5170787.036 | 440910.0501 | 9743915.4118 | 31087837.8172 | 4 | 4108270518.606 | 121712085.37 | 208.2401 | 177.0118 | 355.3629 | 310.4036 | 328.4736 | 310.4036 | 162.1313 | 134.2783 | 111.297 | 88.7285 | 45386664.7066 | 5110727.3258 | 394685.6995 | 9530851.1381 | 30350400.5432 | 0 | 0 | 0 | 589.714 | 589.714 | 0 | 0 | 2494554178.55 | 2494554178.55 | 3552750631.4751 | 121712085.37 | 567960081.3003 | -6106550861.7294 | -6106550861.7294 | -1.4901e-08 | -555519887.1308 | -555519887.1308 | 5737085941.3334 | 5737085941.3334 | 12440194.1695 | 12440194.1695 | -369464920.396 | -369464920.396 | 321471711.3879 | 9468882.9825 | -13329817.4511 | -150542250.474 | 167068526.4453 | 167068526.4453 | 115253220.0697 | 9366820.629 | 38066393.5598 | 7682884.6304 | 170369318.8889 | 206218491.3182 | 102062.3534 | -51396211.0108 | -158225135.1044 | -3300792.4436 | -163409176.1194 | -163409176.1194 | 3659350.3259 | 3659350.3259 | -347699.7787 | 7.972e-08 | -4.3833e-09 | 1208469968.8944 | 0 | 0 | 1045060792.775 | -3001737353.7683 | -3001737353.7683 | 3011172399.9361 | 9435046.1678 | 9435046.1678 | 3011172399.9361
Alternative_High_generation_cost | 2041 | 731715818.8282 | 1780544.5141 | -148928222.3038 | -550002727.14 | 34565413.8985 | 0 | 0 | 0 | -12897785.5974 | -12897785.5974 | 731715818.8282 | 1780544.5141 | -148928222.3038 | -537104941.5426 | 47463199.4959 | 1 | 290067.6384 | 6.9849e-08 | 252.1197 | 183.9262 | 514.3057 | 329.7276 | 350.9658 | 329.7276 | 145.6722 | 134.2783 | 93.8655 | 88.7285 | 46705732.8318 | 5211275.5207 | 441576.4303 | 9800364.7046 | 31252516.1762 | 2 | 3747910127.9713 | 120563003.47 | 214.6048 | 184.1121 | 373.2098 | 329.7276 | 346.866 | 329.7276 | 161.1367 | 134.2783 | 111.6713 | 89.1459 | 45694480.905 | 5147123.9484 | 397033.6179 | 9598236.8433 | 30552086.4955 | 3 | 0 | 81.3488 | 589.714 | 671.0628 | 0 | 684493937.7 | 2494554178.55 | 3179048116.25 | 3682118525.889 | 120563003.47 | 34565413.8985 | -6071985447.8309 | -6071985447.8309 | -1.4901e-08 | -65791602.0823 | -65791602.0823 | 5671294339.2511 | 5671294339.2511 | -31226188.1838 | -31226188.1838 | -400691108.5798 | -400691108.5798 | 203054869.2132 | 494110.1779 | -41328340.7628 | -152628560.0948 | 9592078.5336 | 9592078.5336 | 0 | 0 | 0 | -3579201.2421 | -3579201.2421 | 203054869.2132 | 494110.1779 | -41328340.7628 | -149049358.8527 | 13171279.7757 | -18257504.9116 | -18257504.9116 | -8665426.378 | -8665426.378 | 80495.2481 | 1.9384e-08 | -4.1351e-09 | 1040064163.266 | 0 | 189950556.5145 | 1021806658.3544 | -2992145275.2347 | -2992145275.2347 | 2992914895.0245 | 769619.7898 | 769619.7898 | 2992914895.0245
Alternative_High_generation_cost | 2042 | 444375846.2393 | -21644679.7835 | -167705594.5175 | -568374169.9498 | -313348598.0116 | -280722305.8349 | -22706567.1333 | -1008639.4509 | -26395455.029 | -330832967.4481 | 725098152.0741 | 1061887.3498 | -166696955.0666 | -541978714.9208 | 17484369.4365 | -4 | -1137589.8285 | -2.0163e-07 | 255.8607 | 187.5818 | 525.531 | 339.9443 | 361.3418 | 339.9443 | 144.2501 | 134.2783 | 93.9029 | 88.7285 | 46882981.5745 | 5225188.0326 | 442377.5687 | 9841622.2953 | 31373793.6779 | 5 | 3812535490.0172 | 119460305.63 | 238.8584 | 207.2983 | 440.1651 | 393.9318 | 412.8877 | 393.9318 | 161.4769 | 134.3818 | 112.2161 | 89.5787 | 45941672.5689 | 5174343.0912 | 398801.2287 | 9652498.4042 | 30716029.8449 | 1 | 0 | 0 | 589.714 | 671.0628 | 0 | 0 | 2494554178.55 | 3179048116.25 | 4038700182.3119 | 119460305.63 | -313348598.0116 | -6385334045.8424 | -6385334045.8424 | -1.4901e-08 | 226164692.2947 | 226164692.2947 | 5897459031.5458 | 5897459031.5458 | -87183905.7168 | -87183905.7168 | -487875014.2966 | -487875014.2966 | 116336379.5041 | -5666517.8876 | -43904865.3383 | -148798801.0491 | -82033804.771 | -82033804.771 | -73492330.8349 | -5944517.0875 | -264059.0458 | -6910257.8356 | -86611164.8039 | 189828710.339 | 277999.1999 | -43640806.2925 | -141888543.2135 | 4577360.0329 | 59209297.0306 | 59209297.0306 | -22824507.7404 | -22824507.7404 | -297817.9015 | -5.2787e-08 | -3.9011e-09 | 998111349.6446 | 0 | 0 | 1057320646.6752 | -3074179080.0058 | -3074179080.0058 | 3052124192.0552 | -22054887.9506 | -22054887.9506 | 3052124192.0552
Alternative_High_generation_cost | 2043 | 710541567.1163 | -4827.2169 | -230740608.6173 | -559585401.1697 | -79789269.8876 | 0 | 0 | -59562566.0825 | -13531136.8667 | -73093702.9491 | 710541567.1163 | -4827.2169 | -171178042.5348 | -546054264.3031 | -6695566.9385 | -1 | -278375.0572 | 2.3283e-08 | 275.706 | 207.8578 | 578.3821 | 393.9318 | 414.63 | 393.9318 | 147.935 | 138.2039 | 94.3585 | 89.1459 | 47169381.1076 | 5256285.4778 | 444610.8555 | 9904232.3721 | 31564252.4023 | 4 | 4148282070.4277 | 118401439.15 | 241.7368 | 209.2447 | 442.7047 | 393.9318 | 414.5898 | 393.9318 | 171.4404 | 144.2711 | 112.2633 | 89.5787 | 46309411.8618 | 5222629.336 | 401361.9305 | 9730200.8732 | 30955219.7221 | 3 | 0 | 0 | 589.714 | 671.0628 | 0 | 0 | 2494554178.55 | 3179048116.25 | 4132826164.9301 | 118401439.15 | -79789269.8876 | -6465123315.73 | -6465123315.73 | -4.4703e-08 | -15455905.4976 | -15455905.4976 | 5882003126.0482 | 5882003126.0482 | -95245175.3852 | -95245175.3852 | -583120189.6818 | -583120189.6818 | 175488524.7774 | -1192.219 | -56987980.558 | -138205590.0499 | -19706238.0495 | -19706238.0495 | 0 | 0 | -14710676.1061 | -3341900.5406 | -18052576.6467 | 175488524.7774 | -1192.219 | -42277304.4519 | -134863689.5092 | -1653661.4027 | -3817277.103 | -3817277.103 | -23523515.1525 | -23523515.1525 | -68752.6675 | 5.7504e-09 | -1.1041e-08 | 1024536683.8347 | 0 | 0 | 1020719406.7317 | -3093885318.0552 | -3093885318.0552 | 3048306914.9522 | -45578403.103 | -45578403.103 | 3048306914.9522
Alternative_High_generation_cost | 2044 | 1192184108.6877 | 39788935.5217 | -51456273.7115 | -524048675.2603 | 656468095.2377 | 515356376.3318 | 41547320.7064 | 135189864.0719 | 27855860.6391 | 719949421.7491 | 676827732.3559 | -1758385.1846 | -186646137.7833 | -551904535.8994 | -63481326.5114 | -2 | -543838.9206 | 2.8266e-07 | 294.3095 | 225.733 | 624.0999 | 437.9648 | 460.1618 | 437.9648 | 158.1773 | 147.9936 | 94.879 | 89.5787 | 47533551.953 | 5303004.7258 | 447752.0062 | 9982035.4391 | 31800759.782 | 3 | 4454373377.762 | 117384013.49 | 223.4365 | 187.5652 | 396.9956 | 339.9443 | 365.9819 | 339.9443 | 163.3122 | 134.2783 | 111.5829 | 88.691 | 46303734.5894 | 5212272.1707 | 399975.1233 | 9731735.179 | 30959752.1165 | 1 | 81.3488 | 0 | 671.0628 | 671.0628 | 684493937.7 | 0 | 3179048116.25 | 3179048116.25 | 3749147195.032 | 117384013.49 | 656468095.2377 | -5808655220.4923 | -5808655220.4923 | 0 | -705226182.73 | -705226182.73 | 5176776943.3182 | 5176776943.3182 | -48758087.4923 | -48758087.4923 | -631878277.1741 | -631878277.1741 | 277777264.6327 | 9270767.4858 | -11989241.3056 | -122102623.653 | 152956167.1599 | 152956167.1599 | 120077329.9068 | 9680468.8257 | 31499053.1868 | 6490377.3804 | 167747229.2996 | 157699934.726 | -409701.3399 | -43488294.4924 | -128593001.0334 | -14791062.1397 | -164316734.7716 | -164316734.7716 | -11360567.6117 | -11360567.6117 | -126713.7237 | 6.5859e-08 | 0 | 1037862896.7716 | 159486150.0723 | 0 | 873546162 | -2940929150.8953 | -2940929150.8953 | 2883990180.1806 | -56938970.7147 | -56938970.7147 | 2883990180.1806
Alternative_High_generation_cost | 2045 | 786046568.2564 | 3863417.7424 | -150014314.1521 | -549227280.3675 | 90668391.4793 | 0 | 0 | 0 | 0 | 0 | 786046568.2564 | 3863417.7424 | -150014314.1521 | -549227280.3675 | 90668391.4793 | -2 | -529979.6677 | 8.2422e-08 | 279.4485 | 206.8993 | 590.0495 | 393.9318 | 422.4572 | 393.9318 | 146.5342 | 134.2783 | 94.1324 | 88.7285 | 47600599.0415 | 5311134.5978 | 445966.7173 | 10006218.3079 | 31837279.4186 | 4 | 4130852771.9964 | 116405789.44 | 239.1921 | 206.8993 | 441.7131 | 393.9318 | 413.8177 | 393.9318 | 161.8399 | 134.2783 | 111.5816 | 88.7285 | 46595874.0904 | 5247919.7845 | 401307.293 | 9794866.9109 | 31151780.102 | 2 | 0 | 65.0791 | 671.0628 | 736.1419 | 0 | 547595150.1 | 3179048116.25 | 3726643266.35 | 4053294775.3495 | 116405789.44 | 90668391.4793 | -5717986829.013 | -5717986829.013 | -4.4703e-08 | -77557996.6469 | -77557996.6469 | 5099218946.6713 | 5099218946.6713 | 13110394.8324 | 13110394.8324 | -618767882.3417 | -618767882.3417 | 172780918.7887 | 849217.9651 | -32974650.7108 | -120725664.3028 | 19929821.7402 | 19929821.7402 | 0 | 0 | 0 | 0 | 0 | 172780918.7887 | 849217.9651 | -32974650.7108 | -120725664.3028 | 19929821.7402 | -17048025.4749 | -17048025.4749 | 2881796.2654 | 2881796.2654 | -116494.846 | 1.8117e-08 | -9.8263e-09 | 908002866.6871 | 0 | 120366905.7018 | 890954841.2123 | -2920999329.1551 | -2920999329.1551 | 2866942154.7057 | -54057174.4493 | -54057174.4493 | 2866942154.7057
Alternative_High_generation_cost | 2046 | 746960093.9185 | 1383336.777 | -169523620.8014 | -554002418.9327 | 24817390.9614 | 0 | 0 | 0 | 0 | 0 | 746960093.9185 | 1383336.777 | -169523620.8014 | -554002418.9327 | 24817390.9614 | -3 | -772756.7024 | 5.3085e-08 | 293.5092 | 223.4729 | 628.16 | 438.0917 | 462.503 | 438.0917 | 148.5732 | 138.2039 | 94.1208 | 88.7285 | 47891383.4749 | 5345383.4786 | 447827.3828 | 10070484.9416 | 32027687.6719 | 5 | 4393916283.7591 | 115464669.11 | 256.4698 | 223.4729 | 487.9337 | 438.0917 | 459.3895 | 438.0917 | 165.6066 | 138.2039 | 111.5984 | 88.7285 | 46970213.2565 | 5296146.4133 | 403970.0231 | 9874594.697 | 31395502.1231 | 2 | 0 | 0 | 671.0628 | 736.1419 | 0 | 0 | 3179048116.25 | 3726643266.35 | 4322628064.4744 | 115464669.11 | 24817390.9614 | -5693169438.0516 | -5693169438.0516 | 1.4901e-08 | -71288219.2846 | -71288219.2846 | 5027930727.3867 | 5027930727.3867 | -46470828.3233 | -46470828.3233 | -665238710.665 | -665238710.665 | 154895584.6601 | 286859.7139 | -35153766.0064 | -114882346.838 | 5146331.5296 | 5146331.5296 | 0 | 0 | 0 | 0 | 0 | 154895584.6601 | 286859.7139 | -35153766.0064 | -114882346.838 | 5146331.5296 | -14782892.0117 | -14782892.0117 | -9636560.4821 | -9636560.4821 | -160244.9745 | 1.1008e-08 | 3.09e-09 | 911157419.6018 | 0 | 0 | 896374527.5901 | -2915852997.6255 | -2915852997.6255 | 2852159262.694 | -63693734.9314 | -63693734.9314 | 2852159262.694
Alternative_High_generation_cost | 2047 | 1846730303.2736 | 89657850.5039 | -112064742.2191 | -121207095.4524 | 1703116316.106 | 1111829320.7099 | 89047801.5787 | 62401560.4419 | 437637265.6565 | 1700915948.387 | 734900982.5636 | 610048.9252 | -174466302.661 | -558844361.1088 | 2200367.7191 | -4 | -998985.6415 | -1.7323e-07 | 355.2194 | 282.7057 | 799.3218 | 602.3656 | 631.2422 | 602.3656 | 151.0019 | 140.5073 | 94.1737 | 88.7285 | 48095824.215 | 5360822.6419 | 449123.46 | 10118754.3675 | 32167123.7456 | 5 | 5288424279.7963 | 114558686.44 | 237.2346 | 200.778 | 453.1253 | 393.9318 | 421.3742 | 393.9318 | 162.1977 | 134.2783 | 97.9859 | 74.9843 | 47146044.0441 | 5307591.8885 | 405323.2096 | 9917104.5699 | 31516024.376 | 1 | 65.0791 | 0 | 736.1419 | 736.1419 | 547595150.1 | 0 | 3726643266.35 | 3726643266.35 | 3814872809.6824 | 114558686.44 | 1703116316.106 | -3990053121.9456 | -3990053121.9456 | -2.9802e-08 | -1473551470.114 | -1473551470.114 | 3554379257.2727 | 3554379257.2727 | 229564845.9921 | 229564845.9921 | -435673864.6729 | -435673864.6729 | 361276113.4802 | 17539778.1233 | -21923241.5558 | -23711761.427 | 333180888.6208 | 333180888.6208 | 217507329.1035 | 17420434.1648 | 12207626.1984 | 85615040.9024 | 332750430.369 | 143768784.3768 | 119343.9585 | -34130867.7542 | -109326802.3294 | 430458.2517 | -288271084.9506 | -288271084.9506 | 44909803.6701 | 44909803.6701 | -195431.704 | -3.3888e-08 | -5.8302e-09 | 1034575198.5835 | 107126117.5701 | 0 | 746304113.6328 | -2582672109.0047 | -2582672109.0047 | 2563888177.7434 | -18783931.2613 | -18783931.2613 | 2563888177.7434
Alternative_High_generation_cost | 2048 | 2153702810.0887 | 112167315.2948 | 565413207.4648 | -337921469.261 | 2493361863.5874 | 1348011919.1257 | 107701050.2564 | 723531469.3815 | 209607598.6612 | 2388852037.4248 | 805690890.963 | 4466265.0385 | -158118261.9166 | -547529067.9222 | 104509826.1626 | -3 | -724656.4064 | -7.5903e-08 | 385.787 | 310.9805 | 847.3426 | 644.8085 | 678.0855 | 644.8085 | 218.0189 | 206.0617 | 94.6499 | 89.1459 | 48419458.3403 | 5416122.877 | 451295.141 | 10203424.2165 | 32348616.1058 | 5 | 5943770678.8291 | 113685998.53 | 238.3744 | 204.1666 | 447.256 | 393.9318 | 417.4402 | 393.9318 | 162.0657 | 134.2783 | 105.2555 | 82.5928 | 47316903.1304 | 5330284.4472 | 407302.1302 | 9955298.7866 | 31624017.7663 | 2 | 0 | 0 | 736.1419 | 736.1419 | 0 | 0 | 3726643266.35 | 3726643266.35 | 3955587137.7151 | 113685998.53 | 2493361863.5874 | -1496691258.3582 | -1496691258.3582 | -2.9802e-08 | -1988183541.114 | -1988183541.114 | 1566195716.1587 | 1566195716.1587 | 505178322.4733 | 505178322.4733 | 69504457.8004 | 69504457.8004 | 397480366.8996 | 20701233.9069 | 104350817.6245 | -62365684.3256 | 460166734.1054 | 460166734.1054 | 248784683.6106 | 19876954.5969 | 133532608.3831 | 38684494.8293 | 440878741.4199 | 148695683.289 | 824279.31 | -29181790.7586 | -101050179.1549 | 19287992.6855 | -366932670.4148 | -366932670.4148 | 93234063.6906 | 93234063.6906 | -133740.2231 | -1.4008e-08 | -5.5002e-09 | 1096962932.4534 | 0 | 0 | 730030262.0386 | -2122505374.8993 | -2122505374.8993 | 2196955507.3286 | 74450132.4293 | 74450132.4293 | 2196955507.3286
Alternative_High_generation_cost | 2049 | 1479473038.5838 | 56221335.2648 | -86179783.6671 | -910671505.9107 | 538843084.2708 | 597319741.1844 | 47766000.1396 | 39809217.3635 | -362518807.0981 | 322376151.5894 | 882153297.3994 | 8455335.1252 | -125989001.0306 | -548152698.8126 | 216466932.6814 | -4 | -932491.4398 | -4.1816e-07 | 357.8187 | 277.2141 | 819.5693 | 602.3656 | 645.1867 | 602.3656 | 153.1442 | 138.2039 | 83.0023 | 77.4161 | 48664584.499 | 5430618.5359 | 453534.9716 | 10268118.7516 | 32512312.2399 | 5 | 5107726811.1959 | 112844877.41 | 276.6606 | 241.8235 | 546.684 | 491.583 | 516.1813 | 491.583 | 162.0421 | 134.2783 | 111.3722 | 88.691 | 47568087.1583 | 5353017.1307 | 408802.4119 | 10013483.3356 | 31792784.28 | 1 | 0 | 81.3488 | 736.1419 | 817.4907 | 0 | 684621884.2 | 3726643266.35 | 4411265150.55 | 4606102487.575 | 112844877.41 | 538843084.2708 | -957848174.0874 | -957848174.0874 | -7.4506e-08 | -501624323.6209 | -501624323.6209 | 1064571392.5378 | 1064571392.5378 | 37218760.6499 | 37218760.6499 | 106723218.4504 | 106723218.4504 | 257591244.4266 | 9788704.0429 | -15004773.4161 | -158557135.1107 | 93818039.9427 | 93818039.9427 | 103999418.3331 | 8316544.5374 | 6931188.0466 | -63118196.9614 | 56128953.9557 | 153591826.0935 | 1472159.5056 | -21935961.4627 | -95438938.1493 | 37689085.987 | -87337876.6536 | -87337876.6536 | 6480163.2891 | 6480163.2891 | -162356.2067 | -7.2807e-08 | -1.2972e-08 | 889306983.7531 | 0 | 119199605.8823 | 801969107.0995 | -2028687334.9566 | -2028687334.9566 | 2109617630.675 | 80930295.7184 | 80930295.7184 | 2109617630.675
Alternative_Low_battery_cost | 2008 | 0 | 0 | 0 | 0 | 0 | 0 | 0 | 0 | 0 | 0 | 0 | 0 | 0 | 0 | 0 | 0 | 0 | 0 | 222.835 | 177.0197 | 355.9702 | 236.8084 | 247.7358 | 236.6214 | 177.2594 | 170.1169 | 139.5568 | 132.0416 | 41261560.177 | 4827744.252 | 282869.1125 | 8626822.428 | 27524124.3845 | 0 |  | 100822072.5524 | 222.835 | 177.0197 | 355.9702 | 236.8084 | 247.7358 | 236.6214 | 177.2594 | 170.1169 | 139.5568 | 132.0416 | 41261560.177 | 4827744.252 | 282869.1125 | 8626822.428 | 27524124.3845 | 0 | [9 empty] | 100822072.5524 | 0 | 0 | 0 | 0 | [8 empty] | 0 | 0 | 0 | 0 | 0 | 0 | 0 | 0 | 0 | 0 | 0 | 0 | 0 | 0 | 0 | 0 |  |  |  |  | 0 | 0 | 0 |  |  |  |  | 0 | 0
Alternative_Low_battery_cost | 2009 | 0 | 0 | 0 | 0 | 0 | 0 | 0 | 0 | 0 | 0 | 0 | 0 | 0 | 0 | 0 | 0 | 0 | 0 | 98.4761 | 62.53 | 195.022 | 95.401 | 109.1309 | 95.1257 | 63.4507 | 59.672 | 39.2003 | 37.3931 | 39602848.455 | 4781931.383 | 228048.021 | 8373054.736 | 26219814.315 | -269.825 |  | 110628296.0159 | 98.4761 | 62.53 | 195.022 | 95.401 | 109.1309 | 95.1257 | 63.4507 | 59.672 | 39.2003 | 37.3931 | 39602848.455 | 4781931.383 | 228048.021 | 8373054.736 | 26219814.315 | -269.825 | [9 empty] | 110628296.0159 | 0 | 0 | 0 | 0 | [8 empty] | 0 | 0 | 0 | 0 | 0 | 0 | 0 | 0 | 0 | 0 | 0 | 0 | 0 | 0 | 0 | 0 |  |  |  |  | 0 | 0 | 0 |  |  |  |  | 0 | 0
Alternative_Low_battery_cost | 2010 | 0 | 0 | 0 | 0 | 0 | 0 | 0 | 0 | 0 | 0 | 0 | 0 | 0 | 0 | 0 | 0 | 0 | 0 | 115.9474 | 75.0646 | 201.1316 | 87.9426 | 97.9933 | 87.7062 | 84.4326 | 79.755 | 64.8128 | 62.6532 | 40939219.298 | 4741764.959 | 250531.468 | 8609720.309 | 27337202.562 | -102.054 |  | 115634004.5155 | 115.9474 | 75.0646 | 201.1316 | 87.9426 | 97.9933 | 87.7062 | 84.4326 | 79.755 | 64.8128 | 62.6532 | 40939219.298 | 4741764.959 | 250531.468 | 8609720.309 | 27337202.562 | -102.054 | [9 empty] | 115634004.5155 | 0 | 0 | 0 | 0 | [8 empty] | 0 | 0 | 0 | 0 | 0 | 0 | 0 | 0 | 0 | 0 | 0 | 0 | 0 | 0 | 0 | 0 |  |  |  |  | 0 | 0 | 0 |  |  |  |  | 0 | 0
Alternative_Low_battery_cost | 2011 | 0 | 0 | 0 | 0 | 0 | 0 | 0 | 0 | 0 | 0 | 0 | 0 | 0 | 0 | 0 | 0 | 0 | 0 | 101.3344 | 67.4736 | 181.5052 | 90.6321 | 95.3539 | 89.6583 | 72.3432 | 65.7461 | 52.5564 | 49.6632 | 41114178.262 | 4752964.725 | 275946.602 | 8622751.24 | 27462515.695 | 66.336 |  | 108065577.627 | 101.3344 | 67.4736 | 181.5052 | 90.6321 | 95.3539 | 89.6583 | 72.3432 | 65.7461 | 52.5564 | 49.6632 | 41114178.262 | 4752964.725 | 275946.602 | 8622751.24 | 27462515.695 | 66.336 | [9 empty] | 108065577.627 | 0 | 0 | 0 | 0 | [8 empty] | 0 | 0 | 0 | 0 | 0 | 0 | 0 | 0 | 0 | 0 | 0 | 0 | 0 | 0 | 0 | 0 |  |  |  |  | 0 | 0 | 0 |  |  |  |  | 0 | 0
Alternative_Low_battery_cost | 2012 | 0 | 0 | 0 | 0 | 0 | 0 | 0 | 0 | 0 | 0 | 0 | 0 | 0 | 0 | 0 | 0 | 0 | 0 | 153.4623 | 110.6784 | 242.8116 | 128.5609 | 135.7194 | 128.2835 | 120.4356 | 114.6827 | 99.7791 | 94.5508 | 40660356.413 | 4636441.846 | 296628.236 | 8528166.74 | 27199119.591 | 59.13 |  | 101290563.8065 | 153.4623 | 110.6784 | 242.8116 | 128.5609 | 135.7194 | 128.2835 | 120.4356 | 114.6827 | 99.7791 | 94.5508 | 40660356.413 | 4636441.846 | 296628.236 | 8528166.74 | 27199119.591 | 59.13 | [9 empty] | 101290563.8065 | 0 | 0 | 0 | 0 | [8 empty] | 0 | 0 | 0 | 0 | 0 | 0 | 0 | 0 | 0 | 0 | 0 | 0 | 0 | 0 | 0 | 0 |  |  |  |  | 0 | 0 | 0 |  |  |  |  | 0 | 0
Alternative_Low_battery_cost | 2013 | 0 | 0 | 0 | 0 | 0 | 0 | 0 | 0 | 0 | 0 | 0 | 0 | 0 | 0 | 0 | 0 | 0 | 0 | 128.9149 | 79.1418 | 224.721 | 86.4201 | 90.5413 | 85.5662 | 91.7316 | 86.131 | 72.7679 | 70.2336 | 40064639.297 | 4495056.824 | 315107.072 | 8408150.725 | 26846324.676 | 44.402 |  | 141601259.1533 | 128.9149 | 79.1418 | 224.721 | 86.4201 | 90.5413 | 85.5662 | 91.7316 | 86.131 | 72.7679 | 70.2336 | 40064639.297 | 4495056.824 | 315107.072 | 8408150.725 | 26846324.676 | 44.402 | [9 empty] | 141601259.1533 | 0 | 0 | 0 | 0 | [8 empty] | 0 | 0 | 0 | 0 | 0 | 0 | 0 | 0 | 0 | 0 | 0 | 0 | 0 | 0 | 0 | 0 |  |  |  |  | 0 | 0 | 0 |  |  |  |  | 0 | 0
Alternative_Low_battery_cost | 2014 | 0 | 0 | 0 | 0 | 0 | 0 | 0 | 0 | 0 | 0 | 0 | 0 | 0 | 0 | 0 | 0 | 0 | 0 | 124.2496 | 77.7268 | 221.5562 | 92.3317 | 97.0214 | 91.9174 | 84.5437 | 79.9298 | 67.6962 | 65.033 | 40093316.445 | 4491379.478 | 338160.091 | 8413164.722 | 26850612.154 | -9.904 |  | 175441488.8446 | 124.2496 | 77.7268 | 221.5562 | 92.3317 | 97.0214 | 91.9174 | 84.5437 | 79.9298 | 67.6962 | 65.033 | 40093316.445 | 4491379.478 | 338160.091 | 8413164.722 | 26850612.154 | -9.904 | [9 empty] | 175441488.8446 | 0 | 0 | 0 | 0 | [8 empty] | 0 | 0 | 0 | 0 | 0 | 0 | 0 | 0 | 0 | 0 | 0 | 0 | 0 | 0 | 0 | 0 |  |  |  |  | 0 | 0 | 0 |  |  |  |  | 0 | 0
Alternative_Low_battery_cost | 2015 | 0 | 0 | 0 | 0 | 0 | 0 | 0 | 0 | 0 | 0 | 0 | 0 | 0 | 0 | 0 | 0 | 0 | 0 | 126.5799 | 74.1005 | 223.882 | 75.9142 | 79.3821 | 75.4536 | 79.8433 | 76.4746 | 73.7905 | 71.6092 | 41050345.9 | 4591697.434 | 371084.042 | 8612380.534 | 27475183.89 | 111.76 |  | 183604863.8889 | 126.5799 | 74.1005 | 223.882 | 75.9142 | 79.3821 | 75.4536 | 79.8433 | 76.4746 | 73.7905 | 71.6092 | 41050345.9 | 4591697.434 | 371084.042 | 8612380.534 | 27475183.89 | 111.76 | [9 empty] | 183604863.8889 | 0 | 0 | 0 | 0 | [8 empty] | 0 | 0 | 0 | 0 | 0 | 0 | 0 | 0 | 0 | 0 | 0 | 0 | 0 | 0 | 0 | 0 |  |  |  |  | 0 | 0 | 0 |  |  |  |  | 0 | 0
Alternative_Low_battery_cost | 2016 | 0 | 0 | 0 | 0 | 0 | 0 | 0 | 0 | 0 | 0 | 0 | 0 | 0 | 0 | 0 | 0 | 0 | 0 | 118.9116 | 66.8003 | 221.8348 | 76.7035 | 83.2582 | 76.3436 | 68.0214 | 63.9106 | 63.2479 | 60.1327 | 41030948.485 | 4544238.781 | 372593.37 | 8584774.075 | 27529342.259 | -65.832 |  | 176394458.0176 | 118.9116 | 66.8003 | 221.8348 | 76.7035 | 83.2582 | 76.3436 | 68.0214 | 63.9106 | 63.2479 | 60.1327 | 41030948.485 | 4544238.781 | 372593.37 | 8584774.075 | 27529342.259 | -65.832 | [9 empty] | 176394458.0176 | 0 | 0 | 0 | 0 | [8 empty] | 0 | 0 | 0 | 0 | 0 | 0 | 0 | 0 | 0 | 0 | 0 | 0 | 0 | 0 | 0 | 0 |  |  |  |  | 0 | 0 | 0 |  |  |  |  | 0 | 0
Alternative_Low_battery_cost | 2017 | 0 | 0 | 0 | 0 | 0 | 0 | 0 | 0 | 0 | 0 | 0 | 0 | 0 | 0 | 0 | 0 | 0 | 0 | 135.3876 | 84.6124 | 268.1301 | 126.9731 | 132.8069 | 126.7204 | 81.1155 | 76.9617 | 57.1547 | 53.9688 | 40770953.213 | 4513235.66 | 385997.013 | 8518439.129 | 27353281.411 | 40.37 |  | 155621570.0617 | 135.3876 | 84.6124 | 268.1301 | 126.9731 | 132.8069 | 126.7204 | 81.1155 | 76.9617 | 57.1547 | 53.9688 | 40770953.213 | 4513235.66 | 385997.013 | 8518439.129 | 27353281.411 | 40.37 | [9 empty] | 155621570.0617 | 0 | 0 | 0 | 0 | [8 empty] | 0 | 0 | 0 | 0 | 0 | 0 | 0 | 0 | 0 | 0 | 0 | 0 | 0 | 0 | 0 | 0 |  |  |  |  | 0 | 0 | 0 |  |  |  |  | 0 | 0
Alternative_Low_battery_cost | 2018 | 0 | 0 | 0 | 0 | 0 | 0 | 0 | 0 | 0 | 0 | 0 | 0 | 0 | 0 | 0 | 0 | 0 | 0 | 135.7799 | 81.9117 | 253.6695 | 102.5411 | 107.6094 | 102.5411 | 84.0681 | 79.9122 | 68.7001 | 66.2216 | 41010567.718 | 4564981.652 | 387315.2631 | 8568387.1645 | 27489883.6385 | 0 | 1714652821.0135 | 155584101.2 | 135.7799 | 81.9117 | 253.6695 | 102.5411 | 107.6094 | 102.5411 | 84.0681 | 79.9122 | 68.7001 | 66.2216 | 41010567.718 | 4564981.652 | 387315.2631 | 8568387.1645 | 27489883.6385 | 0 | [8 empty] | 1714652821.0135 | 155584101.2 | 0 | 0 | 0 | 0 | 0 | 0 | 0 | 0 | 0 | 0 | 0 | 0 | 0 | 0 | 0 | 0 | 0 | 0 | 0 | 0 | 0 | 0 | 0 | 0 | 0 | 0 | 0 | 0 | 0 | 0 | 0 | 0 | 0 | 0 | 0 | 1817531990.2743 |  |  | 1817531990.2743 | 0 | 0 | 0 | 0 | 0 | 0
Alternative_Low_battery_cost | 2019 | 0 | 0 | 0 | 0 | 0 | 0 | 0 | 0 | 0 | 0 | 0 | 0 | 0 | 0 | 0 | 0 | 0 | 0 | 156.9148 | 104.8307 | 304.144 | 158.526 | 163.7872 | 158.526 | 96.25 | 92.0149 | 70.0331 | 67.355 | 41698415.8096 | 4634500.4494 | 389874.2527 | 8694848.3028 | 27979192.8047 | 0 | 2065248001.0665 | 150953074.5 | 156.9148 | 104.8307 | 304.144 | 158.526 | 163.7872 | 158.526 | 96.25 | 92.0149 | 70.0331 | 67.355 | 41698415.8096 | 4634500.4494 | 389874.2527 | 8694848.3028 | 27979192.8047 | 0 | 0 | 0 | 0 | 0 | 0 | 0 | 0 | 0 | 2065248001.0665 | 150953074.5 | 0 | 0 | 0 | 0 | 0 | 0 | 0 | 0 | 0 | 0 | 0 | 0 | 0 | 0 | 0 | 0 | 0 | 0 | 0 | 0 | 0 | 0 | 0 | 0 | 0 | 0 | 0 | 0 | 0 | 0 | 0 | 0 | 0 | 0 | 0 | 2065248001.0665 | 0 | 0 | 2065248001.0665 | 0 | 0 | 0 | 0 | 0 | 0
Alternative_Low_battery_cost | 2020 | 0 | 0 | 0 | 0 | 0 | 0 | 0 | 0 | 0 | 0 | 0 | 0 | 0 | 0 | 0 | 0 | 0 | 0 | 163.0006 | 111.5761 | 307.4235 | 164.5074 | 171.3146 | 164.5074 | 103.8745 | 98.9569 | 77.5546 | 74.6273 | 41986742.2338 | 4675591.2484 | 392563.8181 | 8756515.5907 | 28162071.5767 | 0 | 2245610217.7482 | 126307495.7 | 163.0006 | 111.5761 | 307.4235 | 164.5074 | 171.3146 | 164.5074 | 103.8745 | 98.9569 | 77.5546 | 74.6273 | 41986742.2338 | 4675591.2484 | 392563.8181 | 8756515.5907 | 28162071.5767 | 0 | 95 | 95 | 95 | 95 | 103810702.3 | 103810702.3 | 103810702.3 | 103810702.3 | 2245610217.7482 | 126307495.7 | 0 | 0 | 0 | 0 | 0 | 0 | 0 | 0 | 0 | 0 | 0 | 0 | 0 | 0 | 0 | 0 | 0 | 0 | 0 | 0 | 0 | 0 | 0 | 0 | 0 | 0 | 0 | 0 | 0 | 0 | 0 | 0 | 0 | 0 | 0 | 2118500205.4229 | 97934624.8113 | 97934624.8113 | 2118500205.4229 | 0 | 0 | 0 | 0 | 0 | 0
Alternative_Low_battery_cost | 2021 | 0 | 0 | 0 | 0 | 0 | 0 | 0 | 0 | 0 | 0 | 0 | 0 | 0 | 0 | 0 | 0 | 0 | 0 | 163.62 | 112.0028 | 307.4471 | 164.5074 | 172.4371 | 164.5074 | 104.3155 | 98.9569 | 78.6954 | 75.5855 | 42328514.3335 | 4714799.8074 | 394976.5314 | 8830035.2112 | 28388702.7835 | 0 | 2276182673.1072 | 99119072.34 | 163.62 | 112.0028 | 307.4471 | 164.5074 | 172.4371 | 164.5074 | 104.3155 | 98.9569 | 78.6954 | 75.5855 | 42328514.3335 | 4714799.8074 | 394976.5314 | 8830035.2112 | 28388702.7835 | 0 | 17 | 17 | 112 | 112 | 41128931.45 | 41128931.45 | 144939633.75 | 144939633.75 | 2276182673.1072 | 99119072.34 | 0 | 0 | 0 | 0 | 0 | 0 | 0 | 0 | 0 | 0 | 0 | 0 | 0 | 0 | 0 | 0 | 0 | 0 | 0 | 0 | 0 | 0 | 0 | 0 | 0 | 0 | 0 | 0 | 0 | 0 | 0 | 0 | 0 | 0 | 0 | 2025794475.8875 | 36604602.5721 | 36604602.5721 | 2025794475.8875 | 0 | 0 | 0 | 0 | 0 | 0
Alternative_Low_battery_cost | 2022 | 474198123.8285 | -6628412.4331 | -131033708.5885 | -401300389.9085 | -64764387.1015 | -81312107.5607 | -6628412.4331 | 0 | 20385465.6711 | -67555054.3228 | 555510231.3892 | 2.0513e-09 | -131033708.5885 | -421685855.5795 | 2790667.2212 | 0 | 0 | 1.2247e-07 | 165.9942 | 114.1275 | 311.3899 | 168.4498 | 176.7543 | 168.4498 | 104.8503 | 98.9569 | 80.6099 | 77.1888 | 42495736.4191 | 4738508.4423 | 395268.4548 | 8865777.3596 | 28496182.1624 | 3 | 2325901986.8509 | 96271373.37 | 141.2671 | 119.9168 | 211.8336 | 185.521 | 193.8255 | 185.521 | 119.6656 | 98.9569 | 94.709 | 76.4726 | 42421800.0745 | 4787728.8909 | 381292.7718 | 8823203.5643 | 28429574.8476 | 3 | 0 | 0 | 112 | 112 | 0 | 0 | 144939633.75 | 144939633.75 | 2393724880.5114 | 96271373.37 | -64764387.1015 | -64764387.1015 | -64764387.1015 | 0 | 67822893.6605 | 67822893.6605 | 67822893.6605 | 67822893.6605 | 3058506.5589 | 3058506.5589 | 3058506.5589 | 3058506.5589 | 398145888.7442 | -5565342.8948 | -110018428.4581 | -336939545.6555 | -54377428.2642 | -54377428.2642 | -68271213.4519 | -5565342.8948 | 0 | 17116030.071 | -56720526.2757 | 466417102.1961 | 1.7223e-09 | -110018428.4581 | -354055575.7265 | 2343098.0115 | 56945409.3484 | 56945409.3484 | 2567981.0841 | 2567981.0841 | 0 | 1.0283e-07 | 0 | 1952872158.6032 | 0 | 0 | 2009817567.9516 | -54377428.2642 | -54377428.2642 | 56945409.3484 | 2567981.0841 | 2567981.0841 | 56945409.3484
Alternative_Low_battery_cost | 2023 | 448640734.6467 | -8689982.4782 | -128641029.3922 | -405716571.3943 | -94406848.618 | -99831296.1987 | -8190305.223 | 0 | 13900807.4743 | -94120793.9474 | 548472030.8454 | -499677.2552 | -128641029.3922 | -419617378.8686 | -286054.6706 | -3 | -1994972.1107 | -5.6345e-08 | 167.6944 | 115.3426 | 308.7262 | 164.5074 | 172.7173 | 164.5074 | 104.9115 | 98.9569 | 86.5854 | 83.0843 | 42257629.2609 | 4725191.7234 | 395822.1058 | 8831999.9252 | 28304615.5066 | 3 | 2386043315.5387 | 93505489.03 | 144.871 | 122.6426 | 214.3018 | 185.521 | 195.105 | 185.521 | 119.5022 | 98.9569 | 100.929 | 82.5928 | 42221129.1378 | 4776410.8813 | 383703.2375 | 8796824.2804 | 28264190.7386 | 0 | 0 | 0 | 112 | 112 | 0 | 0 | 144939633.75 | 144939633.75 | 2478978280.8372 | 93505489.03 | -94406848.618 | -159171235.7195 | -159171235.7195 | 2.9802e-08 | 92934965.2985 | 92934965.2985 | 160757858.9589 | 160757858.9589 | -1471883.3195 | -1471883.3195 | 1586623.2394 | 1586623.2394 | 355365482.9841 | -6883280.0546 | -101895744.2139 | -321365525.2721 | -74779066.5566 | -74779066.5566 | -79075737.1118 | -6487488.8671 | 0 | 11010741.5143 | -74552484.4646 | 434441220.0959 | -395791.1875 | -101895744.2139 | -332376266.7864 | -226582.092 | 73613197.1062 | 73613197.1062 | -1165869.4504 | -1165869.4504 | -1580204.7673 | -4.4631e-08 | 2.3606e-08 | 1889969790.4497 | 0 | 0 | 1963582987.5558 | -129156494.8208 | -129156494.8208 | 130558606.4545 | 1402111.6337 | 1402111.6337 | 130558606.4545
Alternative_Low_battery_cost | 2024 | 404740651.6838 | -12935340.8895 | -122766631.2846 | -427479589.6438 | -158440910.1341 | -152622276.434 | -12461004.2501 | 10281220.1062 | 0 | -154802060.5779 | 557362928.1177 | -474336.6393 | -133047851.3908 | -427479589.6438 | -3638849.5562 | -5 | -3029768.5051 | -9.6392e-08 | 184.1875 | 131.7366 | 339.4281 | 194.7769 | 202.9143 | 194.7769 | 120.1407 | 114.4504 | 92.2382 | 88.7285 | 42637276.1685 | 4766659.7763 | 397932.5999 | 8913439.5394 | 28559244.2529 | 5 | 3434740220.8689 | 90819068.77 | 165.0852 | 142.8993 | 255.0141 | 226.6099 | 236.0196 | 226.6099 | 133.9455 | 113.2944 | 107.2186 | 88.7285 | 42592257.1443 | 4822277.9459 | 384966.1781 | 8872724.5297 | 28512288.4906 | 0 | 0 | 0 | 112 | 112 | 0 | 0 | 144939633.75 | 144939633.75 | 3424903448.7283 | 90819068.77 | -158440910.1341 | -317612145.8536 | -317612145.8536 | 0 | -9836772.1406 | -9836772.1406 | 150921086.8184 | 150921086.8184 | -168277682.2746 | -168277682.2746 | -166691059.0353 | -166691059.0353 | 302445759.8618 | -9666039.1985 | -91738368.5826 | -319437617.0947 | -118396265.014 | -118396265.014 | -114048243.4267 | -9311587.268 | 7682725.7514 | 0 | -115677104.9434 | 416494003.2885 | -354451.9304 | -99421094.334 | -319437617.0947 | -2719160.0707 | -7350608.3767 | -7350608.3767 | -125746873.3907 | -125746873.3907 | -2264019.2773 | -7.203e-08 | 0 | 2566637701.7161 | 0 | 0 | 2559287093.3394 | -247552759.8349 | -247552759.8349 | 123207998.0779 | -124344761.757 | -124344761.757 | 123207998.0779
Alternative_Low_battery_cost | 2025 | 455977492.6753 | -9423114.9295 | -99354682.6489 | -436160600.0412 | -88960904.9443 | -104435665.0955 | -8502893.9722 | 35150895.3667 | 0 | -77787663.701 | 560413157.7708 | -920220.9573 | -134505578.0156 | -436160600.0412 | -11173241.2432 | -6 | -3329403.9688 | -1.22e-07 | 230.9098 | 176.8341 | 454.7424 | 306.6893 | 316.1685 | 306.6893 | 145.0136 | 138.2039 | 93.5762 | 89.5787 | 42939635.4776 | 4802971.8125 | 399829.6492 | 8978698.974 | 28758135.042 | 6 | 3457652956.0159 | 89600253.61 | 207.799 | 183.7994 | 360.323 | 328.3149 | 340.2638 | 328.3149 | 156.1091 | 134.2783 | 108.7594 | 89.5787 | 42866304.5281 | 4855516.8567 | 386540.6488 | 8929627.7919 | 28694619.2307 | 0 | 35 | 35 | 147 | 147 | 113381610.1 | 113381610.1 | 258321243.85 | 258321243.85 | 3549099241.8425 | 89600253.61 | -88960904.9443 | -406573050.7979 | -406573050.7979 | -2.9802e-08 | 91446285.8266 | 91446285.8266 | 242367372.645 | 242367372.645 | 2485380.8823 | 2485380.8823 | -164205678.1529 | -164205678.1529 | 321446139.6647 | -6642924.1933 | -70041130.7754 | -307476012.3235 | -62713927.6275 | -62713927.6275 | -73623022.9069 | -5994204.7299 | 24779994.1946 | 0 | -54837233.4422 | 395069162.5716 | -648719.4634 | -94821124.97 | -307476012.3235 | -7876694.1853 | 64466023.0775 | 64466023.0775 | 1752095.45 | 1752095.45 | -2347098.4212 | -8.6007e-08 | -2.1009e-08 | 2437508896.5258 | 79929561.132 | 79929561.132 | 2501974919.6033 | -310266687.4624 | -310266687.4624 | 187674021.1554 | -122592666.307 | -122592666.307 | 187674021.1554
Alternative_Low_battery_cost | 2026 | 143496416.4937 | -35532453.0007 | -90095634.0231 | -441335187.774 | -423466858.3041 | -423302964.032 | -34467178.2847 | 44797491.8917 | 0 | -412972650.425 | 566799380.5256 | -1065274.716 | -134893125.9148 | -441335187.774 | -10494207.8792 | -6 | -3066159.5535 | 1.872e-07 | 235.6674 | 177.8138 | 464.3599 | 306.6893 | 322.176 | 306.6893 | 151.5118 | 143.1816 | 93.7783 | 89.5787 | 43173234.7899 | 4829276.312 | 402167.1693 | 9029153.4248 | 28912637.8838 | 6 | 3498925928.6086 | 88972624.71 | 235.6067 | 208.0506 | 434.7814 | 393.9318 | 412.1722 | 393.9318 | 161.5227 | 138.2039 | 109.0673 | 89.5787 | 43052652.3153 | 4874779.533 | 387979.49 | 8970329.0979 | 28819564.1943 | 0 | 0 | 0 | 147 | 147 | 0 | 0 | 258321243.85 | 258321243.85 | 3898653281.8489 | 88972624.71 | -423466858.3041 | -830039909.102 | -830039909.102 | -2.9802e-08 | 399727353.2403 | 399727353.2403 | 642094725.8853 | 642094725.8853 | -23739505.0638 | -23739505.0638 | -187945183.2167 | -187945183.2167 | 95433312.5684 | -23631110.6326 | -59918742.3134 | -293513106.121 | -281629646.4985 | -281629646.4985 | -281520647.4469 | -22922642.1047 | 29792890.655 | 0 | -274650398.8966 | 376953960.0153 | -708468.5279 | -89711632.9684 | -293513106.121 | -6979247.6019 | 265841519.7819 | 265841519.7819 | -15788126.7166 | -15788126.7166 | -2039171.2226 | 1.245e-07 | -1.982e-08 | 2326985578.8588 | 0 | 0 | 2592827098.6407 | -591896333.9608 | -591896333.9608 | 453515540.9373 | -138380793.0235 | -138380793.0235 | 453515540.9373
Alternative_Low_battery_cost | 2027 | 245341655.0416 | -28001197.5781 | -135625224.4608 | -445313876.2568 | -363598643.2541 | -320786661.2404 | -26083391.9393 | 0 | 0 | -346870053.1797 | 566128316.282 | -1917805.6388 | -135625224.4608 | -445313876.2568 | -16728590.0744 | -8 | -3788533.6609 | -4.61e-08 | 246.3267 | 187.8969 | 487.4019 | 328.3149 | 343.5374 | 328.3149 | 163.7587 | 155.0971 | 93.8426 | 89.5787 | 43433260.2501 | 4858009.4051 | 404817.8984 | 9085618.3102 | 29084814.6365 | 8 | 3654776354.2731 | 86416434.01 | 239.8923 | 211.3755 | 437.1986 | 393.9318 | 413.9671 | 393.9318 | 178.7249 | 155.0971 | 109.1664 | 89.5787 | 43385915.3588 | 4919566.4054 | 390203.7559 | 9040155.406 | 29035989.7915 | 0 | 0 | 0 | 147 | 147 | 0 | 0 | 258321243.85 | 258321243.85 | 3991579377.8788 | 86416434.01 | -363598643.2541 | -1193638552.3561 | -1193638552.3561 | 1.4901e-08 | 336803023.6057 | 336803023.6057 | 978897749.491 | 978897749.491 | -26795619.6484 | -26795619.6484 | -214740802.8652 | -214740802.8652 | 153930389.5786 | -17568297.7729 | -85092943.6927 | -279395435.0937 | -228126286.9807 | -228126286.9807 | -201265519.8237 | -16365042.7893 | 0 | 0 | -217630562.6129 | 355195909.4022 | -1203254.9836 | -85092943.6927 | -279395435.0937 | -10495724.3678 | 211314383.7155 | 211314383.7155 | -16811903.2652 | -16811903.2652 | -2376972.8881 | -2.8924e-08 | 9.3492e-09 | 2293051899.1585 | 0 | 0 | 2504366282.8741 | -820022620.9415 | -820022620.9415 | 664829924.6528 | -155192696.2887 | -155192696.2887 | 664829924.6528
Alternative_Low_battery_cost | 2028 | 556074063.2366 | -3107808.4534 | 94429363.925 | -459329439.1616 | 188066179.5466 | 0 | 0 | 235993470.3686 | 0 | 235993470.3686 | 556074063.2366 | -3107808.4534 | -141564106.4436 | -459329439.1616 | -47927290.822 | -19 | -8394132.1449 | -9.6392e-08 | 273.8791 | 213.1626 | 558.7555 | 393.9318 | 410.1987 | 393.9318 | 174.212 | 164.1775 | 93.9149 | 89.5787 | 43606684.375 | 4876915.2726 | 406806.7218 | 9122159.7326 | 29200802.648 | 19 | 4075435881.1362 | 83933682.88 | 239.9526 | 208.0506 | 445.0671 | 393.9318 | 418.2172 | 393.9318 | 163.8203 | 138.2039 | 109.6853 | 89.5787 | 43401091.8313 | 4910407.5988 | 389706.3833 | 9049676.8512 | 29051300.998 | 0 | 0 | 0 | 147 | 147 | 0 | 0 | 258321243.85 | 258321243.85 | 4948187454.7767 | 83933682.88 | 188066179.5466 | -1005572372.8095 | -1005572372.8095 | -2.9802e-08 | 872751573.6405 | 872751573.6405 | 1851649323.1315 | 1851649323.1315 | 1060817753.1871 | 1060817753.1871 | 846076950.322 | 846076950.322 | 329139383.6386 | -1839507.0485 | 55892595.4193 | -271876389.2939 | 111316082.7156 | 111316082.7156 | 0 | 0 | 139684172.5143 | 0 | 139684172.5143 | 329139383.6386 | -1839507.0485 | -83791577.095 | -271876389.2939 | -28368089.7987 | 516580315.4812 | 516580315.4812 | 627896398.1968 | 627896398.1968 | -4968473.9193 | -5.7054e-08 | -1.764e-08 | 2412244236.2596 | 0 | 0 | 2928824551.7409 | -708706538.226 | -708706538.226 | 1181410240.1341 | 472703701.9081 | 472703701.9081 | 1181410240.1341
Alternative_Low_battery_cost | 2029 | 620068644.7325 | -1169014.0378 | 96340450.2797 | -256554117.7978 | 458685963.1766 | 0 | 0 | 229414034.0953 | 221480867.7716 | 450894901.8669 | 620068644.7325 | -1169014.0378 | -133073583.8156 | -478034985.5693 | 7791061.3097 | -34 | -14111068.5959 | -1.6764e-07 | 362.7243 | 299.3522 | 774.4885 | 602.3656 | 620.3223 | 602.3656 | 216.6228 | 206.0617 | 101.5211 | 97.1356 | 43900076.0578 | 4913377.0432 | 412096.8055 | 9181003.1206 | 29393599.0886 | 34 | 5461719287.5563 | 81715220.8768 | 321.4153 | 291.0482 | 648.6923 | 602.3656 | 623.1143 | 602.3656 | 206.1015 | 180.9703 | 110.2749 | 89.5787 | 43665502.2136 | 4946139.3502 | 390652.9525 | 9105216.1822 | 29223493.7286 | 0 | 0 | 0 | 147 | 147 | 0 | 0 | 258321243.85 | 258321243.85 | 5195739215.5989 | 81715220.8768 | 458685963.1766 | -546886409.6329 | -546886409.6329 | 5.9605e-08 | -265980071.9574 | -265980071.9574 | 1585669251.1741 | 1585669251.1741 | 192705891.2193 | 192705891.2193 | 1038782841.5412 | 1038782841.5412 | 346243092.5474 | -652771.3328 | 53796004.2418 | -143258479.3743 | 256127846.0821 | 256127846.0821 | 0 | 0 | 128103598.3899 | 123673759.7503 | 251777358.1401 | 346243092.5474 | -652771.3328 | -74307594.148 | -266932239.1246 | 4350487.942 | -148521882.9445 | -148521882.9445 | 107605963.1376 | 107605963.1376 | -7879547.0006 | -9.3608e-08 | 3.3283e-08 | 3049795523.148 | 0 | 0 | 2901273640.2035 | -452578692.1438 | -452578692.1438 | 1032888357.1896 | 580309665.0457 | 580309665.0457 | 1032888357.1896
Alternative_Low_battery_cost | 2030 | 603817354.0747 | -3144797.1525 | -137492105.9002 | -468960180.0174 | -5779728.9954 | 0 | 0 | 0 | 12789927.8047 | 12789927.8047 | 603817354.0747 | -3144797.1525 | -137492105.9002 | -481750107.8221 | -18569656.8 | -66 | -25913422.966 | 2.9104e-07 | 244.7257 | 176.0614 | 492.4564 | 306.6893 | 332.3221 | 306.6893 | 146.4453 | 134.2783 | 94.3707 | 89.5787 | 44388734.5278 | 4965638.5374 | 423885.1811 | 9274858.2151 | 29724352.5942 | 66 | 3545654100.3701 | 80589445.7267 | 213.083 | 175.8686 | 370.7815 | 306.6893 | 339.8653 | 306.6893 | 161.3837 | 134.2783 | 110.2456 | 89.1459 | 43885844.5063 | 4965243.8125 | 393234.2159 | 9156940.6558 | 29370425.8222 | 0 | 247 | 247 | 394 | 394 | 1059312049 | 1059312049 | 1317633292.85 | 1317633292.85 | 3508399771.3991 | 80589445.7267 | -5779728.9954 | -552666138.6283 | -552666138.6283 | 2.9802e-08 | -37254328.9711 | -37254328.9711 | 1548414922.2031 | 1548414922.2031 | -43034057.9664 | -43034057.9664 | 995748783.5748 | 995748783.5748 | 318083449.7415 | -1656639.9098 | -72429126.2281 | -247042372.7386 | -3044689.1349 | -3044689.1349 | 0 | 0 | 0 | 6737574.4182 | 6737574.4182 | 318083449.7415 | -1656639.9098 | -72429126.2281 | -253779947.1567 | -9782263.5531 | -19625115.7688 | -19625115.7688 | -22669804.9037 | -22669804.9037 | -13650867.9587 | 1.5332e-07 | 1.5699e-08 | 1867806349.4286 | 558032372.9102 | 558032372.9102 | 1848181233.6598 | -455623381.2787 | -455623381.2787 | 1013263241.4208 | 557639860.1421 | 557639860.1421 | 1013263241.4208
Alternative_Low_battery_cost | 2031 | 377995129.1099 | -22513013.9386 | -54285676.1852 | -468919385.9457 | -167722946.9596 | -267521043.1486 | -21901220.5675 | 88246028.8187 | 12300815.63 | -188875419.2674 | 645516172.2585 | -611793.3711 | -142531705.0039 | -481220201.5758 | 21152472.3078 | -33 | -12341374.4774 | -8.0094e-08 | 219.7373 | 153.946 | 424.1029 | 245.4208 | 265.8706 | 245.4208 | 144.739 | 134.2783 | 93.8712 | 89.1459 | 44177193.779 | 4931027.454 | 419184.1604 | 9233655.3519 | 29593326.8127 | 33 | 3217233987.9587 | 85572009.206 | 202.5472 | 171.241 | 347.6177 | 299.557 | 321.3372 | 299.557 | 150.6616 | 124.6767 | 109.7858 | 88.7285 | 43840684.9623 | 4952243.6394 | 389932.3771 | 9147839.767 | 29350669.1787 | 0 | 52.5 | 52.5 | 446.5 | 446.5 | 291785102 | 291785102 | 1609418394.85 | 1609418394.85 | 3404718954.2466 | 85572009.206 | -167722946.9596 | -720389085.5879 | -720389085.5879 | 2.9802e-08 | 187484966.2879 | 187484966.2879 | 1735899888.491 | 1735899888.491 | 19762019.3283 | 19762019.3283 | 1015510802.9031 | 1015510802.9031 | 187851998.7489 | -11188278.2093 | -26978317.9451 | -233038568.8024 | -83353166.2078 | -83353166.2078 | -132949762.557 | -10884235.647 | 43855572.7802 | 6113128.5151 | -93865296.9087 | 320801761.306 | -304042.5623 | -70833890.7253 | -239151697.3175 | 10512130.7009 | 93174284.3764 | 93174284.3764 | 9821118.1686 | 9821118.1686 | -6133285.0197 | -3.9804e-08 | 1.4811e-08 | 1598866727.4741 | 145008256.4422 | 145008256.4422 | 1692041011.8505 | -538976547.4865 | -538976547.4865 | 1106437525.7971 | 567460978.3106 | 567460978.3106 | 1106437525.7971
Alternative_Low_battery_cost | 2032 | 451893682.8478 | -16036705.7929 | 7005943.4712 | -488907298.4101 | -46044377.8841 | -181430196.1375 | -14807023.7225 | 154755966.2639 | 0 | -41481253.5961 | 633323878.9853 | -1229682.0704 | -147750022.7927 | -488907298.4101 | -4563124.288 | -18 | -6453506.6757 | 1.6578e-07 | 204.1838 | 143.3955 | 383.9626 | 218.1719 | 230.6451 | 218.1719 | 139.7092 | 131.1555 | 93.2594 | 88.7285 | 44503347.3296 | 4968309.2102 | 422328.5016 | 9303393.5085 | 29809316.1093 | 18 | 3082722020.3098 | 104311732.36 | 180.8136 | 153.1306 | 293.267 | 254.5679 | 269.992 | 254.5679 | 138.9644 | 114.4504 | 109.7235 | 88.7285 | 44203242.6863 | 5001471.7825 | 391333.0984 | 9224615.0869 | 29585822.7185 | 0 | 70 | 70 | 516.5 | 516.5 | 292019837.6 | 292019837.6 | 1901438232.45 | 1901438232.45 | 3155932283.6202 | 104311732.36 | -46044377.8841 | -766433463.4719 | -766433463.4719 | 5.9605e-08 | 73210263.3104 | 73210263.3104 | 1809110151.8014 | 1809110151.8014 | 27165885.4263 | 27165885.4263 | 1042676688.3294 | 1042676688.3294 | 211865392.4239 | -7518633.4639 | 3284659.6869 | -229218819.7538 | -21587401.1069 | -21587401.1069 | -85061555.7624 | -6942110.5244 | 72555635.9093 | 0 | -19448030.3774 | 296926948.1862 | -576522.9396 | -69270976.2224 | -229218819.7538 | -2139370.7296 | 34323828.2686 | 34323828.2686 | 12736427.1616 | 12736427.1616 | -3025655.7599 | 7.7722e-08 | 2.7945e-08 | 1445300377.8473 | 136910295.1358 | 136910295.1358 | 1479624206.1159 | -560563948.5935 | -560563948.5935 | 1140761354.0657 | 580197405.4722 | 580197405.4722 | 1140761354.0657
Alternative_Low_battery_cost | 2033 | 470477397.9215 | -15013103.7355 | 35496388.888 | -497641338.6773 | -6680655.6034 | -165019220.8822 | -13451237.4484 | 184337773.2038 | 0 | 5867314.8732 | 635496618.8036 | -1561866.2871 | -148841384.3158 | -497641338.6773 | -12547970.4765 | -7 | -2420217.5026 | -2.8359e-07 | 222.4037 | 161.3246 | 433.0738 | 266.5618 | 278.5126 | 266.5618 | 142.9062 | 134.2783 | 93.3405 | 88.7285 | 44709737.0409 | 4988966.2488 | 424180.5172 | 9347810.3751 | 29948779.8998 | 7 | 3322686146.4223 | 126499234.54 | 197.3135 | 169.2283 | 338.9278 | 299.557 | 315.28 | 299.557 | 139.1056 | 114.4504 | 110.0366 | 88.7285 | 44318815.4472 | 5013660.249 | 391165.1341 | 9246028.0053 | 29667962.0588 | 0 | 0 | 0 | 516.5 | 516.5 | 0 | 0 | 1901438232.45 | 1901438232.45 | 3357448917.7818 | 126499234.54 | -6680655.6034 | -773114119.0753 | -773114119.0753 | 5.9605e-08 | 34762771.3595 | 34762771.3595 | 1843872923.1608 | 1843872923.1608 | 28082115.7561 | 28082115.7561 | 1070758804.0855 | 1070758804.0855 | 208092606.8195 | -6640310.2605 | 15700087.0372 | -220107244.0122 | -2954860.4161 | -2954860.4161 | -72988160.5374 | -5949495.2955 | 81532774.8596 | 0 | 2595119.0267 | 281080767.3569 | -690814.965 | -65832687.8225 | -220107244.0122 | -5549979.4428 | 15375607.2968 | 15375607.2968 | 12420746.8807 | 12420746.8807 | -1070464.5354 | -1.2543e-07 | 2.6363e-08 | 1469627286.8936 | 0 | 0 | 1485002894.1904 | -563518809.0095 | -563518809.0095 | 1156136961.3625 | 592618152.353 | 592618152.353 | 1156136961.3625
Alternative_Low_battery_cost | 2034 | 659785437.5097 | -1123136.7783 | -148479850.1223 | -495973418.2418 | 14209032.3672 | 0 | 0 | 0 | 12526431.6412 | 12526431.6412 | 659785437.5097 | -1123136.7783 | -148479850.1223 | -508499849.883 | 1682600.726 | -11 | -3686644.8555 | -1.5926e-07 | 238.443 | 175.8686 | 477.3864 | 306.6893 | 319.9606 | 306.6893 | 142.9953 | 134.2783 | 93.8073 | 89.1459 | 45020484.7268 | 5024370.767 | 428058.7479 | 9414821.603 | 30153233.6089 | 11 | 3549473870.2912 | 133013269.09 | 204.0184 | 175.6828 | 346.4229 | 306.6893 | 322.6276 | 306.6893 | 158.8832 | 134.2783 | 110.3345 | 88.7285 | 44632778.3182 | 5055279.8995 | 392488.4672 | 9313123.3852 | 29871886.5664 | 0 | 0 | 0 | 516.5 | 516.5 | 0 | 0 | 1901438232.45 | 1901438232.45 | 3527268049.839 | 133013269.09 | 14209032.3672 | -758905086.7081 | -758905086.7081 | 5.9605e-08 | -22205820.4521 | -22205820.4521 | 1821667102.7087 | 1821667102.7087 | -7996788.0849 | -7996788.0849 | 1062762016.0006 | 1062762016.0006 | 275305410.6549 | -468645.736 | -61955453.6793 | -206952378.4859 | 5928932.7537 | 5928932.7537 | 0 | 0 | 0 | 5226842.2596 | 5226842.2596 | 275305410.6549 | -468645.736 | -61955453.6793 | -212179220.7454 | 702090.4941 | -9265713.0196 | -9265713.0196 | -3336780.2659 | -3336780.2659 | -1538308.0895 | -6.6452e-08 | 2.4871e-08 | 1481071430.0663 | 0 | 0 | 1471805717.0466 | -557589876.2558 | -557589876.2558 | 1146871248.3429 | 589281372.0871 | 589281372.0871 | 1146871248.3429
Alternative_Low_battery_cost | 2035 | 527408809.3281 | -12833370.177 | 64152824.1178 | -301224443.4111 | 277503819.8578 | -144234598.8443 | -11752300.4971 | 220634849.3728 | 215441384.6023 | 280089334.6338 | 671643408.1723 | -1081069.6799 | -156482025.255 | -516665828.0134 | -2585514.776 | -9 | -2936678.4325 | 7.1712e-08 | 228.4111 | 164.3529 | 452.9843 | 278.2774 | 293.3302 | 278.2774 | 140.0712 | 131.1555 | 92.2525 | 87.4955 | 45352107.398 | 5064685.2685 | 431751.9859 | 9485633.3057 | 30370036.838 | 9 | 3382519893.2203 | 129419261.22 | 196.2929 | 166.7402 | 349.0471 | 306.6893 | 324.2763 | 306.6893 | 133.2874 | 107.7657 | 102.2231 | 80.3658 | 44929417.5678 | 5088454.8887 | 395530.4767 | 9380260.7736 | 30065171.4289 | 0 | 73.214 | 73.214 | 589.714 | 589.714 | 593115946.1 | 593115946.1 | 2494554178.55 | 2494554178.55 | 3252436069.3789 | 129419261.22 | 277503819.8578 | -481401266.8503 | -481401266.8503 | 7.4506e-08 | -130083823.8413 | -130083823.8413 | 1691583278.8674 | 1691583278.8674 | 147419996.0164 | 147419996.0164 | 1210182012.0171 | 1210182012.0171 | 207612517.7894 | -5051808.4777 | 25253520.8037 | -118575882.7122 | 109238347.4031 | 109238347.4031 | -56777413.8178 | -4626249.4158 | 86852088.5131 | 84807700.4066 | 110256125.6862 | 264389931.6072 | -425559.0619 | -61598567.7095 | -203383583.1189 | -1017778.283 | -51207013.8263 | -51207013.8263 | 58031333.5768 | 58031333.5768 | -1156012.5514 | 2.8229e-08 | 2.9329e-08 | 1331516385.5507 | 233477887.9931 | 233477887.9931 | 1280309371.7244 | -448351528.8527 | -448351528.8527 | 1095664234.5166 | 647312705.6639 | 647312705.6639 | 1095664234.5166
Alternative_Low_battery_cost | 2036 | 681813088.6643 | -860654.7742 | 35034531.6446 | -329721034.3075 | 386265931.2272 | 0 | 0 | 187788254.9573 | 186108468.8695 | 373896723.8268 | 681813088.6643 | -860654.7742 | -152753723.3127 | -515829503.177 | 12369207.4004 | -5 | -1593933.9256 | 2.8452e-07 | 240.1934 | 175.6828 | 482.6007 | 306.6893 | 322.0933 | 306.6893 | 143.26 | 134.2783 | 93.5323 | 88.7285 | 45564066.7516 | 5086792.0892 | 433556.16 | 9531791.1637 | 30511927.3387 | 6 | 3580117635.0515 | 126829656.5 | 198.4424 | 169.0477 | 348.859 | 306.6893 | 324.0888 | 306.6893 | 139.599 | 114.4504 | 104.4114 | 82.5928 | 45069503.1311 | 5111278.6659 | 395593.6728 | 9410091.4561 | 30152539.3364 | 1 | 0 | 0 | 589.714 | 589.714 | 0 | 0 | 2494554178.55 | 2494554178.55 | 3335762139.4995 | 126829656.5 | 386265931.2272 | -95135335.6231 | -95135335.6231 | 8.9407e-08 | -244355495.5521 | -244355495.5521 | 1447227783.3153 | 1447227783.3153 | 141910435.6751 | 141910435.6751 | 1352092447.6922 | 1352092447.6922 | 253201121.2636 | -319616.5598 | 13010578.475 | -122446660.2048 | 143445422.974 | 143445422.974 | 0 | 0 | 69737876.1215 | 69114063.3377 | 138851939.4592 | 253201121.2636 | -319616.5598 | -56727297.6465 | -191560723.5425 | 4593483.5147 | -90744936.5367 | -90744936.5367 | 52700486.4373 | 52700486.4373 | -591930.3456 | 1.0566e-07 | 3.3203e-08 | 1329528304.0496 | 0 | 0 | 1238783367.513 | -304906105.8787 | -304906105.8787 | 1004919297.9799 | 700013192.1012 | 700013192.1012 | 1004919297.9799
Alternative_Low_battery_cost | 2037 | 575361725.3327 | -9837549.2965 | -98840910.6174 | -481524207.3226 | -14840941.9038 | -111139928.5215 | -9029056.2777 | 50468989.5133 | 34963312.0354 | -34736683.2505 | 686501653.8542 | -808493.0188 | -149309900.1308 | -516487519.358 | 19895741.3467 | -4 | -1249018.1732 | 9.4529e-08 | 240.2624 | 175.6828 | 482.6817 | 306.6893 | 322.2376 | 306.6893 | 143.3499 | 134.2783 | 93.5804 | 88.7285 | 45918196.1774 | 5129746.8918 | 436830.7207 | 9607637.2053 | 30743981.3597 | 5 | 3608107880.7931 | 125465844.28 | 211.2444 | 181.8701 | 370.6966 | 328.3149 | 345.7251 | 328.3149 | 153.7688 | 128.9895 | 109.3561 | 87.584 | 45380485.1416 | 5148769.9285 | 398200.4698 | 9477834.449 | 30355680.2943 | 1 | 0 | 0 | 589.714 | 589.714 | 0 | 0 | 2494554178.55 | 2494554178.55 | 3642281588.7143 | 125465844.28 | -14840941.9038 | -109976277.5269 | -109976277.5269 | 5.9605e-08 | 34173707.9212 | 34173707.9212 | 1481401491.2365 | 1481401491.2365 | 19332766.0174 | 19332766.0174 | 1371425213.7096 | 1371425213.7096 | 201574408.1237 | -3446524.3159 | -34628299.3444 | -168699016.3139 | -5199431.8505 | -5199431.8505 | -38937183.904 | -3163273.8067 | 17681497.1206 | 12249179.2889 | -12169781.3012 | 240511592.0277 | -283250.5093 | -52309796.4649 | -180948195.6028 | 6970349.4507 | 11972546.3901 | 11972546.3901 | 6773114.5396 | 6773114.5396 | -437585.762 | 3.3118e-08 | 2.0882e-08 | 1264078193.7602 | 0 | 0 | 1276050740.1503 | -310105537.7292 | -310105537.7292 | 1016891844.37 | 706786306.6408 | 706786306.6408 | 1016891844.37
Alternative_Low_battery_cost | 2038 | 235948451.2249 | -37757292.3366 | -348967369.8787 | -722419481.5531 | -873195692.5434 | -450837336.5178 | -36614591.4962 | -190381232.9991 | -198438047.8241 | -876271208.8373 | 686785787.7428 | -1142700.8403 | -158586136.8796 | -523981433.729 | 3075516.2939 | -4 | -1225514.2059 | 1.9511e-07 | 234.5236 | 168.9042 | 485.3695 | 306.6893 | 323.733 | 306.6893 | 123.7367 | 114.4504 | 87.2418 | 82.2708 | 46173593.3256 | 5156409.8044 | 439020.2812 | 9663552.8367 | 30914610.4033 | 4 | 3405447422.6932 | 124160493.37 | 237.7731 | 206.8993 | 439.645 | 393.9318 | 413.6095 | 393.9318 | 160.1107 | 134.2783 | 110.7602 | 88.7285 | 45662605.3633 | 5178860.8229 | 400354.9909 | 9539879.0781 | 30543510.4714 | 0 | 0 | 81.3488 | 589.714 | 671.0628 | 0 | 684493937.7 | 2494554178.55 | 3179048116.25 | 4047907199.5254 | 124160493.37 | -873195692.5434 | -983171970.0703 | -983171970.0703 | 0 | 642459776.8321 | 642459776.8321 | 2123861268.0687 | 2123861268.0687 | -230735915.7112 | -230735915.7112 | 1140689297.9984 | 1140689297.9984 | 77984032.937 | -12479276.3585 | -115338255.9846 | -238769037.6914 | -288602537.0975 | -288602537.0975 | -149007605.338 | -12101598.8636 | -62923474.4611 | -65586356.5839 | -289619035.2466 | 226991638.275 | -377677.4948 | -52414781.5235 | -173182681.1075 | 1016498.1491 | 212341314.9655 | 212341314.9655 | -76261222.132 | -76261222.132 | -405048.3896 | 6.4487e-08 | 0 | 1125544679.7713 | 0 | 226234152.0177 | 1337885994.7367 | -598708074.8267 | -598708074.8267 | 1229233159.3354 | 630525084.5088 | 630525084.5088 | 1229233159.3354
Alternative_Low_battery_cost | 2039 | 218908833.1245 | -38990069.0212 | -199610275.2132 | -718364460.0719 | -738055971.1819 | -454300668.8967 | -36748203.3465 | -30179146.4573 | -179981355.9223 | -701209374.6228 | 673209502.0212 | -2241865.6748 | -169431128.7559 | -538383104.1496 | -36846596.5591 | 3.5083e-14 | 1.0569e-08 | 2.6915e-07 | 237.6412 | 172.4749 | 484.5645 | 306.6893 | 323.1023 | 306.6893 | 140.0129 | 131.1555 | 87.6903 | 82.9058 | 46363480.4848 | 5186419.2848 | 439057.5231 | 9708400.403 | 31029603.2739 | 4 | 3523577781.3843 | 122910277.79 | 238.8996 | 206.8993 | 442.3245 | 393.9318 | 415.5313 | 393.9318 | 160.6522 | 134.2783 | 110.9225 | 88.7285 | 46043082.4454 | 5228246.8905 | 403380.7487 | 9620165.5676 | 30791289.2386 | 4 | 0 | 0 | 589.714 | 671.0628 | 0 | 0 | 2494554178.55 | 3179048116.25 | 4088793130.1686 | 122910277.79 | -738055971.1819 | -1721227941.2521 | -1721227941.2521 | 0 | 565215348.7843 | 565215348.7843 | 2689076616.853 | 2689076616.853 | -172840622.3975 | -172840622.3975 | 967848675.6009 | 967848675.6009 | 68256808.9253 | -12157287.8224 | -62239427.3465 | -223989434.2774 | -230129340.521 | -230129340.521 | -141653095.9895 | -11458263.508 | -9410000.5188 | -56119037.528 | -218640397.5442 | 209909904.9148 | -699024.3144 | -52829426.8277 | -167870396.7494 | -11488942.9768 | 176236817.4595 | 176236817.4595 | -53892523.0615 | -53892523.0615 | 3.2955e-09 | 8.3923e-08 | 0 | 1098668207.7864 | 0 | 0 | 1274905025.2459 | -828837415.3477 | -828837415.3477 | 1405469976.795 | 576632561.4473 | 576632561.4473 | 1405469976.795
Alternative_Low_battery_cost | 2040 | 634630546.5797 | -4494334.9542 | -20417755.4393 | -122736347.3554 | 486982108.8308 | 0 | 0 | 153594066.2351 | 426748481.19 | 580342547.4251 | 634630546.5797 | -4494334.9542 | -174011821.6744 | -549484828.5455 | -93360438.5944 | -3 | -886520.6337 | -2.603e-07 | 253.0436 | 187.5818 | 518.686 | 339.9443 | 356.8266 | 339.9443 | 143.217 | 134.2783 | 93.4573 | 88.7285 | 46697864.301 | 5221632.3297 | 442552.7027 | 9781054.038 | 31252625.2306 | 5 | 3833679961.867 | 121712085.37 | 213.4712 | 178.3476 | 396.6575 | 339.9443 | 367.152 | 339.9443 | 145.2907 | 118.4618 | 97.3941 | 74.9843 | 46112293.2814 | 5221183.3633 | 404085.5088 | 9640991.9821 | 30846032.4272 | 2 | 81.3488 | 0 | 671.0628 | 671.0628 | 684493937.7 | 0 | 3179048116.25 | 3179048116.25 | 3446129898.0741 | 121712085.37 | 486982108.8308 | -1234245832.4214 | -1234245832.4214 | 2.9802e-08 | -387550063.7929 | -387550063.7929 | 2301526553.0601 | 2301526553.0601 | 99432045.0379 | 99432045.0379 | 1067280720.6387 | 1067280720.6387 | 186680004.0093 | -1322032.9084 | -6005993.0739 | -36103559.6851 | 143248418.3419 | 143248418.3419 | 0 | 0 | 45180524.4092 | 125530371.3458 | 170710895.755 | 186680004.0093 | -1322032.9084 | -51186517.4831 | -161633931.0308 | -27462477.4131 | -113999945.0902 | -113999945.0902 | 29248473.2517 | 29248473.2517 | -260774.834 | -7.657e-08 | 8.7665e-09 | 1127697673.093 | 201347589.9054 | 0 | 1013697728.0028 | -685588997.0058 | -685588997.0058 | 1291470031.7047 | 605881034.6989 | 605881034.6989 | 1291470031.7047
Alternative_Low_battery_cost | 2041 | 705531406.2911 | -874216.3104 | -42953639.7036 | -489927547.4014 | 171776002.8756 | 0 | 0 | 118296023.2879 | 38486180.3042 | 156782203.592 | 705531406.2911 | -874216.3104 | -161249662.9915 | -528413727.7056 | 14993799.2836 | -2 | -580135.2768 | 4.6566e-09 | 273.6977 | 206.8993 | 575.7281 | 393.9318 | 412.8272 | 393.9318 | 143.8176 | 134.2783 | 93.7731 | 88.7285 | 47026611.0556 | 5257191.9519 | 444945.8724 | 9853514.7955 | 31470958.4359 | 3 | 4140811729.4308 | 120563003.47 | 235.4823 | 203.9661 | 441.3592 | 393.9318 | 414.8142 | 393.9318 | 148.2595 | 122.1652 | 109.4936 | 87.4955 | 46286357.4044 | 5246484.1444 | 405016.6281 | 9678493.4985 | 30956363.1334 | 1 | 0 | 0 | 671.0628 | 671.0628 | 0 | 0 | 3179048116.25 | 3179048116.25 | 4000485776.0851 | 120563003.47 | 171776002.8756 | -1062469829.5457 | -1062469829.5457 | 1.4901e-08 | -140325953.3456 | -140325953.3456 | 2161200599.7145 | 2161200599.7145 | 31450049.53 | 31450049.53 | 1098730770.1687 | 1098730770.1687 | 195788561.2746 | -242599.4819 | -11919853.9485 | -135957391.5196 | 47668716.3245 | 47668716.3245 | 0 | 0 | 32827749.4064 | 10680111.1949 | 43507860.6013 | 195788561.2746 | -242599.4819 | -44747603.3549 | -146637502.7146 | 4160855.7232 | -38941167.2819 | -38941167.2819 | 8727549.0426 | 8727549.0426 | -160990.4962 | 1.2922e-09 | 4.1351e-09 | 1149096360.2544 | 0 | 0 | 1110155192.9725 | -637920280.6813 | -637920280.6813 | 1252528864.4228 | 614608583.7415 | 614608583.7415 | 1252528864.4228
Alternative_Low_battery_cost | 2042 | 714475289.0412 | -706656.0389 | -121188222.2255 | -519170116.85 | 73410293.9268 | 0 | 0 | 38663269.2043 | 13133324.3587 | 51796593.563 | 714475289.0412 | -706656.0389 | -159851491.4298 | -532303441.2087 | 21613700.3638 | -1 | -284397.4571 | 9.3132e-08 | 275.6793 | 207.8578 | 578.196 | 393.9318 | 414.6681 | 393.9318 | 148.0452 | 138.2039 | 94.392 | 89.1459 | 47377920.6435 | 5302779.5152 | 448034.9559 | 9928567.2659 | 31698538.9065 | 3 | 4207192556.2989 | 119460305.63 | 239.2342 | 206.8993 | 443.4213 | 393.9318 | 416.2517 | 393.9318 | 160.4069 | 134.2783 | 110.9133 | 88.7285 | 46711330.2666 | 5300225.3253 | 407159.7845 | 9769208.6093 | 31234736.5475 | 2 | 0 | 0 | 671.0628 | 671.0628 | 0 | 0 | 3179048116.25 | 3179048116.25 | 4136370547.1875 | 119460305.63 | 73410293.9268 | -989059535.6189 | -989059535.6189 | -1.4901e-08 | -70822009.1114 | -70822009.1114 | 2090378590.6031 | 2090378590.6031 | 2588284.8154 | 2588284.8154 | 1101319054.9841 | 1101319054.9841 | 187047673.8905 | -185000.6156 | -31726744.6725 | -135917314.706 | 19218613.8964 | 19218613.8964 | 0 | 0 | 10121937.988 | 3438268.348 | 13560206.3361 | 187047673.8905 | -185000.6156 | -41848682.6605 | -139355583.054 | 5658407.5604 | -18541008.0205 | -18541008.0205 | 677605.876 | 677605.876 | -74454.4754 | 2.4382e-08 | -3.9011e-09 | 1101431488.7239 | 0 | 0 | 1082890480.7034 | -618701666.7849 | -618701666.7849 | 1233987856.4023 | 615286189.6175 | 615286189.6175 | 1233987856.4024
Alternative_Low_battery_cost | 2043 | 769481724.4843 | 3369348.9281 | 42075443.0606 | -220320081.362 | 594606435.111 | 57864935.6552 | 4670491.2662 | 195608584.7499 | 323923909.5054 | 582067921.1767 | 711616788.8291 | -1301142.338 | -153533141.6893 | -544243990.8673 | 12538513.9343 | -3 | -835125.1717 | 9.4064e-08 | 269.4878 | 198.1313 | 577.2558 | 383.7909 | 409.6126 | 383.7909 | 145.4305 | 134.2783 | 82.5354 | 77.1888 | 47382533.9639 | 5294928.7238 | 445621.6694 | 9939773.9499 | 31702209.6208 | 5 | 3887495121.1306 | 118401439.15 | 221.731 | 185.735 | 431.7572 | 372.8544 | 401.6277 | 372.8544 | 141.2694 | 114.4504 | 89.5381 | 66.9039 | 46774619.6626 | 5287041.4508 | 408487.9692 | 9790932.0657 | 31288158.177 | 2 | 65.0791 | 65.0791 | 736.1419 | 736.1419 | 547595150.1 | 547595150.1 | 3726643266.35 | 3726643266.35 | 3489417605.3182 | 118401439.15 | 594606435.111 | -394453100.5079 | -394453100.5079 | 5.9605e-08 | -398077515.8124 | -398077515.8124 | 1692301074.7906 | 1692301074.7906 | 196528919.2986 | 196528919.2986 | 1297847974.2827 | 1297847974.2827 | 190045479.2828 | 832156.9071 | 10391731.8476 | -54414333.8636 | 146855034.1738 | 146855034.1738 | 14291397.8076 | 1153511.1529 | 48311124.3032 | 80002256.9403 | 143758290.2041 | 175754081.4752 | -321354.2458 | -37919392.4556 | -134416590.804 | 3096743.9698 | -98316606.9798 | -98316606.9798 | 48538427.194 | 48538427.194 | -206258.0026 | 2.3232e-08 | 1.4721e-08 | 960127901.6728 | 135244255.2465 | 135244255.2465 | 861811294.693 | -471846632.611 | -471846632.611 | 1135671249.4225 | 663824616.8115 | 663824616.8115 | 1135671249.4225
Alternative_Low_battery_cost | 2044 | 729896206.0976 | -392375.5519 | -64923845.0114 | 141900602.2261 | 806480587.7604 | 0 | 0 | 95118411.9747 | 674986686.3651 | 770105098.3399 | 729896206.0976 | -392375.5519 | -160042256.9861 | -533086084.1391 | 36375489.4205 | -3 | -815758.3809 | 1.83e-07 | 275.3622 | 206.8826 | 580.3407 | 393.9318 | 415.3151 | 393.9318 | 144.2798 | 134.2783 | 93.6699 | 88.691 | 47628557.8141 | 5328918.3431 | 448769.7703 | 9985069.7598 | 31865799.9409 | 5 | 4172005638.5778 | 117384013.49 | 227.6714 | 195.4904 | 443.3247 | 393.9318 | 416.2322 | 393.9318 | 150.911 | 124.6767 | 89.2225 | 67.355 | 46965006.913 | 5320891.6876 | 410050.3428 | 9827930.8798 | 31406134.0027 | 2 | 0 | 0 | 736.1419 | 736.1419 | 0 | 0 | 3726643266.35 | 3726643266.35 | 3664087920.168 | 117384013.49 | 806480587.7604 | 412027487.2525 | 412027487.2525 | 2.9802e-08 | -507917718.4098 | -507917718.4098 | 1184383356.3809 | 1184383356.3809 | 298562869.3506 | 298562869.3507 | 1596410843.6333 | 1596410843.6333 | 170064816.4307 | -91422.9662 | -15127166.9747 | 33062645.9864 | 187908872.4762 | 187908872.4762 | 0 | 0 | 22162459.7258 | 157270973.5314 | 179433433.2573 | 170064816.4307 | -91422.9662 | -37289626.7005 | -124208327.5451 | 8475439.2189 | -118344132.7981 | -118344132.7981 | 69564739.678 | 69564739.678 | -190070.5856 | 4.264e-08 | 6.9439e-09 | 972071600.2432 | 0 | 0 | 853727467.445 | -283937760.1349 | -283937760.1349 | 1017327116.6244 | 733389356.4895 | 733389356.4895 | 1017327116.6244
Alternative_Low_battery_cost | 2045 | -350936357.5666 | -88823302.3103 | -131138745.5847 | -82477906.8574 | -653376312.3191 | -1114621857.1003 | -89789445.0493 | 31127260.8445 | 437253542.1913 | -736030499.1137 | 763685499.5336 | 966142.7389 | -162266006.4293 | -519731449.0487 | 82654186.7946 | -4 | -1059959.3353 | -4.8429e-08 | 278.1798 | 206.8993 | 588.0953 | 393.9318 | 419.7494 | 393.9318 | 144.2687 | 134.2783 | 93.8797 | 88.7285 | 47827139.3525 | 5335028.8658 | 448847.049 | 10036739.4339 | 32006524.0038 | 4 | 4185597878.6633 | 116405789.44 | 307.6066 | 274.7438 | 654.0206 | 602.3656 | 626.1331 | 602.3656 | 157.4964 | 131.1555 | 96.5443 | 74.9843 | 47292740.1463 | 5360181.0866 | 412715.9647 | 9899056.8143 | 31620786.2808 | 0 | 0 | 0 | 736.1419 | 736.1419 | 0 | 0 | 3726643266.35 | 3726643266.35 | 4974653060.4981 | 116405789.44 | -653376312.3191 | -241348825.0666 | -241348825.0666 | 1.4901e-08 | 789055181.8348 | 789055181.8348 | 1973438538.2157 | 1973438538.2157 | 135678869.5157 | 135678869.5157 | 1732089713.1491 | 1732089713.1491 | -77139330.8557 | -19524252.6369 | -28825611.4408 | -18129471.0798 | -143618666.0132 | -143618666.0132 | -245005062.485 | -19736620.5002 | 6842084.102 | 96112713.692 | -161786885.1911 | 167865731.6293 | 212367.8632 | -35667695.5428 | -114242184.7718 | 18168219.1779 | 173442242.226 | 173442242.226 | 29823576.2127 | 29823576.2127 | -232989.692 | -1.0645e-08 | 3.2754e-09 | 920036390.159 | 0 | 0 | 1093478632.385 | -427556426.1481 | -427556426.1481 | 1190769358.8504 | 763212932.7023 | 763212932.7023 | 1190769358.8504
Alternative_Low_battery_cost | 2046 | 434718771.1129 | -23153695.4497 | -130185452.0005 | -529302630.238 | -247923006.5752 | -229234172.5054 | -18437331.0904 | 39442048.8079 | 1201121.6716 | -207028333.1164 | 663952943.6183 | -4716364.3592 | -169627500.8084 | -530503751.9095 | -40894673.4588 | -4 | -1030342.2699 | 5.2154e-08 | 351.5466 | 282.2523 | 790.4687 | 602.3656 | 624.6855 | 602.3656 | 148.2871 | 138.2039 | 94.1642 | 88.7285 | 48175754.9669 | 5377691.103 | 451747.7 | 10111110.114 | 32235206.0499 | 6 | 5325500714.6334 | 115464669.11 | 334.3861 | 296.6497 | 709.2922 | 644.8085 | 677.4835 | 644.8085 | 161.2739 | 134.2783 | 110.7263 | 88.691 | 47729819.7963 | 5424308.2066 | 417058.3577 | 9983430.6082 | 31905022.6237 | 2 | 0 | 0 | 736.1419 | 736.1419 | 0 | 0 | 3726643266.35 | 3726643266.35 | 5528412336.0096 | 115464669.11 | -247923006.5752 | -489271831.6418 | -489271831.6418 | 2.9802e-08 | 202911621.3763 | 202911621.3763 | 2176350159.5919 | 2176350159.5919 | -45011385.199 | -45011385.199 | 1687078327.9501 | 1687078327.9501 | 90146741.1211 | -4801334.3991 | -26996290.5194 | -109760402.2495 | -51411286.047 | -51411286.047 | -47535820.8067 | -3823311.5826 | 8179016.8712 | 249074.1407 | -42931041.3774 | 137682561.9278 | -978022.8165 | -35175307.3907 | -110009476.3903 | -8480244.6696 | 42077367.2962 | 42077367.2962 | -9333918.7508 | -9333918.7508 | -213659.966 | 1.0815e-08 | 6.18e-09 | 1104338174.8461 | 0 | 0 | 1146415542.1423 | -478967712.1951 | -478967712.1951 | 1232846726.1465 | 753879013.9514 | 753879013.9514 | 1232846726.1465
Alternative_Low_battery_cost | 2047 | 654782556.9507 | -5483365.4704 | -33986500.8301 | -488854881.1944 | 126457809.4559 | 0 | 0 | 122573144.6001 | 60344731.7359 | 182917876.336 | 654782556.9507 | -5483365.4704 | -156559645.4302 | -549199612.9303 | -56460066.8802 | -2 | -499492.8207 | 1.4156e-07 | 346.9903 | 272.5934 | 803.8555 | 602.3656 | 633.7724 | 602.3656 | 146.0605 | 134.2783 | 74.3034 | 68.7759 | 48476850.5221 | 5429550.0645 | 453642.3219 | 10193389.7596 | 32400268.3761 | 3 | 4953994612.0597 | 114558686.44 | 312.986 | 269.3756 | 682.5611 | 602.3656 | 645.7767 | 602.3656 | 149.5535 | 122.1652 | 89.4944 | 66.9039 | 47971136.4942 | 5438260.7243 | 417868.5864 | 10044819.526 | 32070187.6574 | 1 | 81.3488 | 81.3488 | 817.4907 | 817.4907 | 684621884.2 | 684621884.2 | 4411265150.55 | 4411265150.55 | 4837261749.262 | 114558686.44 | 126457809.4559 | -362814022.186 | -362814022.186 | 2.9802e-08 | -116732862.7977 | -116732862.7977 | 2059617296.7942 | 2059617296.7942 | 9724946.6582 | 9724946.6582 | 1696803274.6082 | 1696803274.6082 | 128095205.3099 | -1072711.5716 | -6648784.0206 | -95634750.3589 | 24738959.3588 | 24738959.3588 | 0 | 0 | 23979001.8173 | 11805248.5043 | 35784250.3216 | 128095205.3099 | -1072711.5716 | -30627785.8378 | -107439998.8632 | -11045290.9627 | -22836466.6526 | -22836466.6526 | 1902492.7063 | 1902492.7063 | -97715.852 | 2.7694e-08 | 5.8302e-09 | 969150674.8302 | 133932677.1694 | 133932677.1694 | 946314208.1777 | -454228752.8363 | -454228752.8363 | 1210010259.494 | 755781506.6577 | 755781506.6577 | 1210010259.494
Alternative_Low_battery_cost | 2048 | -396857428.2526 | -92534848.9816 | -221509592.8238 | -593982736.2203 | -1304884606.2782 | -1136890109.2122 | -91277867.0457 | -51088925.5024 | -36655999.5584 | -1315912901.3187 | 740032680.9596 | -1256981.9359 | -170420667.3213 | -557326736.6618 | 11028295.0405 | -1 | -241552.1355 | 5.1688e-08 | 271.2577 | 194.8421 | 602.731 | 393.9318 | 429.6335 | 393.9318 | 134.4072 | 123.9476 | 71.0926 | 66.2216 | 48632929.4673 | 5446755.1209 | 456539.7465 | 10200207.2808 | 32529427.3191 | 5 | 3726311641.0936 | 113685998.53 | 311.8044 | 270.9197 | 675.4772 | 602.3656 | 640.8891 | 602.3656 | 156.3089 | 128.9895 | 89.4753 | 67.355 | 48100172.3748 | 5462126.9662 | 419305.228 | 10065259.0541 | 32153481.1264 | 4 | 0 | 65.0791 | 817.4907 | 882.5698 | 0 | 547697507.4 | 4411265150.55 | 4958962657.95 | 4882003894.88 | 113685998.53 | -1304884606.2782 | -1667698628.4642 | -1667698628.4642 | 0 | 1155692253.7864 | 1155692253.7864 | 3215309550.5806 | 3215309550.5806 | -149192352.4918 | -149192352.4918 | 1547610922.1164 | 1547610922.1164 | -73242712.7131 | -17077929.9502 | -40881088.0568 | -109623516.6797 | -240825247.3997 | -240825247.3997 | -209820730.8907 | -16845945.4634 | -9428805.4778 | -6765111.7347 | -242860593.5665 | 136578018.1776 | -231984.4868 | -31452282.579 | -102858404.945 | 2035346.1668 | 213290793.3751 | 213290793.3751 | -27534454.0246 | -27534454.0246 | -44580.0744 | 9.5394e-09 | 0 | 687715924.1033 | 0 | 101081265.7956 | 901006717.4784 | -695054000.236 | -695054000.236 | 1423301052.8691 | 728247052.6331 | 728247052.6331 | 1423301052.8691
Alternative_Low_battery_cost | 2049 | -697923123.6923 | -115052249.2767 | -273696234.5385 | -789467913.7931 | -1876139521.3005 | -1372305565.9928 | -110007008.9407 | -97741254.1965 | -220126000.4631 | -1800179829.5932 | 674382442.3005 | -5045240.3359 | -175954980.342 | -569341913.3299 | -75959691.7073 | -12 | -2797474.3195 | -8.3819e-08 | 267.0308 | 194.9856 | 591.4958 | 393.9318 | 421.6193 | 393.9318 | 134.52 | 124.6767 | 70.4728 | 66.2216 | 48722216.598 | 5445097.8435 | 455563.4576 | 10232267.7814 | 32589287.5155 | 13 | 3729455861.9997 | 112844877.41 | 330.4843 | 289.6619 | 718.2848 | 644.8085 | 683.3978 | 644.8085 | 161.413 | 134.2783 | 94.7801 | 73.0011 | 48392265.7931 | 5494979.4483 | 421417.0125 | 10127066.3549 | 32348802.9774 | 1 | 0 | 0 | 817.4907 | 882.5698 | 0 | 0 | 4411265150.55 | 4958962657.95 | 5280642372.9837 | 112844877.41 | -1876139521.3005 | -3543838149.7647 | -3543838149.7647 | -1.4901e-08 | 1551186510.984 | 1551186510.984 | 4766496061.5646 | 4766496061.5646 | -324953010.3165 | -324953010.3165 | 1222657911.7999 | 1222657911.7999 | -121515486.4316 | -20031762.1831 | -47653287.2252 | -137454361.8203 | -326654897.6603 | -326654897.6603 | -238932301.7444 | -19153334.7278 | -17017742.5635 | -38326166.7575 | -313429545.7932 | 117416815.3128 | -878427.4554 | -30635544.6617 | -99128195.0628 | -13225351.8671 | 270077286.4942 | 270077286.4942 | -56577611.166 | -56577611.166 | -487068.62 | -1.4594e-08 | -2.5944e-09 | 649336048.3582 | 0 | 0 | 919413334.8524 | -1021708897.8963 | -1021708897.8963 | 1693378339.3633 | 671669441.4671 | 671669441.4671 | 1693378339.3633
Alternative_Low_generation_cost | 2008 | 0 | 0 | 0 | 0 | 0 | 0 | 0 | 0 | 0 | 0 | 0 | 0 | 0 | 0 | 0 | 0 | 0 | 0 | 222.835 | 177.0197 | 355.9702 | 236.8084 | 247.7358 | 236.6214 | 177.2594 | 170.1169 | 139.5568 | 132.0416 | 41261560.177 | 4827744.252 | 282869.1125 | 8626822.428 | 27524124.3845 | 0 |  | 100822072.5524 | 222.835 | 177.0197 | 355.9702 | 236.8084 | 247.7358 | 236.6214 | 177.2594 | 170.1169 | 139.5568 | 132.0416 | 41261560.177 | 4827744.252 | 282869.1125 | 8626822.428 | 27524124.3845 | 0 | [9 empty] | 100822072.5524 | 0 | 0 | 0 | 0 | [8 empty] | 0 | 0 | 0 | 0 | 0 | 0 | 0 | 0 | 0 | 0 | 0 | 0 | 0 | 0 | 0 | 0 |  |  |  |  | 0 | 0 | 0 |  |  |  |  | 0 | 0
Alternative_Low_generation_cost | 2009 | 0 | 0 | 0 | 0 | 0 | 0 | 0 | 0 | 0 | 0 | 0 | 0 | 0 | 0 | 0 | 0 | 0 | 0 | 98.4761 | 62.53 | 195.022 | 95.401 | 109.1309 | 95.1257 | 63.4507 | 59.672 | 39.2003 | 37.3931 | 39602848.455 | 4781931.383 | 228048.021 | 8373054.736 | 26219814.315 | -269.825 |  | 110628296.0159 | 98.4761 | 62.53 | 195.022 | 95.401 | 109.1309 | 95.1257 | 63.4507 | 59.672 | 39.2003 | 37.3931 | 39602848.455 | 4781931.383 | 228048.021 | 8373054.736 | 26219814.315 | -269.825 | [9 empty] | 110628296.0159 | 0 | 0 | 0 | 0 | [8 empty] | 0 | 0 | 0 | 0 | 0 | 0 | 0 | 0 | 0 | 0 | 0 | 0 | 0 | 0 | 0 | 0 |  |  |  |  | 0 | 0 | 0 |  |  |  |  | 0 | 0
Alternative_Low_generation_cost | 2010 | 0 | 0 | 0 | 0 | 0 | 0 | 0 | 0 | 0 | 0 | 0 | 0 | 0 | 0 | 0 | 0 | 0 | 0 | 115.9474 | 75.0646 | 201.1316 | 87.9426 | 97.9933 | 87.7062 | 84.4326 | 79.755 | 64.8128 | 62.6532 | 40939219.298 | 4741764.959 | 250531.468 | 8609720.309 | 27337202.562 | -102.054 |  | 115634004.5155 | 115.9474 | 75.0646 | 201.1316 | 87.9426 | 97.9933 | 87.7062 | 84.4326 | 79.755 | 64.8128 | 62.6532 | 40939219.298 | 4741764.959 | 250531.468 | 8609720.309 | 27337202.562 | -102.054 | [9 empty] | 115634004.5155 | 0 | 0 | 0 | 0 | [8 empty] | 0 | 0 | 0 | 0 | 0 | 0 | 0 | 0 | 0 | 0 | 0 | 0 | 0 | 0 | 0 | 0 |  |  |  |  | 0 | 0 | 0 |  |  |  |  | 0 | 0
Alternative_Low_generation_cost | 2011 | 0 | 0 | 0 | 0 | 0 | 0 | 0 | 0 | 0 | 0 | 0 | 0 | 0 | 0 | 0 | 0 | 0 | 0 | 101.3344 | 67.4736 | 181.5052 | 90.6321 | 95.3539 | 89.6583 | 72.3432 | 65.7461 | 52.5564 | 49.6632 | 41114178.262 | 4752964.725 | 275946.602 | 8622751.24 | 27462515.695 | 66.336 |  | 108065577.627 | 101.3344 | 67.4736 | 181.5052 | 90.6321 | 95.3539 | 89.6583 | 72.3432 | 65.7461 | 52.5564 | 49.6632 | 41114178.262 | 4752964.725 | 275946.602 | 8622751.24 | 27462515.695 | 66.336 | [9 empty] | 108065577.627 | 0 | 0 | 0 | 0 | [8 empty] | 0 | 0 | 0 | 0 | 0 | 0 | 0 | 0 | 0 | 0 | 0 | 0 | 0 | 0 | 0 | 0 |  |  |  |  | 0 | 0 | 0 |  |  |  |  | 0 | 0
Alternative_Low_generation_cost | 2012 | 0 | 0 | 0 | 0 | 0 | 0 | 0 | 0 | 0 | 0 | 0 | 0 | 0 | 0 | 0 | 0 | 0 | 0 | 153.4623 | 110.6784 | 242.8116 | 128.5609 | 135.7194 | 128.2835 | 120.4356 | 114.6827 | 99.7791 | 94.5508 | 40660356.413 | 4636441.846 | 296628.236 | 8528166.74 | 27199119.591 | 59.13 |  | 101290563.8065 | 153.4623 | 110.6784 | 242.8116 | 128.5609 | 135.7194 | 128.2835 | 120.4356 | 114.6827 | 99.7791 | 94.5508 | 40660356.413 | 4636441.846 | 296628.236 | 8528166.74 | 27199119.591 | 59.13 | [9 empty] | 101290563.8065 | 0 | 0 | 0 | 0 | [8 empty] | 0 | 0 | 0 | 0 | 0 | 0 | 0 | 0 | 0 | 0 | 0 | 0 | 0 | 0 | 0 | 0 |  |  |  |  | 0 | 0 | 0 |  |  |  |  | 0 | 0
Alternative_Low_generation_cost | 2013 | 0 | 0 | 0 | 0 | 0 | 0 | 0 | 0 | 0 | 0 | 0 | 0 | 0 | 0 | 0 | 0 | 0 | 0 | 128.9149 | 79.1418 | 224.721 | 86.4201 | 90.5413 | 85.5662 | 91.7316 | 86.131 | 72.7679 | 70.2336 | 40064639.297 | 4495056.824 | 315107.072 | 8408150.725 | 26846324.676 | 44.402 |  | 141601259.1533 | 128.9149 | 79.1418 | 224.721 | 86.4201 | 90.5413 | 85.5662 | 91.7316 | 86.131 | 72.7679 | 70.2336 | 40064639.297 | 4495056.824 | 315107.072 | 8408150.725 | 26846324.676 | 44.402 | [9 empty] | 141601259.1533 | 0 | 0 | 0 | 0 | [8 empty] | 0 | 0 | 0 | 0 | 0 | 0 | 0 | 0 | 0 | 0 | 0 | 0 | 0 | 0 | 0 | 0 |  |  |  |  | 0 | 0 | 0 |  |  |  |  | 0 | 0
Alternative_Low_generation_cost | 2014 | 0 | 0 | 0 | 0 | 0 | 0 | 0 | 0 | 0 | 0 | 0 | 0 | 0 | 0 | 0 | 0 | 0 | 0 | 124.2496 | 77.7268 | 221.5562 | 92.3317 | 97.0214 | 91.9174 | 84.5437 | 79.9298 | 67.6962 | 65.033 | 40093316.445 | 4491379.478 | 338160.091 | 8413164.722 | 26850612.154 | -9.904 |  | 175441488.8446 | 124.2496 | 77.7268 | 221.5562 | 92.3317 | 97.0214 | 91.9174 | 84.5437 | 79.9298 | 67.6962 | 65.033 | 40093316.445 | 4491379.478 | 338160.091 | 8413164.722 | 26850612.154 | -9.904 | [9 empty] | 175441488.8446 | 0 | 0 | 0 | 0 | [8 empty] | 0 | 0 | 0 | 0 | 0 | 0 | 0 | 0 | 0 | 0 | 0 | 0 | 0 | 0 | 0 | 0 |  |  |  |  | 0 | 0 | 0 |  |  |  |  | 0 | 0
Alternative_Low_generation_cost | 2015 | 0 | 0 | 0 | 0 | 0 | 0 | 0 | 0 | 0 | 0 | 0 | 0 | 0 | 0 | 0 | 0 | 0 | 0 | 126.5799 | 74.1005 | 223.882 | 75.9142 | 79.3821 | 75.4536 | 79.8433 | 76.4746 | 73.7905 | 71.6092 | 41050345.9 | 4591697.434 | 371084.042 | 8612380.534 | 27475183.89 | 111.76 |  | 183604863.8889 | 126.5799 | 74.1005 | 223.882 | 75.9142 | 79.3821 | 75.4536 | 79.8433 | 76.4746 | 73.7905 | 71.6092 | 41050345.9 | 4591697.434 | 371084.042 | 8612380.534 | 27475183.89 | 111.76 | [9 empty] | 183604863.8889 | 0 | 0 | 0 | 0 | [8 empty] | 0 | 0 | 0 | 0 | 0 | 0 | 0 | 0 | 0 | 0 | 0 | 0 | 0 | 0 | 0 | 0 |  |  |  |  | 0 | 0 | 0 |  |  |  |  | 0 | 0
Alternative_Low_generation_cost | 2016 | 0 | 0 | 0 | 0 | 0 | 0 | 0 | 0 | 0 | 0 | 0 | 0 | 0 | 0 | 0 | 0 | 0 | 0 | 118.9116 | 66.8003 | 221.8348 | 76.7035 | 83.2582 | 76.3436 | 68.0214 | 63.9106 | 63.2479 | 60.1327 | 41030948.485 | 4544238.781 | 372593.37 | 8584774.075 | 27529342.259 | -65.832 |  | 176394458.0176 | 118.9116 | 66.8003 | 221.8348 | 76.7035 | 83.2582 | 76.3436 | 68.0214 | 63.9106 | 63.2479 | 60.1327 | 41030948.485 | 4544238.781 | 372593.37 | 8584774.075 | 27529342.259 | -65.832 | [9 empty] | 176394458.0176 | 0 | 0 | 0 | 0 | [8 empty] | 0 | 0 | 0 | 0 | 0 | 0 | 0 | 0 | 0 | 0 | 0 | 0 | 0 | 0 | 0 | 0 |  |  |  |  | 0 | 0 | 0 |  |  |  |  | 0 | 0
Alternative_Low_generation_cost | 2017 | 0 | 0 | 0 | 0 | 0 | 0 | 0 | 0 | 0 | 0 | 0 | 0 | 0 | 0 | 0 | 0 | 0 | 0 | 135.3876 | 84.6124 | 268.1301 | 126.9731 | 132.8069 | 126.7204 | 81.1155 | 76.9617 | 57.1547 | 53.9688 | 40770953.213 | 4513235.66 | 385997.013 | 8518439.129 | 27353281.411 | 40.37 |  | 155621570.0617 | 135.3876 | 84.6124 | 268.1301 | 126.9731 | 132.8069 | 126.7204 | 81.1155 | 76.9617 | 57.1547 | 53.9688 | 40770953.213 | 4513235.66 | 385997.013 | 8518439.129 | 27353281.411 | 40.37 | [9 empty] | 155621570.0617 | 0 | 0 | 0 | 0 | [8 empty] | 0 | 0 | 0 | 0 | 0 | 0 | 0 | 0 | 0 | 0 | 0 | 0 | 0 | 0 | 0 | 0 |  |  |  |  | 0 | 0 | 0 |  |  |  |  | 0 | 0
Alternative_Low_generation_cost | 2018 | 0 | 0 | 0 | 0 | 0 | 0 | 0 | 0 | 0 | 0 | 0 | 0 | 0 | 0 | 0 | 0 | 0 | 0 | 135.7799 | 81.9117 | 253.6695 | 102.5411 | 107.6094 | 102.5411 | 84.0681 | 79.9122 | 68.7001 | 66.2216 | 41010567.718 | 4564981.652 | 387315.2631 | 8568387.1645 | 27489883.6385 | 0 | 1720764152.9707 | 155584101.2 | 135.7799 | 81.9117 | 253.6695 | 102.5411 | 107.6094 | 102.5411 | 84.0681 | 79.9122 | 68.7001 | 66.2216 | 41010567.718 | 4564981.652 | 387315.2631 | 8568387.1645 | 27489883.6385 | 0 | [8 empty] | 1720764152.9707 | 155584101.2 | 0 | 0 | 0 | 0 | 0 | 0 | 0 | 0 | 0 | 0 | 0 | 0 | 0 | 0 | 0 | 0 | 0 | 0 | 0 | 0 | 0 | 0 | 0 | 0 | 0 | 0 | 0 | 0 | 0 | 0 | 0 | 0 | 0 | 0 | 0 | 1824010002.149 |  |  | 1824010002.149 | 0 | 0 | 0 | 0 | 0 | 0
Alternative_Low_generation_cost | 2019 | 0 | 0 | 0 | 0 | 0 | 0 | 0 | 0 | 0 | 0 | 0 | 0 | 0 | 0 | 0 | 0 | 0 | 0 | 157.0416 | 104.9575 | 304.4984 | 158.8803 | 164.1415 | 158.8803 | 96.25 | 92.0149 | 70.0331 | 67.355 | 41698415.8096 | 4634500.4494 | 389874.2527 | 8694848.3028 | 27979192.8047 | 0 | 2073074859.492 | 150953074.5 | 157.0416 | 104.9575 | 304.4984 | 158.8803 | 164.1415 | 158.8803 | 96.25 | 92.0149 | 70.0331 | 67.355 | 41698415.8096 | 4634500.4494 | 389874.2527 | 8694848.3028 | 27979192.8047 | 0 | 0 | 0 | 0 | 0 | 0 | 0 | 0 | 0 | 2073074859.492 | 150953074.5 | 0 | 0 | 0 | 0 | 0 | 0 | 0 | 0 | 0 | 0 | 0 | 0 | 0 | 0 | 0 | 0 | 0 | 0 | 0 | 0 | 0 | 0 | 0 | 0 | 0 | 0 | 0 | 0 | 0 | 0 | 0 | 0 | 0 | 0 | 0 | 2073074859.492 | 0 | 0 | 2073074859.492 | 0 | 0 | 0 | 0 | 0 | 0
Alternative_Low_generation_cost | 2020 | 0 | 0 | 0 | 0 | 0 | 0 | 0 | 0 | 0 | 0 | 0 | 0 | 0 | 0 | 0 | 0 | 0 | 0 | 162.8557 | 111.4299 | 307.422 | 164.5027 | 171.3156 | 164.5027 | 103.8745 | 98.9569 | 77.2302 | 74.3029 | 41987638.9158 | 4675757.6789 | 392571.5741 | 8756705.6459 | 28162604.0169 | 0 | 2246517578.3911 | 126307495.7 | 162.8557 | 111.4299 | 307.422 | 164.5027 | 171.3156 | 164.5027 | 103.8745 | 98.9569 | 77.2302 | 74.3029 | 41987638.9158 | 4675757.6789 | 392571.5741 | 8756705.6459 | 28162604.0169 | 0 | 95 | 95 | 95 | 95 | 103810702.3 | 103810702.3 | 103810702.3 | 103810702.3 | 2246517578.3911 | 126307495.7 | 0 | 0 | 0 | 0 | 0 | 0 | 0 | 0 | 0 | 0 | 0 | 0 | 0 | 0 | 0 | 0 | 0 | 0 | 0 | 0 | 0 | 0 | 0 | 0 | 0 | 0 | 0 | 0 | 0 | 0 | 0 | 0 | 0 | 0 | 0 | 2119356206.0293 | 97934624.8113 | 97934624.8113 | 2119356206.0293 | 0 | 0 | 0 | 0 | 0 | 0
Alternative_Low_generation_cost | 2021 | 0 | 0 | 0 | 0 | 0 | 0 | 0 | 0 | 0 | 0 | 0 | 0 | 0 | 0 | 0 | 0 | 0 | 0 | 163.4658 | 111.8438 | 307.4666 | 164.5074 | 172.4435 | 164.5074 | 104.3158 | 98.9569 | 78.3338 | 75.2284 | 42323919.2215 | 4714414.8625 | 395005.1211 | 8829053.6382 | 28385445.5997 | 0 | 2278109939.5904 | 99119072.34 | 163.4658 | 111.8438 | 307.4666 | 164.5074 | 172.4435 | 164.5074 | 104.3158 | 98.9569 | 78.3338 | 75.2284 | 42323919.2215 | 4714414.8625 | 395005.1211 | 8829053.6382 | 28385445.5997 | 0 | 17 | 17 | 112 | 112 | 41128931.45 | 41128931.45 | 144939633.75 | 144939633.75 | 2278109939.5904 | 99119072.34 | 0 | 0 | 0 | 0 | 0 | 0 | 0 | 0 | 0 | 0 | 0 | 0 | 0 | 0 | 0 | 0 | 0 | 0 | 0 | 0 | 0 | 0 | 0 | 0 | 0 | 0 | 0 | 0 | 0 | 0 | 0 | 0 | 0 | 0 | 0 | 2027509736.1965 | 36604602.5721 | 36604602.5721 | 2027509736.1965 | 0 | 0 | 0 | 0 | 0 | 0
Alternative_Low_generation_cost | 2022 | 471280480.2454 | -6864195.4324 | -131032306.8325 | -389886543.908 | -56502565.9275 | -84228096.128 | -6864195.4324 | 0 | 31795561.6942 | -59296729.8662 | 555508576.3735 | -5.8066e-10 | -131032306.8325 | -421682105.6023 | 2794163.9387 | 0 | 0 | 7.2643e-08 | 165.7673 | 113.9081 | 310.7708 | 167.8366 | 176.1301 | 167.8366 | 104.8488 | 98.9569 | 80.5988 | 77.1888 | 42488284.0948 | 4738190.8309 | 395117.7501 | 8864291.1967 | 28490684.3171 | 1 | 2331406475.1265 | 96271373.37 | 141.0807 | 119.7382 | 211.8217 | 185.521 | 193.8144 | 185.521 | 119.6669 | 98.9569 | 94.2995 | 76.0715 | 42413838.2821 | 4787524.5398 | 381183.448 | 8821196.5237 | 28423933.7707 | 1 | 0 | 0 | 112 | 112 | 0 | 0 | 144939633.75 | 144939633.75 | 2395214951.5514 | 96271373.37 | -56502565.9275 | -56502565.9275 | -56502565.9275 | 0 | 63808476.4249 | 63808476.4249 | 63808476.4249 | 63808476.4249 | 7305910.4974 | 7305910.4974 | 7305910.4974 | 7305910.4974 | 395696178.9308 | -5763310.8475 | -110017251.5168 | -327356260.46 | -47440643.8935 | -47440643.8935 | -70719533.6822 | -5763310.8475 | 0 | 26696166.7133 | -49786677.8164 | 466415712.613 | -4.8753e-10 | -110017251.5168 | -354052427.1733 | 2346033.9229 | 53574827.2273 | 53574827.2273 | 6134183.3337 | 6134183.3337 | 0 | 6.0993e-08 | 0 | 1957493833.1026 | 0 | 0 | 2011068660.3298 | -47440643.8935 | -47440643.8935 | 53574827.2273 | 6134183.3337 | 6134183.3337 | 53574827.2273
Alternative_Low_generation_cost | 2023 | 447784976.461 | -8715523.4195 | -128689753.548 | -363843221.7773 | -53463522.2839 | -99880821.7796 | -8186263.9073 | 0 | 57037925.5551 | -51029160.1318 | 547665798.2406 | -529259.5122 | -128689753.548 | -420881147.3324 | -2434362.152 | -4 | -2659962.8143 | -2.7008e-08 | 167.3758 | 115.1432 | 308.4716 | 164.5074 | 172.6446 | 164.5074 | 104.9093 | 98.9569 | 86.0696 | 82.6366 | 42293425.2526 | 4729243.6104 | 395592.2898 | 8839838.269 | 28328751.0834 | 4 | 2388687300.3457 | 93505489.03 | 143.9699 | 121.7644 | 214.2745 | 185.521 | 195.115 | 185.521 | 119.4996 | 98.9569 | 98.9277 | 80.6208 | 42220272.3777 | 4777072.6704 | 383548.4148 | 8796165.3054 | 28263485.9871 | 0 | 0 | 0 | 112 | 112 | 0 | 0 | 144939633.75 | 144939633.75 | 2450587999.4996 | 93505489.03 | -53463522.2839 | -109966088.2113 | -109966088.2113 | 0 | 61900699.1539 | 61900699.1539 | 125709175.5788 | 125709175.5788 | 8437176.8701 | 8437176.8701 | 15743087.3675 | 15743087.3675 | 354687642.3479 | -6903510.8724 | -101934338.3091 | -288197910.3819 | -42348117.2154 | -42348117.2154 | -79114966.0106 | -6484287.7666 | 0 | 45179379.3964 | -40419874.3808 | 433802608.3585 | -419223.1058 | -101934338.3091 | -333377289.7784 | -1928242.8347 | 49031151.5498 | 49031151.5498 | 6683034.3344 | 6683034.3344 | -2106939.6897 | -2.1393e-08 | 0 | 1892064074.061 | 0 | 0 | 1941095225.6108 | -89788761.1089 | -89788761.1089 | 102605978.7771 | 12817217.6681 | 12817217.6681 | 102605978.7771
Alternative_Low_generation_cost | 2024 | 546720748.7088 | -1339786.4756 | 4791629.9216 | -426633833.5796 | 123538758.5753 | -10849180.6471 | -885022.391 | 137808811.5428 | 0 | 126074608.5048 | 557569929.3559 | -454764.0846 | -133017181.6212 | -426633833.5796 | -2535849.9295 | -3 | -1817861.1031 | 4.5635e-08 | 184.1589 | 131.7366 | 339.3344 | 194.7769 | 202.9467 | 194.7769 | 120.1521 | 114.4504 | 92.2401 | 88.7285 | 42664734.1892 | 4770182.6768 | 397545.9444 | 8919641.0067 | 28577364.5613 | 3 | 3434867546.3343 | 90819068.77 | 151.6316 | 129.4967 | 225.3308 | 197.0393 | 206.4234 | 197.0393 | 119.6135 | 98.9569 | 107.1895 | 88.7285 | 42574218.5306 | 4820776.783 | 384836.9976 | 8869506.6728 | 28499098.0772 | 0 | 35 | 0 | 147 | 112 | 113381610.1 | 0 | 258321243.85 | 144939633.75 | 3424686318.5332 | 90819068.77 | 123538758.5753 | 13572670.3639 | 13572670.3639 | 1.4901e-08 | -10181227.8011 | -10181227.8011 | 115527947.7777 | 115527947.7777 | 113357530.7742 | 113357530.7742 | 129100618.1417 | 129100618.1417 | 408541547.7481 | -1001166.3938 | 3580584.6203 | -318805618.9635 | 92315347.0111 | 92315347.0111 | -8107138.9074 | -661340.2148 | 102978760.7183 | 0 | 94210281.5961 | 416648686.6555 | -339826.1789 | -99398176.098 | -318805618.9635 | -1894934.585 | -7608005.6842 | -7608005.6842 | 84707341.3269 | 84707341.3269 | -1358411.5664 | 3.4101e-08 | 1.1135e-08 | 2566732846.7107 | 84725334.7999 | 0 | 2559124841.0265 | 2526585.9022 | 2526585.9022 | 94997973.0929 | 97524558.9951 | 97524558.9951 | 94997973.0929
Alternative_Low_generation_cost | 2025 | 567712191.1267 | -495682.4275 | -102096829.5217 | -435582503.6722 | 29537175.5052 | 0 | 0 | 27409181.4741 | 0 | 27409181.4741 | 567712191.1267 | -495682.4275 | -129506010.9958 | -435582503.6722 | 2127994.0311 | -5 | -2774503.3073 | -4.4703e-08 | 230.6469 | 176.664 | 454.4685 | 306.6893 | 316.1123 | 306.6893 | 144.1599 | 137.3399 | 93.5762 | 89.5787 | 42977927.0791 | 4808273.8581 | 399321.2754 | 8987429.5515 | 28782902.3941 | 5 | 3463764766.1923 | 89600253.61 | 199.3192 | 176.0614 | 336.9261 | 306.6893 | 317.4264 | 306.6893 | 155.5609 | 134.2783 | 108.7407 | 89.5787 | 42819068.6249 | 4851369.6971 | 385082.651 | 8917753.353 | 28664862.9238 | 0 | 0 | 35 | 147 | 147 | 0 | 113381610.1 | 258321243.85 | 258321243.85 | 3450809838.706 | 89600253.61 | 29537175.5052 | 43109845.8691 | 43109845.8691 | 0 | -12954927.4863 | -12954927.4863 | 102573020.2914 | 102573020.2914 | 16582248.0189 | 16582248.0189 | 145682866.1606 | 145682866.1606 | 400214693.0708 | -349436.552 | -71974236.1168 | -307068477.1948 | 20822543.2072 | 20822543.2072 | 0 | 0 | 19322391.385 | 0 | 19322391.385 | 400214693.0708 | -349436.552 | -91296627.5018 | -307068477.1948 | 1500151.8222 | -9132712.6821 | -9132712.6821 | 11689830.5251 | 11689830.5251 | -1955915.351 | -3.1514e-08 | 0 | 2441817481.5308 | 0 | 79929561.132 | 2432684768.8488 | 23349129.1094 | 23349129.1094 | 85865260.4108 | 109214389.5202 | 109214389.5202 | 85865260.4108
Alternative_Low_generation_cost | 2026 | 463584033.2403 | -9550942.7313 | -98797727.2969 | -441309747.7627 | -86074384.5506 | -104849809.4096 | -8525213.6372 | 36975826.9794 | 0 | -76399196.0675 | 568433842.6499 | -1025729.0941 | -135773554.2763 | -441309747.7627 | -9675188.4832 | -6 | -3066159.5535 | 1.844e-07 | 234.667 | 176.8706 | 464.2456 | 306.6893 | 322.1569 | 306.6893 | 146.6075 | 138.3896 | 93.788 | 89.5787 | 43220354.6958 | 4834985.4819 | 401965.3583 | 9039933.8654 | 28943469.9901 | 6 | 3486942938.5042 | 88972624.71 | 211.1754 | 183.7994 | 368.627 | 328.3149 | 346.3742 | 328.3149 | 157.5932 | 134.2783 | 109.0849 | 89.5787 | 42951845.3522 | 4861804.3573 | 386469.1218 | 8947418.1491 | 28756153.7239 | 0 | 0 | 0 | 147 | 147 | 0 | 0 | 258321243.85 | 258321243.85 | 3561709558.2398 | 88972624.71 | -86074384.5506 | -42964538.6815 | -42964538.6815 | 5.9605e-08 | 74766619.7356 | 74766619.7356 | 177339640.027 | 177339640.027 | -11307764.815 | -11307764.815 | 134375101.3455 | 134375101.3455 | 308309859.0682 | -6351922.4053 | -65706131.3485 | -293496187.0605 | -57244381.7461 | -57244381.7461 | -69731111.6098 | -5669753.9746 | 24591036.7647 | 0 | -50809828.8197 | 378040970.678 | -682168.4307 | -90297168.1132 | -293496187.0605 | -6434552.9264 | 49724072.3166 | 49724072.3166 | -7520309.4294 | -7520309.4294 | -2039171.2226 | 1.2264e-07 | 3.964e-08 | 2319016206.0474 | 0 | 0 | 2368740278.364 | -33895252.6367 | -33895252.6367 | 135589332.7275 | 101694080.0908 | 101694080.0908 | 135589332.7275
Alternative_Low_generation_cost | 2027 | 262465549.1833 | -27041856.1912 | -26703949.3774 | -444858265.797 | -236138522.1823 | -320147746.1359 | -25917553.0801 | 103213105.5395 | 0 | -242852193.6765 | 582613295.3192 | -1124303.1111 | -129917054.9169 | -444858265.797 | 6713671.4942 | -5 | -2367833.5381 | -2.645e-07 | 245.3353 | 186.8184 | 487.3995 | 328.3149 | 343.4285 | 328.3149 | 158.7066 | 149.6172 | 93.8547 | 89.5787 | 43401781.3479 | 4859864.8783 | 401954.9813 | 9078437.0265 | 29061524.4618 | 5 | 3636563210.5758 | 86416434.01 | 235.2781 | 208.0506 | 433.6023 | 393.9318 | 411.6599 | 393.9318 | 161.6619 | 138.2039 | 109.1936 | 89.5787 | 43237812.7112 | 4898236.803 | 388011.9054 | 9008101.493 | 28943462.5099 | 0 | 0 | 0 | 147 | 147 | 0 | 0 | 258321243.85 | 258321243.85 | 3898596520.6918 | 86416434.01 | -236138522.1823 | -279103060.8638 | -279103060.8638 | -2.9802e-08 | 262033310.116 | 262033310.116 | 439372950.143 | 439372950.143 | 25894787.9337 | 25894787.9337 | 160269889.2792 | 160269889.2792 | 164674132.6086 | -16966395.1184 | -16754388.2031 | -279109579.4547 | -148156230.1676 | -148156230.1676 | -200864656.5829 | -16260993.4374 | 64757179.3001 | 0 | -152368470.7202 | 365538789.1915 | -705401.681 | -81511567.5032 | -279109579.4547 | 4212240.5526 | 164402940.4704 | 164402940.4704 | 16246710.3028 | 16246710.3028 | -1485608.0551 | -1.6595e-07 | -1.8698e-08 | 2281624747.4818 | 0 | 0 | 2446027687.9522 | -182051482.8042 | -182051482.8042 | 299992273.1979 | 117940790.3936 | 117940790.3936 | 299992273.1979
Alternative_Low_generation_cost | 2028 | 563494317.7563 | -3160521.1342 | 6488853.5643 | -395703682.8705 | 171118967.3159 | -1260841.9431 | -102037.2742 | 138320236.2608 | 63008099.8537 | 199965456.8972 | 564755159.6994 | -3058483.86 | -131831382.6965 | -458711782.7241 | -28846489.5813 | -11 | -4859760.7155 | -6.9849e-08 | 204.0183 | 143.3726 | 383.6839 | 218.912 | 235.5517 | 218.912 | 139.4526 | 129.6938 | 93.0553 | 88.7285 | 43569993.0686 | 4879373.3073 | 402918.0658 | 9114690.9612 | 29173010.7342 | 11 | 3049892850.5048 | 83933682.88 | 170.4842 | 139.5001 | 268.4027 | 219.1698 | 243.5309 | 219.1698 | 138.7438 | 114.4504 | 106.6565 | 86.5628 | 43336513.2685 | 4900478.3176 | 388544.6604 | 9033576.0149 | 29013914.2756 | 0 | 247 | 247 | 394 | 394 | 1059312049 | 1059312049 | 1317633292.85 | 1317633292.85 | 2917547731.0533 | 83933682.88 | 171118967.3159 | -107984093.5479 | -107984093.5479 | 0 | -132345119.4515 | -132345119.4515 | 307027830.6915 | 307027830.6915 | 38773847.8644 | 38773847.8644 | 199043737.1436 | 199043737.1436 | 333531420.8878 | -1870707.6033 | 3840742.4548 | -234216401.9042 | 101285053.8351 | 101285053.8351 | -746290.4089 | -60395.7058 | 81871535.3179 | 37294397.4933 | 118359246.6965 | 334277711.2967 | -1810311.8975 | -78030792.8631 | -271510799.3975 | -17074192.8614 | -78334872.859 | -78334872.859 | 22950180.9761 | 22950180.9761 | -2876484.9006 | -4.1344e-08 | 0 | 1805226892.145 | 627005174.2019 | 627005174.2019 | 1726892019.286 | -80766428.9691 | -80766428.9691 | 221657400.3388 | 140890971.3697 | 140890971.3697 | 221657400.3388
Alternative_Low_generation_cost | 2029 | 617410855.4801 | -1337478.4477 | 39562500.2493 | -477788681.8279 | 177847195.4537 | -1360904.8688 | -110281.9625 | 180211314.1987 | 0 | 178740127.3674 | 618771760.349 | -1227196.4852 | -140648813.9495 | -477788681.8279 | -892931.9136 | -29 | -12035911.4494 | 2.794e-08 | 210.5202 | 150.406 | 400.176 | 236.047 | 248.6628 | 236.047 | 142.7102 | 134.2783 | 93.0755 | 88.7285 | 43709809.3004 | 4888097.7822 | 405398.0246 | 9143950.943 | 29272362.5505 | 29 | 3153435232.4071 | 81715220.8768 | 173.7135 | 146.603 | 274.0235 | 236.325 | 251.9251 | 236.325 | 138.3663 | 114.4504 | 109.4676 | 88.7285 | 43348401.9466 | 4901626.8837 | 387919.7697 | 9033658.5197 | 29025196.7735 | 0 | 0 | 0 | 394 | 394 | 0 | 0 | 1317633292.85 | 1317633292.85 | 3027052278.9929 | 81715220.8768 | 177847195.4537 | 69863101.9058 | 69863101.9058 | 0 | -126382953.4142 | -126382953.4142 | 180644877.2773 | 180644877.2773 | 51464242.0396 | 51464242.0396 | 250507979.1831 | 250507979.1831 | 344758996.9108 | -746840.9794 | 22091493.5009 | -266794704.4019 | 99308945.0304 | 99308945.0304 | -759922.1706 | -61580.8719 | 100629056.5896 | 0 | 99807553.5471 | 345518919.0814 | -685260.1076 | -78537563.0887 | -266794704.4019 | -498608.5167 | -70571581.0776 | -70571581.0776 | 28737363.9528 | 28737363.9528 | -6720790.0888 | 1.5601e-08 | 0 | 1760861763.1162 | 0 | 0 | 1690290182.0387 | 18542516.0612 | 18542516.0612 | 151085819.2612 | 169628335.3225 | 169628335.3225 | 151085819.2612
Alternative_Low_generation_cost | 2030 | 547113059.5901 | -8152514.5191 | -52349497.9883 | -472716300.4102 | 13894746.6725 | -92675667.6146 | -7517487.4588 | 87946398.6615 | 12256774.2848 | 10017.8729 | 639788727.2047 | -635027.0603 | -140295896.6498 | -484973074.695 | 13884728.7997 | -31 | -12171456.2416 | 5.0291e-08 | 229.1228 | 169.1477 | 451.7178 | 287.906 | 299.4209 | 287.906 | 142.5537 | 134.2783 | 93.5301 | 89.1459 | 44035365.1734 | 4923927.7898 | 410995.8615 | 9212988.393 | 29487453.1292 | 31 | 3442837704.5871 | 80589445.7267 | 199.6545 | 173.793 | 340.8279 | 306.6893 | 319.6578 | 306.6893 | 148.2861 | 124.6767 | 109.6284 | 88.7285 | 43685013.0386 | 4943967.4257 | 389449.1791 | 9106094.2826 | 29245502.1512 | 0 | 0 | 0 | 394 | 394 | 0 | 0 | 1317633292.85 | 1317633292.85 | 3457386818.2682 | 80589445.7267 | 13894746.6725 | 83757848.5784 | 83757848.5784 | 0 | 14549113.6811 | 14549113.6811 | 195193990.9584 | 195193990.9584 | 28443860.3536 | 28443860.3536 | 278951839.5368 | 278951839.5368 | 288212334.7709 | -4294642.9492 | -27577062.5007 | -249021050.1054 | 7319579.2156 | 7319579.2156 | -48820385.6067 | -3960118.6156 | 46329065.718 | 6456715.7948 | 5277.2905 | 337032720.3776 | -334524.3336 | -73906128.2187 | -255477765.9001 | 7314301.9251 | 7664291.5927 | 7664291.5927 | 14983870.8083 | 14983870.8083 | -6411771.3139 | 2.6493e-08 | 0 | 1813643954.7244 | 0 | 0 | 1821308246.3171 | 25862095.2768 | 25862095.2768 | 158750110.8539 | 184612206.1308 | 184612206.1308 | 158750110.8539
Alternative_Low_generation_cost | 2031 | 454286235.7523 | -15963886.0342 | -145100373.6056 | -486244947.4573 | -193022971.3447 | -184453211.5714 | -15046203.2357 | 0 | 0 | -199499414.8072 | 638739447.3238 | -917682.7984 | -145100373.6056 | -486244947.4573 | 6476443.4625 | -63 | -23560805.8205 | -5.7742e-08 | 223.7263 | 162.5981 | 436.3993 | 269.6013 | 283.6403 | 269.6013 | 142.7878 | 134.2783 | 93.6319 | 89.1459 | 44362983.6782 | 4957027.6849 | 419754.1153 | 9279151.025 | 29707050.853 | 63 | 3376287078.055 | 85572009.206 | 203.3584 | 175.8686 | 345.0468 | 306.6893 | 322.8418 | 306.6893 | 158.5217 | 134.2783 | 110.0659 | 89.1459 | 44032885.9272 | 4989757.7815 | 391624.3064 | 9180048.3967 | 29471455.4427 | 0 | 0 | 52.5 | 394 | 446.5 | 0 | 291785102 | 1317633292.85 | 1609418394.85 | 3545527224.0731 | 85572009.206 | -193022971.3447 | -109265122.7663 | -109265122.7663 | 1.4901e-08 | 169240146.018 | 169240146.018 | 364434136.9764 | 364434136.9764 | -23782825.3267 | -23782825.3267 | 255169014.2101 | 255169014.2101 | 225766341.4636 | -7933562.2826 | -72110440.3256 | -241648842.0804 | -95926503.2249 | -95926503.2249 | -91667595.1644 | -7477502.0463 | 0 | 0 | -99145097.2107 | 317433936.628 | -456060.2363 | -72110440.3256 | -241648842.0804 | 3218593.9858 | 84107167.6583 | 84107167.6583 | -11819335.5667 | -11819335.5667 | -11708998.674 | -2.8696e-08 | 7.4054e-09 | 1677911240.4343 | 0 | 145008256.4422 | 1762018408.0925 | -70064407.9481 | -70064407.9481 | 242857278.5122 | 172792870.5641 | 172792870.5641 | 242857278.5122
Alternative_Low_generation_cost | 2032 | 267481592.7835 | -31247089.1564 | -150037327.6562 | -501992585.4632 | -415795409.4924 | -357734437.018 | -29285116.4242 | 0 | -12410709.6386 | -399430263.0809 | 625216029.8015 | -1961972.7322 | -150037327.6562 | -489581875.8246 | -16365146.4115 | -22 | -7887619.2703 | -2.9337e-07 | 211.7099 | 150.048 | 403.1756 | 235.0464 | 249.6658 | 235.0464 | 142.9186 | 134.2783 | 93.3101 | 88.7285 | 44599179.6281 | 4978853.5271 | 423614.1878 | 9329706.5707 | 29867005.3424 | 22 | 3216761369.7818 | 104311732.36 | 205.1173 | 175.8686 | 349.5429 | 306.6893 | 325.9896 | 306.6893 | 159.0964 | 134.2783 | 110.1931 | 89.1459 | 44231404.8126 | 5007754.1778 | 393916.7487 | 9226144.6603 | 29603589.2257 | 0 | 52.5 | 70 | 446.5 | 516.5 | 291785102 | 292019837.6 | 1609418394.85 | 1901438232.45 | 3558141273.0442 | 104311732.36 | -415795409.4924 | -525060532.2587 | -525060532.2587 | 2.9802e-08 | 341379903.2624 | 341379903.2624 | 705814040.2388 | 705814040.2388 | -74415506.23 | -74415506.23 | 180753507.9801 | 180753507.9801 | 125405808.4284 | -14649854.728 | -70343353.9982 | -235353712.9415 | -194941113.2393 | -194941113.2393 | -167719863.674 | -13730005.3506 | 0 | -5818624.9723 | -187268493.9969 | 293125672.1024 | -919849.3774 | -70343353.9982 | -229535087.9692 | -7672619.2424 | 160052220.0588 | 160052220.0588 | -34888893.1805 | -34888893.1805 | -3698023.7065 | -1.3754e-07 | 1.3972e-08 | 1508143255.3958 | 136800241.9266 | 136910295.1358 | 1668195475.4546 | -265005521.1874 | -265005521.1874 | 402909498.571 | 137903977.3835 | 137903977.3835 | 402909498.571
Alternative_Low_generation_cost | 2033 | 445009894.405 | -17384094.9216 | -2673749.0026 | -484917814.7009 | -59965764.2201 | -186405716.0723 | -15251334.7011 | 151638196.7741 | 12488140.0184 | -37530713.9808 | 631415610.4773 | -2132760.2205 | -154311945.7767 | -497405954.7193 | -22435050.2393 | -15 | -5186180.3627 | -1.2992e-07 | 223.7529 | 162.5981 | 436.2094 | 269.6013 | 282.3481 | 269.6013 | 143.0198 | 134.2783 | 93.7777 | 89.1459 | 44863536.8387 | 5007047.3303 | 426822.5786 | 9386644.5398 | 30043022.39 | 15 | 3385495678.9474 | 126499234.54 | 201.2207 | 172.4868 | 347.5749 | 306.6893 | 324.5269 | 306.6893 | 143.3087 | 118.04 | 109.9853 | 88.7285 | 44529216.2877 | 5045028.4871 | 395617.7197 | 9289961.0436 | 29798609.0373 | 0 | 70 | 0 | 516.5 | 516.5 | 292019837.6 | 0 | 1901438232.45 | 1901438232.45 | 3461971636.2013 | 126499234.54 | -59965764.2201 | -585026296.4788 | -585026296.4788 | 4.4703e-08 | 76475957.2539 | 76475957.2539 | 782289997.4927 | 782289997.4927 | 16510193.0338 | 16510193.0338 | 197263701.0139 | 197263701.0139 | 196828305.4538 | -7689001.9487 | -1182601.7623 | -214479617.0871 | -26522915.3443 | -26522915.3443 | -82447427.9846 | -6745680.0464 | 67069720.67 | 5523516.3735 | -16599870.9876 | 279275733.4385 | -943321.9023 | -68252322.4323 | -220003133.4605 | -9923044.3567 | 33825389.6453 | 33825389.6453 | 7302474.3009 | 7302474.3009 | -2293852.5759 | -5.7464e-08 | 1.9772e-08 | 1497408003.7017 | 129160655.7885 | 0 | 1531233393.3469 | -291528436.5317 | -291528436.5317 | 436734888.2162 | 145206451.6845 | 145206451.6845 | 436734888.2162
Alternative_Low_generation_cost | 2034 | 581298780.639 | -7623333.4438 | -9217515.8381 | -392771241.9859 | 171686689.3713 | -73736483.9183 | -6018142.6659 | 145525067.8305 | 116154864.0386 | 181925305.2849 | 655035264.5573 | -1605190.7779 | -154742583.6686 | -508926106.0244 | -10238615.9136 | -10 | -3351495.3232 | 5.1223e-08 | 211.6154 | 148.8468 | 426.1097 | 255.0211 | 269.2844 | 255.0211 | 123.3052 | 114.4504 | 83.4484 | 78.7459 | 45153559.7434 | 5039170.459 | 430150.0149 | 9449443.394 | 30234795.8755 | 10 | 3030794577.2445 | 133013269.09 | 178.4174 | 149.2952 | 311.0994 | 269.6013 | 287.648 | 269.6013 | 124.2992 | 98.9569 | 96.5031 | 74.8857 | 44752077.9107 | 5075445.4997 | 395373.5064 | 9335762.6731 | 29945496.2314 | 0 | 73.214 | 73.214 | 589.714 | 589.714 | 593115946.1 | 593115946.1 | 2494554178.55 | 2494554178.55 | 2934157002.0776 | 133013269.09 | 171686689.3713 | -413339607.1075 | -413339607.1075 | 5.9605e-08 | -96637575.1669 | -96637575.1669 | 685652422.3258 | 685652422.3258 | 75049114.2044 | 75049114.2044 | 272312815.2183 | 272312815.2183 | 242555671.0088 | -3180950.6924 | -3846147.306 | -163889716.1424 | 71638856.868 | 71638856.868 | -30767658.4406 | -2511160.665 | 60722526.2668 | 48467366.3978 | 75911073.559 | 273323329.4494 | -669790.0274 | -64568673.5728 | -212357082.5402 | -4272216.691 | -40323483.6714 | -40323483.6714 | 31315373.1966 | 31315373.1966 | -1398461.8996 | 2.1373e-08 | 2.4871e-08 | 1264644683.3509 | 247486561.2726 | 247486561.2726 | 1224321199.6795 | -219889579.6637 | -219889579.6637 | 396411404.5449 | 176521824.8811 | 176521824.8811 | 396411404.5449
Alternative_Low_generation_cost | 2035 | 416446234.8948 | -21962351.3404 | -36097781.9266 | -410138700.4742 | -51752598.8464 | -251910806.6277 | -20555193.0105 | 111921230.389 | 96878673.4931 | -63666095.7561 | 668357041.5225 | -1407158.3298 | -148019012.3157 | -507017373.9673 | 11913496.9097 | -11 | -3589273.6397 | -4.61e-08 | 212.8257 | 149.544 | 429.9543 | 256.9695 | 271.0952 | 256.9695 | 122.8677 | 114.4504 | 83.3372 | 78.7459 | 45189258.7427 | 5049855.5673 | 430962.7948 | 9455545.3951 | 30252894.9855 | 12 | 3039130155.6479 | 129419261.22 | 192.1987 | 163.5597 | 347.6965 | 306.6893 | 324.1159 | 306.6893 | 126.7512 | 102.5491 | 96.9649 | 75.5299 | 44825885.4786 | 5083376.8093 | 395879.6504 | 9352668.7785 | 29993960.2405 | 1 | 0 | 0 | 589.714 | 589.714 | 0 | 0 | 2494554178.55 | 2494554178.55 | 3158184529.8473 | 129419261.22 | -51752598.8464 | -465092205.9539 | -465092205.9539 | 4.4703e-08 | 119054374.1994 | 119054374.1994 | 804706796.5252 | 804706796.5252 | 67301775.353 | 67301775.353 | 339614590.5713 | 339614590.5713 | 163932512.7325 | -8645397.9867 | -14209757.7057 | -161449575.2484 | -20372218.2084 | -20372218.2084 | -99163752.8561 | -8091475.3396 | 44057376.4112 | 38135929.7916 | -25061921.9929 | 263096265.5886 | -553922.6471 | -58267134.1169 | -199585505.04 | 4689703.7845 | 46865311.9634 | 46865311.9634 | 26493093.755 | 26493093.755 | -1412904.2295 | -1.8147e-08 | 1.7597e-08 | 1196342291.4902 | 0 | 0 | 1243207603.4536 | -240261797.8721 | -240261797.8721 | 443276716.5082 | 203014918.6361 | 203014918.6361 | 443276716.5082
Alternative_Low_generation_cost | 2036 | 671094291.9673 | -1675065.3949 | 34297090.1143 | -212662439.3738 | 491053877.3129 | 0 | 0 | 187909138.5229 | 301797900.8004 | 489707039.3233 | 671094291.9673 | -1675065.3949 | -153612048.4086 | -514460340.1741 | 1346837.9896 | -7 | -2231507.4959 | -1.0012e-07 | 238.4961 | 175.6661 | 479.2295 | 306.6893 | 320.2517 | 306.6893 | 141.9455 | 134.2783 | 92.9605 | 88.691 | 45503049.081 | 5086440.5151 | 434275.2603 | 9522766.2466 | 30459567.059 | 8 | 3605493554.2434 | 126829656.5 | 195.8514 | 167.3344 | 347.7698 | 306.6893 | 324.1566 | 306.6893 | 138.3611 | 114.4504 | 99.9779 | 78.7459 | 45193504.3796 | 5130464.9963 | 398440.7061 | 9431309.6933 | 30233288.9839 | 1 | 0 | 0 | 589.714 | 589.714 | 0 | 0 | 2494554178.55 | 2494554178.55 | 3303306430.219 | 126829656.5 | 491053877.3129 | 25961671.359 | 25961671.359 | 1.4901e-08 | -302187124.0244 | -302187124.0244 | 502519672.5008 | 502519672.5008 | 188866753.2885 | 188866753.2885 | 528481343.8598 | 528481343.8598 | 249220541.5602 | -622059.6865 | 12736718.9299 | -78975263.1554 | 182359937.6481 | 182359937.6481 | 0 | 0 | 69782767.9766 | 112077001.9645 | 181859769.9411 | 249220541.5602 | -622059.6865 | -57046049.0467 | -191052265.12 | 500167.707 | -112221545.6208 | -112221545.6208 | 70138392.0273 | 70138392.0273 | -828702.4838 | -3.718e-08 | 5.5338e-09 | 1338952017.5267 | 0 | 0 | 1226730471.9059 | -57901860.224 | -57901860.224 | 331055170.8874 | 273153310.6634 | 273153310.6634 | 331055170.8874
Alternative_Low_generation_cost | 2037 | 581704978.0646 | -9360081.4325 | 336225.1705 | -313192308.9606 | 259488812.8419 | -95774890.1565 | -7809219.8555 | 155037682.2055 | 206050900.3335 | 257504472.527 | 677479868.2211 | -1550861.577 | -154701457.035 | -519243209.2941 | 1984340.3149 | -4 | -1249018.1732 | -6.7987e-08 | 239.8248 | 175.6828 | 481.8673 | 306.6893 | 322.2085 | 306.6893 | 142.9552 | 134.2783 | 93.4008 | 88.7285 | 45951655.8954 | 5137787.2084 | 438690.0678 | 9619527.7833 | 30755650.8358 | 5 | 3641971687.4978 | 125465844.28 | 205.8899 | 176.1438 | 368.7414 | 325.3023 | 344.3889 | 325.3023 | 142.9603 | 118.04 | 103.6606 | 81.9859 | 45393386.8375 | 5153365.4033 | 400422.075 | 9475777.3754 | 30363821.9838 | 1 | 0 | 0 | 589.714 | 589.714 | 0 | 0 | 2494554178.55 | 2494554178.55 | 3487194271.445 | 125465844.28 | 259488812.8419 | 285450484.2009 | 285450484.2009 | 1.4901e-08 | -154777416.0528 | -154777416.0528 | 347742256.448 | 347742256.448 | 104711396.7891 | 104711396.7891 | 633192740.649 | 633192740.649 | 203796727.3339 | -3279246.4143 | 117794.4009 | -109724980.8738 | 90910294.4467 | 90910294.4467 | -33554138.1124 | -2735911.6899 | 54316489.3518 | 72188653.5884 | 90215093.1378 | 237350865.4463 | -543334.7244 | -54198694.9509 | -181913634.4622 | 695201.3088 | -54225306.7211 | -54225306.7211 | 36684987.7255 | 36684987.7255 | -437585.762 | -2.3819e-08 | 5.2205e-09 | 1275942168.1832 | 0 | 0 | 1221716861.4621 | 33008434.2227 | 33008434.2227 | 276829864.1663 | 309838298.389 | 309838298.389 | 276829864.1663
Alternative_Low_generation_cost | 2038 | 702272945.6013 | -606392.5059 | -6269647.3853 | -202503894.5221 | 492893011.1879 | 0 | 0 | 148670752.6292 | 315810854.0963 | 464481606.7256 | 702272945.6013 | -606392.5059 | -154940400.0146 | -518314748.6185 | 28411404.4623 | -4 | -1225514.2059 | 9.7789e-09 | 232.747 | 166.6409 | 486.6697 | 306.6893 | 324.9295 | 306.6893 | 123.8479 | 114.4504 | 82.1626 | 77.1888 | 46140672.1764 | 5154102.5776 | 440015.949 | 9662020.5753 | 30884533.0745 | 4 | 3333533819.904 | 124160493.37 | 189.2372 | 159.0109 | 350.8698 | 306.6893 | 326.2537 | 306.6893 | 124.5461 | 98.9569 | 88.7742 | 66.9039 | 45645780.919 | 5186827.8948 | 401537.7366 | 9529248.4338 | 30528166.8538 | 0 | 81.3488 | 81.3488 | 671.0628 | 671.0628 | 684493937.7 | 684493937.7 | 3179048116.25 | 3179048116.25 | 3035539964.9608 | 124160493.37 | 492893011.1879 | 778343495.3888 | 778343495.3888 | -1.4901e-08 | -297993854.9432 | -297993854.9432 | 49748401.5048 | 49748401.5048 | 194899156.2447 | 194899156.2447 | 828091896.8936 | 828091896.8936 | 232110345.4428 | -200420.6127 | -2072200.0321 | -66930171.8163 | 162907552.9817 | 162907552.9817 | 0 | 0 | 49137618.0247 | 104379596.1357 | 153517214.1604 | 232110345.4428 | -200420.6127 | -51209818.0568 | -171309767.9521 | 9390338.8213 | -98490846.1076 | -98490846.1076 | 64416706.8742 | 64416706.8742 | -405048.3896 | 3.232e-09 | -4.925e-09 | 1101776298.4175 | 226234152.0177 | 226234152.0177 | 1003285452.31 | 195915987.2044 | 195915987.2044 | 178339018.0587 | 374255005.2631 | 374255005.2631 | 178339018.0587
Alternative_Low_generation_cost | 2039 | 478039316.1567 | -18682159.2188 | -155450586.7959 | -538183491.2017 | -234276921.0597 | -216101490.7285 | -17549625.5877 | 0 | -21014822.5081 | -254665938.8243 | 694140806.8852 | -1132533.631 | -155450586.7959 | -517168668.6936 | 20389017.7646 | -4 | -1203506.5155 | -2.3982e-07 | 208.8598 | 143.8169 | 443.0059 | 265.0752 | 281.9552 | 265.0752 | 107.5041 | 98.9569 | 70.808 | 66.2216 | 46333301.9561 | 5183805.9551 | 441425.8625 | 9702795.5242 | 31005274.6143 | 5 | 2832724682.3487 | 122910277.79 | 188.874 | 159.0109 | 350.9028 | 306.6893 | 326.1399 | 306.6893 | 123.7047 | 98.9569 | 88.3088 | 66.9039 | 45748830.2885 | 5202178.3537 | 402021.0539 | 9551913.1345 | 30592717.7464 | 1 | 0 | 65.0791 | 671.0628 | 736.1419 | 0 | 547595150.1 | 3179048116.25 | 3726643266.35 | 3040530461.4596 | 122910277.79 | -234276921.0597 | 544066574.3291 | 544066574.3291 | -4.4703e-08 | 207805779.1109 | 207805779.1109 | 257554180.6157 | 257554180.6157 | -26471141.9488 | -26471141.9488 | 801620754.9448 | 801620754.9448 | 149054918.415 | -5825185.5528 | -48470227.7602 | -167808156.4887 | -73048651.3867 | -73048651.3867 | -67381466.2963 | -5472056.2133 | 0 | -6552520.9927 | -79406043.5023 | 216436384.7113 | -353129.3395 | -48470227.7602 | -161255635.496 | 6357392.1156 | 64794824.201 | 64794824.201 | -8253827.1857 | -8253827.1857 | -375259.0204 | -7.4776e-08 | -1.3939e-08 | 883256945.9232 | 0 | 170742756.2211 | 948051770.1242 | 122867335.8177 | 122867335.8177 | 243133842.2598 | 366001178.0774 | 366001178.0774 | 243133842.2598
Alternative_Low_generation_cost | 2040 | 337372455.9218 | -30495456.3005 | -299038356.4921 | -801849039.5181 | -794010396.389 | -360404842.7031 | -29206536.8992 | -134415382.8789 | -271013419.9267 | -795040182.4079 | 697777298.6249 | -1288919.4014 | -164622973.6131 | -530835619.5914 | 1029786.0189 | -4 | -1182027.5116 | 2.78e-07 | 214.7331 | 150.2745 | 460.8488 | 283.1226 | 299.2796 | 283.1226 | 106.2985 | 98.9569 | 70.2098 | 66.2216 | 46443624.0649 | 5195388.4947 | 441907.5756 | 9726457.312 | 31079870.6826 | 4 | 2907930103.6391 | 121712085.37 | 211.1958 | 181.6392 | 396.086 | 352.2257 | 371.3143 | 352.2257 | 137.2401 | 112.8581 | 96.1469 | 74.9843 | 46027401.958 | 5235544.5536 | 403395.8023 | 9612209.2476 | 30776252.3544 | 0 | 0 | 0 | 671.0628 | 736.1419 | 0 | 0 | 3179048116.25 | 3726643266.35 | 3505297671.39 | 121712085.37 | -794010396.389 | -249943822.0598 | -249943822.0598 | 1.4901e-08 | 597367567.7509 | 597367567.7509 | 854921748.3666 | 854921748.3666 | -196642828.6381 | -196642828.6381 | 604977926.3068 | 604977926.3068 | 99239930.6392 | -8970403.2293 | -87963748.1835 | -235868227.1423 | -233562447.9158 | -233562447.9158 | -106015031.6486 | -8591260.6237 | -39539011.0829 | -79720061.6818 | -233865365.0369 | 205254962.2878 | -379142.6056 | -48424737.1006 | -156148165.4605 | 302917.1211 | 175718897.4653 | 175718897.4653 | -57843550.4506 | -57843550.4506 | -347699.7787 | 8.1775e-08 | 4.3833e-09 | 855383350.7255 | 0 | 0 | 1031102248.1908 | -110695112.0981 | -110695112.0981 | 418852739.725 | 308157627.6269 | 308157627.6269 | 418852739.725
Alternative_Low_generation_cost | 2041 | 506181545.2492 | -16650676.5759 | -34772661.8579 | -553712227.0616 | -98954020.2462 | -174721413.2471 | -14134897.9437 | 138324970.5585 | 0 | -50531340.6323 | 680902958.4963 | -2515778.6321 | -173097632.4164 | -553712227.0616 | -48422679.6139 | -1 | -290067.6384 | -2.3143e-07 | 225.6379 | 161.5019 | 483.796 | 306.6893 | 322.5036 | 306.6893 | 120.3855 | 113.1573 | 70.0245 | 66.2216 | 46739799.7317 | 5231892.7325 | 443732.9058 | 9793049.8432 | 31271124.2502 | 4 | 3130132728.9175 | 120563003.47 | 201.6631 | 170.6061 | 387.2127 | 339.9443 | 361.4931 | 339.9443 | 123.9321 | 98.9569 | 87.7838 | 66.2216 | 46381815.2148 | 5276088.8769 | 406358.934 | 9688772.5635 | 31010594.8404 | 3 | 65.0791 | 0 | 736.1419 | 736.1419 | 547595150.1 | 0 | 3726643266.35 | 3726643266.35 | 3225415924.5324 | 120563003.47 | -98954020.2462 | -348897842.3061 | -348897842.3061 | 1.4901e-08 | 95283195.6149 | 95283195.6149 | 950204943.9815 | 950204943.9815 | -3670824.6313 | -3670824.6313 | 601307101.6754 | 601307101.6754 | 140467958.7675 | -4620647.6168 | -9649590.8986 | -153657965.23 | -27460244.9779 | -27460244.9779 | -48486082.7151 | -3922506.2237 | 38385884.3597 | 0 | -14022704.5791 | 188954041.4826 | -698141.3931 | -48035475.2583 | -153657965.23 | -13437540.3988 | 26441572.4328 | 26441572.4328 | -1018672.5451 | -1018672.5451 | -80495.2481 | -6.4224e-08 | 4.1351e-09 | 868627786.2739 | 151960445.195 | 0 | 895069358.7067 | -138155357.076 | -138155357.076 | 445294312.1578 | 307138955.0818 | 307138955.0818 | 445294312.1578
Alternative_Low_generation_cost | 2042 | 551127721.6632 | -13346128.2164 | -20802896.4397 | -514666090.6983 | 2312606.3089 | -136094755.0317 | -11002329.2353 | 147844403.6788 | 35465017.898 | 36212337.3097 | 687222476.6949 | -2343798.981 | -168647300.1185 | -550131108.5963 | -33899731.0009 | -2 | -568794.9142 | 3.6741e-07 | 234.9702 | 169.9992 | 507.3607 | 328.3149 | 345.4944 | 328.3149 | 122.267 | 114.4504 | 71.2338 | 67.355 | 47081602.5101 | 5269812.8223 | 447297.2566 | 9865037.1015 | 31499455.3297 | 3 | 3295762809.6131 | 119460305.63 | 207.2604 | 175.7456 | 402.7509 | 354.0925 | 376.5787 | 354.0925 | 124.4029 | 99.3483 | 87.6749 | 66.2216 | 46491753.0934 | 5289333.8956 | 406337.4673 | 9714226.133 | 31081855.5975 | 1 | 0 | 0 | 736.1419 | 736.1419 | 0 | 0 | 3726643266.35 | 3726643266.35 | 3306693443.9663 | 119460305.63 | 2312606.3089 | -346585235.9972 | -346585235.9972 | 2.9802e-08 | 10930634.3532 | 10930634.3532 | 961135578.3347 | 961135578.3347 | 13243240.662 | 13243240.662 | 614550342.3375 | 614550342.3375 | 144283728.1217 | -3493979.8151 | -5446141.3137 | -134738172.9949 | 605433.998 | 605433.998 | -35629234.1356 | -2880379.661 | 38705259.9719 | 9284644.5553 | 9480290.7306 | 179912962.2573 | -613600.1541 | -44151401.2856 | -144022817.5502 | -8874856.7326 | 2861610.1372 | 2861610.1372 | 3467044.1352 | 3467044.1352 | -148908.9508 | 9.6186e-08 | 7.8022e-09 | 862821677.2342 | 0 | 0 | 865683287.3714 | -137549923.0781 | -137549923.0781 | 448155922.2951 | 310605999.217 | 310605999.217 | 448155922.2951
Alternative_Low_generation_cost | 2043 | 504814239.2752 | -18049848.3285 | -111638606.7643 | -283251720.563 | 91874063.6194 | -206393675.471 | -16663752.471 | 42131968.251 | 253935805.6722 | 73010345.9811 | 711207914.7462 | -1386095.8575 | -153770575.0153 | -537187526.2351 | 18863717.6383 | -1 | -278375.0572 | -2.8405e-07 | 250.3466 | 183.661 | 538.0149 | 355.026 | 374.4833 | 355.026 | 126.8203 | 118.04 | 79.1733 | 74.9843 | 47192989.0508 | 5286409.248 | 448099.4847 | 9888246.1253 | 31570234.1929 | 4 | 3616635193.2004 | 118401439.15 | 224.5451 | 193.1401 | 442.7682 | 393.9318 | 416.4975 | 393.9318 | 138.2767 | 113.7557 | 88.2066 | 66.9039 | 46794145.7384 | 5323511.8618 | 408521.2364 | 9779916.2887 | 31282196.3515 | 3 | 0 | 0 | 736.1419 | 736.1419 | 0 | 0 | 3726643266.35 | 3726643266.35 | 3630843342.7458 | 118401439.15 | 91874063.6194 | -254711172.3778 | -254711172.3778 | 4.4703e-08 | 14208149.5454 | 14208149.5454 | 975343727.8801 | 975343727.8801 | 106082213.1648 | 106082213.1648 | 720632555.5023 | 720632555.5023 | 124678287.9946 | -4457925.3378 | -27572341.0367 | -69957098.7578 | 22690922.8623 | 22690922.8623 | -50974810.3532 | -4115589.3951 | 10405692.3571 | 62716696.655 | 18031989.2638 | 175653098.3478 | -342335.9427 | -37978033.3938 | -132673795.4128 | 4658933.5985 | 3509108.1492 | 3509108.1492 | 26200031.0115 | 26200031.0115 | -68752.6675 | -7.0155e-08 | 1.1041e-08 | 893231309.8708 | 0 | 0 | 896740418.02 | -114859000.2158 | -114859000.2158 | 451665030.4443 | 336806030.2285 | 336806030.2285 | 451665030.4443
Alternative_Low_generation_cost | 2044 | 676472925.8482 | -3553351.1649 | 31709614.7916 | -171350148.0576 | 533279041.4174 | 0 | 0 | 196181140.3426 | 369353064.1306 | 565534204.4732 | 676472925.8482 | -3553351.1649 | -164471525.551 | -540703212.1882 | -32255163.0558 | -3 | -815758.3809 | -4.6566e-10 | 269.6393 | 202.4534 | 578.2286 | 393.9318 | 414.2621 | 393.9318 | 142.983 | 134.2783 | 83.0554 | 78.7459 | 47552000.0269 | 5326453.0304 | 450343.4086 | 9970317.0265 | 31804886.5613 | 4 | 3998734524.9439 | 117384013.49 | 227.8155 | 193.3441 | 450.7774 | 393.9318 | 422.2137 | 393.9318 | 139.8307 | 114.4504 | 88.5033 | 67.0551 | 46931929.4385 | 5322503.1867 | 409682.3694 | 9818141.7001 | 31381602.1822 | 1 | 0 | 0 | 736.1419 | 736.1419 | 0 | 0 | 3726643266.35 | 3726643266.35 | 3623618185.9184 | 117384013.49 | 533279041.4174 | 278567869.0396 | 278567869.0396 | 0 | -375116339.0255 | -375116339.0255 | 600227388.8545 | 600227388.8545 | 158162702.3918 | 158162702.3918 | 878795257.8941 | 878795257.8941 | 157617265.2956 | -827925.9551 | 7388296.8203 | -39924349.8341 | 124253286.3267 | 124253286.3267 | 0 | 0 | 45709937.0305 | 86058758.1148 | 131768695.1454 | 157617265.2956 | -827925.9551 | -38321640.2103 | -125983107.9489 | -7515408.8187 | -87401593.2726 | -87401593.2726 | 36851693.0541 | 36851693.0541 | -190070.5856 | -1.085e-10 | 0 | 931699668.0606 | 0 | 0 | 844298074.788 | 9394286.1109 | 9394286.1109 | 364263437.1717 | 373657723.2826 | 373657723.2826 | 364263437.1717
Alternative_Low_generation_cost | 2045 | -821999695.6371 | -127168062.7685 | -224214835.3918 | -802766382.8558 | -1976148976.6533 | -1580578049.328 | -127658341.6303 | -62871256.3926 | -278182061.5741 | -2049289708.9249 | 758578353.6908 | 490278.8617 | -161343578.9992 | -524584321.2817 | 73140732.2717 | -3 | -794969.5015 | -6.0536e-08 | 232.6304 | 161.7564 | 500.2544 | 306.6893 | 332.585 | 306.6893 | 124.0141 | 114.4504 | 71.1073 | 66.2216 | 47669691.1816 | 5325815.6141 | 451893.1117 | 9998153.1824 | 31893829.2734 | 5 | 3185068853.5067 | 116405789.44 | 305.5327 | 272.7004 | 654.2731 | 602.3656 | 627.2072 | 602.3656 | 146.64 | 120.7733 | 96.4556 | 74.9843 | 47264257.2237 | 5365456.6234 | 411607.4819 | 9888728.0542 | 31598465.0642 | 2 | 0 | 81.3488 | 736.1419 | 817.4907 | 0 | 684621884.2 | 3726643266.35 | 4411265150.55 | 4949740168.2443 | 116405789.44 | -1976148976.6533 | -1697581107.6137 | -1697581107.6137 | -2.9802e-08 | 1764671314.7375 | 1764671314.7375 | 2364898703.592 | 2364898703.592 | -211477661.9157 | -211477661.9157 | 667317595.9784 | 667317595.9784 | -180683776.7529 | -27952815.5367 | -49284669.4198 | -176456101.7169 | -434377363.4263 | -434377363.4263 | -347426906.5075 | -28060583.7474 | -13819732.6769 | -61147206.9599 | -450454429.8917 | 166743129.7546 | 107768.2107 | -35464936.7428 | -115308894.757 | 16077066.4654 | 387892452.4749 | 387892452.4749 | -46484910.9514 | -46484910.9514 | -174742.269 | -1.3306e-08 | -6.5508e-09 | 700110076.3469 | 0 | 150486756.0675 | 1088002528.8217 | -424983077.3154 | -424983077.3154 | 752155889.6466 | 327172812.3312 | 327172812.3312 | 752155889.6466
Alternative_Low_generation_cost | 2046 | -782960162.6061 | -120748816.7777 | -146569781.8665 | -561629186.5302 | -1611907947.7804 | -1413241023.6887 | -113745288.9919 | 28131735.1531 | 0 | -1498854577.5275 | 630280861.0826 | -7003527.7858 | -174701517.0195 | -561629186.5302 | -113053370.2529 | -2 | -515171.1349 | -6.0536e-08 | 240.7367 | 173.6555 | 523.8244 | 339.9443 | 359.3774 | 339.9443 | 123.4803 | 114.4504 | 70.5028 | 66.2216 | 47803591.6453 | 5344753.8895 | 451964.9923 | 10026309.3446 | 31980563.4188 | 4 | 3349276287.04 | 115464669.11 | 305.0451 | 266.9999 | 668.1747 | 602.3656 | 637.2457 | 602.3656 | 138.1246 | 111.6383 | 88.0817 | 66.2216 | 47694983.0357 | 5426024.4719 | 414925.5641 | 9981069.497 | 31872963.5027 | 2 | 81.3488 | 0 | 817.4907 | 817.4907 | 684621884.2 | 0 | 4411265150.55 | 4411265150.55 | 4760962879.3504 | 115464669.11 | -1611907947.7804 | -3309489055.3941 | -3309489055.3941 | 0 | 1411686592.3104 | 1411686592.3104 | 3776585295.9025 | 3776585295.9025 | -200221355.47 | -200221355.47 | 467096240.5084 | 467096240.5084 | -162360845.1641 | -25039434.8026 | -30393875.4433 | -116463894.0126 | -334258049.4226 | -334258049.4226 | -293060896.3077 | -23587127.5911 | 5833620.2958 | 0 | -310814403.6031 | 130700051.1437 | -1452307.2115 | -36227495.7391 | -116463894.0126 | -23443645.8195 | 292738557.0568 | 292738557.0568 | -41519492.3657 | -41519492.3657 | -106829.983 | -1.2553e-08 | 0 | 694532563.2427 | 141968637.7996 | 0 | 987271120.2995 | -759241126.738 | -759241126.738 | 1044894446.7034 | 285653319.9654 | 285653319.9654 | 1044894446.7034
Alternative_Low_generation_cost | 2047 | -529874367.3952 | -99678772.0026 | -73394892.8368 | -566692896.3456 | -1269640928.5802 | -1128628290.1975 | -90733123.6548 | 102868169.5484 | 0 | -1116493244.3039 | 598753922.8024 | -8945648.3478 | -176263062.3853 | -566692896.3456 | -153147684.2763 | -5 | -1248732.0518 | 4.4703e-08 | 262.2514 | 194.9856 | 578.8149 | 393.9318 | 414.1917 | 393.9318 | 133.3506 | 124.6767 | 70.2743 | 66.2216 | 48113596.0553 | 5379732.4348 | 454459.6242 | 10095153.7399 | 32184250.2564 | 6 | 3721631180.9311 | 114558686.44 | 307.9769 | 267.5533 | 675.2693 | 602.3656 | 642.2124 | 602.3656 | 140.6429 | 114.4504 | 87.9214 | 66.2216 | 47884586.3746 | 5449874.4358 | 416158.3356 | 10023362.5152 | 31995191.0879 | 1 | 0 | 0 | 817.4907 | 817.4907 | 0 | 0 | 4411265150.55 | 4411265150.55 | 4797147480.1546 | 114558686.44 | -1269640928.5802 | -4579129983.9742 | -4579129983.9742 | 2.9802e-08 | 1075516299.2235 | 1075516299.2235 | 4852101595.126 | 4852101595.126 | -194124629.3567 | -194124629.3567 | 272971611.1518 | 272971611.1518 | -103659398.3139 | -19500172.43 | -14358253.3878 | -110862212.4009 | -248380036.5326 | -248380036.5326 | -220793713.9081 | -17750133.9637 | 20124114.7283 | 0 | -218419733.1435 | 117134315.5942 | -1750038.4663 | -34482368.1161 | -110862212.4009 | -29960303.3891 | 210403407.514 | 210403407.514 | -37976629.0186 | -37976629.0186 | -244289.63 | 8.7453e-09 | 5.8302e-09 | 728063240.4582 | 0 | 0 | 938466647.9722 | -1007621163.2705 | -1007621163.2705 | 1255297854.2174 | 247676690.9469 | 247676690.9469 | 1255297854.2174
Alternative_Low_generation_cost | 2048 | 384120494.9776 | -26736361.2415 | -70611011.049 | -532098991.4585 | -245325868.7713 | -231538306.2038 | -18592115.4617 | 97274277.7805 | 30298367.1614 | -122557776.7236 | 615658801.1814 | -8144245.7798 | -167885288.8294 | -562397358.6199 | -122768092.0477 | -3 | -724656.4064 | -1.4808e-07 | 340.7352 | 272.3782 | 789.7954 | 602.3656 | 624.6539 | 602.3656 | 143.7279 | 134.2783 | 72.4237 | 68.2927 | 48481428.5696 | 5426379.8344 | 458088.1885 | 10171587.6837 | 32425372.8631 | 5 | 4952062352.6483 | 113685998.53 | 325.7127 | 285.2575 | 718.0648 | 644.8085 | 684.7847 | 644.8085 | 150.7637 | 124.6767 | 88.8965 | 67.355 | 48186894.5343 | 5484195.1311 | 418011.6364 | 10090476.0732 | 32194211.6936 | 2 | 0 | 0 | 817.4907 | 817.4907 | 0 | 0 | 4411265150.55 | 4411265150.55 | 5139902060.9848 | 113685998.53 | -245325868.7713 | -4824455852.7456 | -4824455852.7456 | 0 | 187839708.3365 | 187839708.3365 | 5039941303.4625 | 5039941303.4625 | -57486160.4348 | -57486160.4348 | 215485450.717 | 215485450.717 | 70892025.846 | -4934375.6372 | -13031737.9201 | -98202454.5639 | -45276542.2752 | -45276542.2752 | -42731954.6922 | -3431300.1964 | 17952623.4729 | 5591767.8332 | -22618863.5824 | 113623980.5382 | -1503075.4408 | -30984361.393 | -103794222.3971 | -22657678.6928 | 34667083.9812 | 34667083.9812 | -10609458.294 | -10609458.294 | -133740.2231 | -2.7329e-08 | 0 | 913936477.9671 | 0 | 0 | 948603561.9483 | -1052897705.5457 | -1052897705.5457 | 1289964938.1986 | 237067232.6529 | 237067232.6529 | 1289964938.1986
Alternative_Low_generation_cost | 2049 | 464868070.5731 | -22754273.2461 | -134364615.2337 | -558945224.482 | -251196042.3886 | -233692934.2494 | -18761820.55 | 36689987.2975 | 0 | -215764767.5019 | 698561004.8225 | -3992452.6961 | -171054602.5311 | -558945224.482 | -35431274.8867 | -4 | -932491.4398 | 3.0128e-07 | 342.1736 | 268.2609 | 804.7741 | 602.3656 | 634.9566 | 602.3656 | 128.1275 | 118.0453 | 70.6665 | 66.2216 | 48908794.1181 | 5480394.3772 | 463569.0115 | 10244218.5623 | 32720612.167 | 5 | 4876180116.8823 | 112844877.41 | 324.0179 | 282.74 | 719.8417 | 644.8085 | 686.0397 | 644.8085 | 141.3417 | 114.4504 | 87.8443 | 66.2216 | 48553620.8078 | 5531711.2213 | 420527.6762 | 10168198.2431 | 32433183.6672 | 1 | 65.0791 | 65.0791 | 882.5698 | 882.5698 | 547697507.4 | 547697507.4 | 4958962657.95 | 4958962657.95 | 5104316749.8786 | 112844877.41 | -251196042.3886 | -5075651895.1342 | -5075651895.1342 | 5.9605e-08 | 228136632.9962 | 228136632.9962 | 5268077936.4587 | 5268077936.4587 | -23059409.3924 | -23059409.3924 | 192426041.3245 | 192426041.3245 | 80938240.6237 | -3961749.4937 | -23394240.7481 | -97318026.2064 | -43735775.8245 | -43735775.8245 | -40688307.3751 | -3266623.0321 | 6388098.4915 | 0 | -37566831.9157 | 121626547.9987 | -695126.4616 | -29782339.2396 | -97318026.2064 | -6168943.9089 | 39720899.0365 | 39720899.0365 | -4014876.788 | -4014876.788 | -162356.2067 | 5.2456e-08 | 1.0378e-08 | 848992358.4942 | 95359684.7128 | 95359684.7128 | 888713257.5307 | -1096633481.3702 | -1096633481.3702 | 1329685837.2351 | 233052355.8648 | 233052355.8648 | 1329685837.2351
Central | 2008 | 0 | 0 | 0 | 0 | 0 | 0 | 0 | 0 | 0 | 0 | 0 | 0 | 0 | 0 | 0 | 0 | 0 | 0 | 222.835 | 177.0197 | 355.9702 | 236.8084 | 247.7358 | 236.6214 | 177.2594 | 170.1169 | 139.5568 | 132.0416 | 41261560.177 | 4827744.252 | 282869.1125 | 8626822.428 | 27524124.3845 | 0 |  | 100822072.5524 | 222.835 | 177.0197 | 355.9702 | 236.8084 | 247.7358 | 236.6214 | 177.2594 | 170.1169 | 139.5568 | 132.0416 | 41261560.177 | 4827744.252 | 282869.1125 | 8626822.428 | 27524124.3845 | 0 | [9 empty] | 100822072.5524 | 0 | 0 | 0 | 0 | [8 empty] | 0 | 0 | 0 | 0 | 0 | 0 | 0 | 0 | 0 | 0 | 0 | 0 | 0 | 0 | 0 | 0 |  |  |  |  | 0 | 0 | 0 |  |  |  |  | 0 | 0
Central | 2009 | 0 | 0 | 0 | 0 | 0 | 0 | 0 | 0 | 0 | 0 | 0 | 0 | 0 | 0 | 0 | 0 | 0 | 0 | 98.4761 | 62.53 | 195.022 | 95.401 | 109.1309 | 95.1257 | 63.4507 | 59.672 | 39.2003 | 37.3931 | 39602848.455 | 4781931.383 | 228048.021 | 8373054.736 | 26219814.315 | -269.825 |  | 110628296.0159 | 98.4761 | 62.53 | 195.022 | 95.401 | 109.1309 | 95.1257 | 63.4507 | 59.672 | 39.2003 | 37.3931 | 39602848.455 | 4781931.383 | 228048.021 | 8373054.736 | 26219814.315 | -269.825 | [9 empty] | 110628296.0159 | 0 | 0 | 0 | 0 | [8 empty] | 0 | 0 | 0 | 0 | 0 | 0 | 0 | 0 | 0 | 0 | 0 | 0 | 0 | 0 | 0 | 0 |  |  |  |  | 0 | 0 | 0 |  |  |  |  | 0 | 0
Central | 2010 | 0 | 0 | 0 | 0 | 0 | 0 | 0 | 0 | 0 | 0 | 0 | 0 | 0 | 0 | 0 | 0 | 0 | 0 | 115.9474 | 75.0646 | 201.1316 | 87.9426 | 97.9933 | 87.7062 | 84.4326 | 79.755 | 64.8128 | 62.6532 | 40939219.298 | 4741764.959 | 250531.468 | 8609720.309 | 27337202.562 | -102.054 |  | 115634004.5155 | 115.9474 | 75.0646 | 201.1316 | 87.9426 | 97.9933 | 87.7062 | 84.4326 | 79.755 | 64.8128 | 62.6532 | 40939219.298 | 4741764.959 | 250531.468 | 8609720.309 | 27337202.562 | -102.054 | [9 empty] | 115634004.5155 | 0 | 0 | 0 | 0 | [8 empty] | 0 | 0 | 0 | 0 | 0 | 0 | 0 | 0 | 0 | 0 | 0 | 0 | 0 | 0 | 0 | 0 |  |  |  |  | 0 | 0 | 0 |  |  |  |  | 0 | 0
Central | 2011 | 0 | 0 | 0 | 0 | 0 | 0 | 0 | 0 | 0 | 0 | 0 | 0 | 0 | 0 | 0 | 0 | 0 | 0 | 101.3344 | 67.4736 | 181.5052 | 90.6321 | 95.3539 | 89.6583 | 72.3432 | 65.7461 | 52.5564 | 49.6632 | 41114178.262 | 4752964.725 | 275946.602 | 8622751.24 | 27462515.695 | 66.336 |  | 108065577.627 | 101.3344 | 67.4736 | 181.5052 | 90.6321 | 95.3539 | 89.6583 | 72.3432 | 65.7461 | 52.5564 | 49.6632 | 41114178.262 | 4752964.725 | 275946.602 | 8622751.24 | 27462515.695 | 66.336 | [9 empty] | 108065577.627 | 0 | 0 | 0 | 0 | [8 empty] | 0 | 0 | 0 | 0 | 0 | 0 | 0 | 0 | 0 | 0 | 0 | 0 | 0 | 0 | 0 | 0 |  |  |  |  | 0 | 0 | 0 |  |  |  |  | 0 | 0
Central | 2012 | 0 | 0 | 0 | 0 | 0 | 0 | 0 | 0 | 0 | 0 | 0 | 0 | 0 | 0 | 0 | 0 | 0 | 0 | 153.4623 | 110.6784 | 242.8116 | 128.5609 | 135.7194 | 128.2835 | 120.4356 | 114.6827 | 99.7791 | 94.5508 | 40660356.413 | 4636441.846 | 296628.236 | 8528166.74 | 27199119.591 | 59.13 |  | 101290563.8065 | 153.4623 | 110.6784 | 242.8116 | 128.5609 | 135.7194 | 128.2835 | 120.4356 | 114.6827 | 99.7791 | 94.5508 | 40660356.413 | 4636441.846 | 296628.236 | 8528166.74 | 27199119.591 | 59.13 | [9 empty] | 101290563.8065 | 0 | 0 | 0 | 0 | [8 empty] | 0 | 0 | 0 | 0 | 0 | 0 | 0 | 0 | 0 | 0 | 0 | 0 | 0 | 0 | 0 | 0 |  |  |  |  | 0 | 0 | 0 |  |  |  |  | 0 | 0
Central | 2013 | 0 | 0 | 0 | 0 | 0 | 0 | 0 | 0 | 0 | 0 | 0 | 0 | 0 | 0 | 0 | 0 | 0 | 0 | 128.9149 | 79.1418 | 224.721 | 86.4201 | 90.5413 | 85.5662 | 91.7316 | 86.131 | 72.7679 | 70.2336 | 40064639.297 | 4495056.824 | 315107.072 | 8408150.725 | 26846324.676 | 44.402 |  | 141601259.1533 | 128.9149 | 79.1418 | 224.721 | 86.4201 | 90.5413 | 85.5662 | 91.7316 | 86.131 | 72.7679 | 70.2336 | 40064639.297 | 4495056.824 | 315107.072 | 8408150.725 | 26846324.676 | 44.402 | [9 empty] | 141601259.1533 | 0 | 0 | 0 | 0 | [8 empty] | 0 | 0 | 0 | 0 | 0 | 0 | 0 | 0 | 0 | 0 | 0 | 0 | 0 | 0 | 0 | 0 |  |  |  |  | 0 | 0 | 0 |  |  |  |  | 0 | 0
Central | 2014 | 0 | 0 | 0 | 0 | 0 | 0 | 0 | 0 | 0 | 0 | 0 | 0 | 0 | 0 | 0 | 0 | 0 | 0 | 124.2496 | 77.7268 | 221.5562 | 92.3317 | 97.0214 | 91.9174 | 84.5437 | 79.9298 | 67.6962 | 65.033 | 40093316.445 | 4491379.478 | 338160.091 | 8413164.722 | 26850612.154 | -9.904 |  | 175441488.8446 | 124.2496 | 77.7268 | 221.5562 | 92.3317 | 97.0214 | 91.9174 | 84.5437 | 79.9298 | 67.6962 | 65.033 | 40093316.445 | 4491379.478 | 338160.091 | 8413164.722 | 26850612.154 | -9.904 | [9 empty] | 175441488.8446 | 0 | 0 | 0 | 0 | [8 empty] | 0 | 0 | 0 | 0 | 0 | 0 | 0 | 0 | 0 | 0 | 0 | 0 | 0 | 0 | 0 | 0 |  |  |  |  | 0 | 0 | 0 |  |  |  |  | 0 | 0
Central | 2015 | 0 | 0 | 0 | 0 | 0 | 0 | 0 | 0 | 0 | 0 | 0 | 0 | 0 | 0 | 0 | 0 | 0 | 0 | 126.5799 | 74.1005 | 223.882 | 75.9142 | 79.3821 | 75.4536 | 79.8433 | 76.4746 | 73.7905 | 71.6092 | 41050345.9 | 4591697.434 | 371084.042 | 8612380.534 | 27475183.89 | 111.76 |  | 183604863.8889 | 126.5799 | 74.1005 | 223.882 | 75.9142 | 79.3821 | 75.4536 | 79.8433 | 76.4746 | 73.7905 | 71.6092 | 41050345.9 | 4591697.434 | 371084.042 | 8612380.534 | 27475183.89 | 111.76 | [9 empty] | 183604863.8889 | 0 | 0 | 0 | 0 | [8 empty] | 0 | 0 | 0 | 0 | 0 | 0 | 0 | 0 | 0 | 0 | 0 | 0 | 0 | 0 | 0 | 0 |  |  |  |  | 0 | 0 | 0 |  |  |  |  | 0 | 0
Central | 2016 | 0 | 0 | 0 | 0 | 0 | 0 | 0 | 0 | 0 | 0 | 0 | 0 | 0 | 0 | 0 | 0 | 0 | 0 | 118.9116 | 66.8003 | 221.8348 | 76.7035 | 83.2582 | 76.3436 | 68.0214 | 63.9106 | 63.2479 | 60.1327 | 41030948.485 | 4544238.781 | 372593.37 | 8584774.075 | 27529342.259 | -65.832 |  | 176394458.0176 | 118.9116 | 66.8003 | 221.8348 | 76.7035 | 83.2582 | 76.3436 | 68.0214 | 63.9106 | 63.2479 | 60.1327 | 41030948.485 | 4544238.781 | 372593.37 | 8584774.075 | 27529342.259 | -65.832 | [9 empty] | 176394458.0176 | 0 | 0 | 0 | 0 | [8 empty] | 0 | 0 | 0 | 0 | 0 | 0 | 0 | 0 | 0 | 0 | 0 | 0 | 0 | 0 | 0 | 0 |  |  |  |  | 0 | 0 | 0 |  |  |  |  | 0 | 0
Central | 2017 | 0 | 0 | 0 | 0 | 0 | 0 | 0 | 0 | 0 | 0 | 0 | 0 | 0 | 0 | 0 | 0 | 0 | 0 | 135.3876 | 84.6124 | 268.1301 | 126.9731 | 132.8069 | 126.7204 | 81.1155 | 76.9617 | 57.1547 | 53.9688 | 40770953.213 | 4513235.66 | 385997.013 | 8518439.129 | 27353281.411 | 40.37 |  | 155621570.0617 | 135.3876 | 84.6124 | 268.1301 | 126.9731 | 132.8069 | 126.7204 | 81.1155 | 76.9617 | 57.1547 | 53.9688 | 40770953.213 | 4513235.66 | 385997.013 | 8518439.129 | 27353281.411 | 40.37 | [9 empty] | 155621570.0617 | 0 | 0 | 0 | 0 | [8 empty] | 0 | 0 | 0 | 0 | 0 | 0 | 0 | 0 | 0 | 0 | 0 | 0 | 0 | 0 | 0 | 0 |  |  |  |  | 0 | 0 | 0 |  |  |  |  | 0 | 0
Central | 2018 | 0 | 0 | 0 | 0 | 0 | 0 | 0 | 0 | 0 | 0 | 0 | 0 | 0 | 0 | 0 | 0 | 0 | 0 | 135.7799 | 81.9117 | 253.6695 | 102.5411 | 107.6094 | 102.5411 | 84.0681 | 79.9122 | 68.7001 | 66.2216 | 41010567.718 | 4564981.652 | 387315.2631 | 8568387.1645 | 27489883.6385 | 0 | 1714652821.0135 | 155584101.2 | 135.7799 | 81.9117 | 253.6695 | 102.5411 | 107.6094 | 102.5411 | 84.0681 | 79.9122 | 68.7001 | 66.2216 | 41010567.718 | 4564981.652 | 387315.2631 | 8568387.1645 | 27489883.6385 | 0 | [8 empty] | 1714652821.0135 | 155584101.2 | 0 | 0 | 0 | 0 | 0 | 0 | 0 | 0 | 0 | 0 | 0 | 0 | 0 | 0 | 0 | 0 | 0 | 0 | 0 | 0 | 0 | 0 | 0 | 0 | 0 | 0 | 0 | 0 | 0 | 0 | 0 | 0 | 0 | 0 | 0 | 1817531990.2743 |  |  | 1817531990.2743 | 0 | 0 | 0 | 0 | 0 | 0
Central | 2019 | 0 | 0 | 0 | 0 | 0 | 0 | 0 | 0 | 0 | 0 | 0 | 0 | 0 | 0 | 0 | 0 | 0 | 0 | 156.9148 | 104.8307 | 304.144 | 158.526 | 163.7872 | 158.526 | 96.25 | 92.0149 | 70.0331 | 67.355 | 41698415.8096 | 4634500.4494 | 389874.2527 | 8694848.3028 | 27979192.8047 | 0 | 2065248001.0665 | 150953074.5 | 156.9148 | 104.8307 | 304.144 | 158.526 | 163.7872 | 158.526 | 96.25 | 92.0149 | 70.0331 | 67.355 | 41698415.8096 | 4634500.4494 | 389874.2527 | 8694848.3028 | 27979192.8047 | 0 | 0 | 0 | 0 | 0 | 0 | 0 | 0 | 0 | 2065248001.0665 | 150953074.5 | 0 | 0 | 0 | 0 | 0 | 0 | 0 | 0 | 0 | 0 | 0 | 0 | 0 | 0 | 0 | 0 | 0 | 0 | 0 | 0 | 0 | 0 | 0 | 0 | 0 | 0 | 0 | 0 | 0 | 0 | 0 | 0 | 0 | 0 | 0 | 2065248001.0665 | 0 | 0 | 2065248001.0665 | 0 | 0 | 0 | 0 | 0 | 0
Central | 2020 | 0 | 0 | 0 | 0 | 0 | 0 | 0 | 0 | 0 | 0 | 0 | 0 | 0 | 0 | 0 | 0 | 0 | 0 | 163.0006 | 111.5761 | 307.4235 | 164.5074 | 171.3146 | 164.5074 | 103.8745 | 98.9569 | 77.5546 | 74.6273 | 41986742.2338 | 4675591.2484 | 392563.8181 | 8756515.5907 | 28162071.5767 | 0 | 2245610217.7482 | 126307495.7 | 163.0006 | 111.5761 | 307.4235 | 164.5074 | 171.3146 | 164.5074 | 103.8745 | 98.9569 | 77.5546 | 74.6273 | 41986742.2338 | 4675591.2484 | 392563.8181 | 8756515.5907 | 28162071.5767 | 0 | 95 | 95 | 95 | 95 | 103810702.3 | 103810702.3 | 103810702.3 | 103810702.3 | 2245610217.7482 | 126307495.7 | 0 | 0 | 0 | 0 | 0 | 0 | 0 | 0 | 0 | 0 | 0 | 0 | 0 | 0 | 0 | 0 | 0 | 0 | 0 | 0 | 0 | 0 | 0 | 0 | 0 | 0 | 0 | 0 | 0 | 0 | 0 | 0 | 0 | 0 | 0 | 2118500205.4229 | 97934624.8113 | 97934624.8113 | 2118500205.4229 | 0 | 0 | 0 | 0 | 0 | 0
Central | 2021 | 0 | 0 | 0 | 0 | 0 | 0 | 0 | 0 | 0 | 0 | 0 | 0 | 0 | 0 | 0 | 0 | 0 | 0 | 163.62 | 112.0028 | 307.4471 | 164.5074 | 172.4371 | 164.5074 | 104.3155 | 98.9569 | 78.6954 | 75.5855 | 42328514.3335 | 4714799.8074 | 394976.5314 | 8830035.2112 | 28388702.7835 | 0 | 2276182673.1072 | 99119072.34 | 163.62 | 112.0028 | 307.4471 | 164.5074 | 172.4371 | 164.5074 | 104.3155 | 98.9569 | 78.6954 | 75.5855 | 42328514.3335 | 4714799.8074 | 394976.5314 | 8830035.2112 | 28388702.7835 | 0 | 17 | 17 | 112 | 112 | 41128931.45 | 41128931.45 | 144939633.75 | 144939633.75 | 2276182673.1072 | 99119072.34 | 0 | 0 | 0 | 0 | 0 | 0 | 0 | 0 | 0 | 0 | 0 | 0 | 0 | 0 | 0 | 0 | 0 | 0 | 0 | 0 | 0 | 0 | 0 | 0 | 0 | 0 | 0 | 0 | 0 | 0 | 0 | 0 | 0 | 0 | 0 | 2025794475.8875 | 36604602.5721 | 36604602.5721 | 2025794475.8875 | 0 | 0 | 0 | 0 | 0 | 0
Central | 2022 | 471000606.5482 | -12754594.1615 | -135305370.937 | -407157065.0626 | -84216423.613 | -81291811.8165 | -6608745.2483 | 0 | 20375924.6907 | -67524632.3741 | 552292418.3647 | -6145848.9132 | -135305370.937 | -427532989.7534 | -16691791.2389 | -1 | -732856.8382 | 19236100.5927 | 165.9922 | 114.1275 | 311.3843 | 168.4498 | 176.7543 | 168.4498 | 104.8503 | 98.9569 | 80.6099 | 77.1888 | 42495337.7504 | 4738709.0309 | 395070.0398 | 8865821.4553 | 28495737.2244 | 1 | 2325892828.5414 | 96271373.37 | 141.9824 | 119.9168 | 212.5667 | 185.521 | 209.6602 | 185.521 | 120.2227 | 98.9569 | 94.9856 | 76.4726 | 42375744.1337 | 4785150.5251 | 379187.0493 | 8808029.6544 | 28403376.9049 | 0 | 0 | 0 | 112 | 112 | 0 | 0 | 144939633.75 | 144939633.75 | 2392266397.9732 | 77035273.0044 | -64980323.0203 | -64980323.0203 | -84216423.613 | -19236100.3656 | 66373569.4318 | 47137469.0662 | 66373569.4318 | 47137469.0662 | -17842854.1812 | -17842853.954 | -17842854.1812 | -17842853.954 | 395461191.5777 | -10709003.2052 | -113604998.5365 | -341856923.0494 | -70709733.2135 | -54558732.2255 | -68254172.7538 | -5548829.9471 | 0 | 17108019.28 | -56694983.4209 | 463715364.3315 | -5160173.2581 | -113604998.5365 | -358964942.3294 | -14014749.7925 | 55728528.7786 | 39577527.9814 | -14981204.4348 | -14981204.2441 | -615320.7331 | 16151000.988 | -16151000.7973 | 1952864469.1099 | 0 | 0 | 2008592997.8885 | -54558732.2255 | -70709733.2135 | 55728528.7786 | -14981204.4348 | -14981204.2441 | 39577527.9814
Central | 2023 | 446021770.4474 | -14832824.1896 | -131897859.2768 | -255798331.6092 | 43492755.3718 | -99816115.2921 | -8165824.0853 | 0 | 166689757.1765 | 58707817.7991 | 545837885.7396 | -6667000.1043 | -131897859.2768 | -422488088.7857 | -15215062.4272 | -4 | -2659962.8143 | 18472665.3622 | 167.6937 | 115.3426 | 308.7244 | 164.5074 | 172.7185 | 164.5074 | 104.9116 | 98.9569 | 86.5853 | 83.0843 | 42257427.6392 | 4725292.4992 | 395721.3212 | 8832021.6514 | 28304392.1675 | 4 | 2386059957.7785 | 93505489.03 | 143.0253 | 120.2358 | 214.8829 | 185.521 | 210.9357 | 185.521 | 119.9003 | 98.9569 | 95.6429 | 77.1888 | 42183124.5081 | 4774865.2386 | 381473.9908 | 8783224.3511 | 28243560.9276 | 0 | 0 | 0 | 112 | 112 | 0 | 0 | 144939633.75 | 144939633.75 | 2381382845.8614 | 75032823.8255 | 61965420.734 | -3014902.2862 | -40723668.2411 | -18472665.2045 | -4677111.9171 | -23149777.1216 | 61696457.5147 | 23987691.9447 | 38815643.4547 | 38815643.6124 | 20972789.2736 | 20972789.6584 | 353291018.0376 | -11748986.0485 | -104475458.5278 | -202616237.5345 | 34450335.9268 | 49082417.1033 | -79063712.4119 | -6468097.5131 | 0 | 132033900.3862 | 46502090.4612 | 432354730.4496 | -5280888.5354 | -104475458.5278 | -334650137.9207 | -12051754.5344 | -3704710.7118 | -18336791.7634 | 30745625.215 | 30745625.3399 | -2106939.6897 | 14632081.1765 | -14632081.0516 | 1889982972.6623 | 0 | 0 | 1886278261.9505 | -5476315.1222 | -36259397.2867 | 52023818.0668 | 15764420.7802 | 15764421.0958 | 21240736.218
Central | 2024 | 513560370.6555 | -9963052.9061 | 50636.9139 | -428473522.1815 | 75174432.4818 | -40686675.6122 | -3316674.0013 | 135904745.9346 | 0 | 91901396.3211 | 554247046.2677 | -6646378.9048 | -135854109.0207 | -428473522.1815 | -16726963.8392 | -3 | -1817861.1031 | 17658744.4329 | 184.1847 | 131.7366 | 339.4201 | 194.7769 | 202.9149 | 194.7769 | 120.1407 | 114.4504 | 92.2381 | 88.7285 | 42636666.731 | 4766963.9131 | 397628.483 | 8913506.1161 | 28558568.2188 | 3 | 3434799964.8724 | 90819068.77 | 154.4661 | 131.7641 | 232.2417 | 203.2714 | 228.4531 | 203.2714 | 120.1443 | 99.1475 | 107.2719 | 88.7285 | 42489365.722 | 4812557.3036 | 383269.6486 | 8848438.2176 | 28445100.5522 | 0 | 0 | 0 | 112 | 112 | 0 | 0 | 144939633.75 | 144939633.75 | 3416280968.0282 | 73160324.4442 | 92833176.9147 | 89818274.6285 | 34450764.2407 | -17658744.3258 | -18518996.8442 | -36177741.1701 | 43177460.6705 | -12190049.2254 | 56655435.6376 | 56655435.7447 | 77628224.9112 | 77628225.4031 | 383762184.2325 | -7444972.7108 | 37838.8477 | -320180341.3068 | 56174709.0626 | 69370350.1626 | -30403450.8779 | -2478411.7542 | 101555932.1309 | 0 | 68674069.4987 | 414165635.1104 | -4966560.9566 | -101518093.2831 | -320180341.3068 | -12499360.4361 | -13838471.7451 | -27034112.7652 | 42336237.3175 | 42336237.3975 | -1358411.5664 | 13195641.1 | -13195641.02 | 2566682345.911 | 0 | 0 | 2552843874.1658 | 63894035.0404 | 19915311.7759 | 38185346.3217 | 58100658.0977 | 58100658.4933 | -5793376.5472
Central | 2025 | 565142580.5816 | -6719685.0013 | -96439657.8403 | -433359951.5884 | 28623286.1515 | 0 | 0 | 35102333.4882 | 0 | 35102333.4882 | 565142580.5816 | -6719685.0013 | -131541991.3285 | -433359951.5884 | -6479047.3367 | -5 | -2774503.3073 | 17950304.284 | 230.9063 | 176.8341 | 454.7327 | 306.6893 | 316.1699 | 306.6893 | 145.0137 | 138.2039 | 93.5759 | 89.5787 | 42938818.964 | 4803379.3508 | 399422.012 | 8978787.8455 | 28757229.7557 | 5 | 3457733017.0606 | 89600253.61 | 199.8132 | 176.0614 | 337.6446 | 306.6893 | 333.365 | 306.6893 | 155.7983 | 134.2783 | 108.6695 | 89.5787 | 42772922.3912 | 4847554.0978 | 383533.4994 | 8904798.0999 | 28637036.694 | 0 | 35 | 35 | 147 | 147 | 113381610.1 | 113381610.1 | 258321243.85 | 258321243.85 | 3437548506.6477 | 71649949.4812 | 46573590.4356 | 136391865.064 | 63074050.3922 | -17950304.1288 | -20184510.4128 | -38134814.5417 | 22992950.2576 | -50324863.7671 | 8438775.7387 | 8438775.8939 | 86067000.6499 | 86067001.2969 | 398403219.0322 | -4737112.7701 | -67986153.3109 | -305501665.6767 | 20178287.2745 | 32832543.4837 | 0 | 0 | 24745759.9865 | 0 | 24745759.9865 | 398403219.0322 | -4737112.7701 | -92731913.2974 | -305501665.6767 | -4567472.712 | -14229283.3691 | -26883539.4689 | 5949003.9054 | 5949004.0148 | -1955915.351 | 12654256.2091 | -12654256.0997 | 2437565336.4031 | 79929561.132 | 79929561.132 | 2423336053.034 | 96726578.5241 | 40093599.0505 | 23956062.9526 | 64049662.003 | 64049662.5081 | -32676916.016
Central | 2026 | 461317171.7902 | -15751330.1335 | -57741306.1509 | -443811075.3647 | -55986539.8589 | -104746637.8846 | -8504982.2671 | 79963868.8435 | 0 | -33287751.3082 | 566063809.6749 | -7246347.8664 | -137705174.9944 | -443811075.3647 | -22698788.5507 | -6 | -3066159.5535 | 18645972.5948 | 235.6647 | 177.8138 | 464.3522 | 306.6893 | 322.1794 | 306.6893 | 151.512 | 143.1816 | 93.7779 | 89.5787 | 43172409.595 | 4829684.4902 | 401759.2341 | 9029241.8154 | 28911724.0553 | 6 | 3498998446.7844 | 88972624.71 | 211.6817 | 183.7994 | 369.1283 | 328.3149 | 362.2152 | 328.3149 | 157.9389 | 134.2783 | 109.164 | 89.5787 | 42900439.2013 | 4857563.7714 | 384804.195 | 8933525.9369 | 28724545.298 | 0 | 0 | 0 | 147 | 147 | 0 | 0 | 258321243.85 | 258321243.85 | 3547224295.6806 | 70326652.2637 | -37340567.2641 | 99051297.7999 | 7087510.5333 | -18645972.4463 | 48225848.8962 | 29579876.4499 | 71218799.1538 | -20744987.3172 | -7760690.9627 | -7760690.8143 | 78306309.6872 | 78306310.4827 | 306802266.7352 | -10475534.1543 | -38401266.4055 | -295159712.7757 | -37234246.6003 | -24833609.8857 | -69662496.6532 | -5656298.958 | 53180539.8072 | 0 | -22138255.804 | 376464763.3884 | -4819235.1963 | -91581806.2127 | -295159712.7757 | -15095990.7962 | 32072943.8689 | 19672307.2531 | -5161302.7314 | -5161302.6326 | -2039171.2226 | 12400636.7145 | -12400636.6158 | 2327033807.5875 | 0 | 0 | 2359106751.4564 | 71892968.6384 | 2859352.4502 | 56029006.8215 | 58888359.2717 | 58888359.8754 | -13004608.763
Central | 2027 | 590634339.3332 | -6456210.195 | 51175948.9231 | -448498385.7315 | 186855692.3298 | 10944470.9778 | 887057.8424 | 188204570.4078 | 0 | 200036099.228 | 579689868.3554 | -7343268.0374 | -137028621.4846 | -448498385.7315 | -13180406.8982 | -5 | -2367833.5381 | 17472530.9918 | 246.3211 | 187.8969 | 487.3857 | 328.3149 | 343.5412 | 328.3149 | 163.7589 | 155.0971 | 93.8422 | 89.5787 | 43431824.0695 | 4858721.3898 | 404104.8699 | 9085773.7119 | 29083224.0979 | 5 | 3654918283.6274 | 86416434.01 | 210.7474 | 182.9963 | 366.272 | 326.0706 | 359.6752 | 326.0706 | 158.0886 | 134.2783 | 109.2845 | 89.5787 | 43187942.6616 | 4894147.9172 | 386372.735 | 8994471.0568 | 28912950.9527 | 0 | 52.5 | 0 | 199.5 | 147 | 291785102 | 0 | 550106345.85 | 258321243.85 | 3532753128.3081 | 68943903.1602 | 204328223.3216 | 303379521.1215 | 193943202.8632 | -17472530.8498 | -122165155.3193 | -139637686.1691 | -50946356.1655 | -160382673.4863 | 64690537.0105 | 64690537.1526 | 142996846.6977 | 142996847.6352 | 370571291.4369 | -4050706.1483 | 32108423.4695 | -281393435.7348 | 117235573.0234 | 128198055.1263 | 6866696.4893 | 556551.0644 | 118081875.8169 | 0 | 125505123.3706 | 363704594.9477 | -4607257.2127 | -85973452.3474 | -281393435.7348 | -8269550.3472 | -76647929.7942 | -87610411.808 | 40587643.2292 | 40587643.3183 | -1485608.0551 | 10962482.1029 | -10962482.0138 | 2293140947.3912 | 183069582.768 | 0 | 2216493017.597 | 200091023.7647 | 120094925.4736 | -20618922.9728 | 99476002.5008 | 99476003.1937 | -100615020.571
Central | 2028 | 863524544.9976 | 13795501.329 | 144948292.3757 | -451495527.4461 | 570772811.2562 | 264351222.8387 | 21404452.7324 | 271502394.3682 | 0 | 557258069.9393 | 599173322.1589 | -7608951.4035 | -126554101.9925 | -451495527.4461 | 13514741.3169 | -11 | -4859760.7155 | 16311114.301 | 273.8666 | 213.1626 | 558.7193 | 393.9318 | 410.2061 | 393.9318 | 174.2124 | 164.1775 | 93.9142 | 89.5787 | 43603632.4841 | 4878428.7078 | 405293.0878 | 9122490.2141 | 29197420.4744 | 11 | 4075852176.4946 | 83933682.88 | 216.5697 | 187.9605 | 382.3617 | 339.9443 | 375.1116 | 339.9443 | 158.2399 | 134.2783 | 109.3854 | 89.5787 | 43387166.6201 | 4914625.5397 | 387648.0777 | 9038697.6 | 29046195.4027 | 0 | 0 | 0 | 199.5 | 147 | 0 | 0 | 550106345.85 | 258321243.85 | 3919724108.261 | 67622568.7469 | 587083925.5572 | 890463446.6787 | 764716014.1193 | -16311114.1331 | -156128068.2336 | -172439182.3667 | -207074424.3991 | -332821855.853 | 414644743.0225 | 414644743.1905 | 557641589.7202 | 557641590.8257 | 511118851.4046 | 8165536.0402 | 85794671.5485 | -267239508.986 | 337839550.0072 | 347494073.5005 | 156469082.6305 | 12669262.685 | 160701850.0712 | 0 | 329840195.3868 | 354649768.774 | -4503726.6448 | -74907178.5228 | -267239508.986 | 7999354.6205 | -92411963.7014 | -102066487.0952 | 245427586.3058 | 245427586.4052 | -2876484.9006 | 9654523.4932 | -9654523.3938 | 2412490640.8426 | 0 | 0 | 2320078677.1413 | 547585097.2652 | 457934475.4808 | -113030886.6742 | 344903588.8067 | 344903589.5989 | -202681507.6663
Central | 2029 | 1662199411.7414 | 75960574.4555 | 494230556.3803 | -242368089.0154 | 1990022453.5618 | 1027254750.4529 | 83300121.9303 | 619949298.0564 | 221386741.1566 | 1951890911.5962 | 634944661.2885 | -7339547.4748 | -125718741.6761 | -463754830.172 | 38131541.9656 | -30 | -12450942.8787 | 14636460.5071 | 362.7102 | 299.3522 | 774.4481 | 602.3656 | 620.3412 | 602.3656 | 216.6236 | 206.0617 | 101.5197 | 97.1356 | 43896189.4211 | 4915304.3601 | 410165.1352 | 9181420.929 | 29389298.9968 | 30 | 5462896577.4238 | 81715220.8768 | 237.1871 | 208.0506 | 437.1795 | 393.9318 | 429.8987 | 393.9318 | 162.5167 | 138.2039 | 109.7483 | 89.5787 | 43624186.5966 | 4941585.8136 | 389130.4173 | 9090588.081 | 29202882.2848 | 0 | 0 | 0 | 199.5 | 147 | 0 | 0 | 550106345.85 | 258321243.85 | 3946220213.2204 | 67078760.5309 | 2004658914.0689 | 2895122360.7476 | 2754738467.6811 | -14636460.3459 | -1516676364.2034 | -1531312824.5493 | -1723750788.6025 | -1864134680.4023 | 473346089.3584 | 473346089.5196 | 1030987679.0786 | 1030987680.3453 | 928163469.7078 | 42415988.0274 | 275975761.2746 | -135337074.9971 | 1111218144.0127 | 1119391067.1124 | 573613687.2141 | 46514353.0023 | 346176449.9869 | 123621199.9401 | 1089925690.1434 | 354549782.4936 | -4098364.9749 | -70200688.7123 | -258958274.9372 | 21292453.8693 | -846904160.0418 | -855077083.0515 | 264313983.9709 | 264313984.0609 | -6952541.4711 | 8172923.0997 | -8172923.0097 | 3050452915.6609 | 0 | 0 | 2203548755.6191 | 1666976164.3776 | 1569152619.4935 | -959935046.716 | 609217572.7776 | 609217573.6599 | -1057758590.7177
Central | 2030 | 227077967.2021 | -42542818.0398 | -251513550.4418 | -472688199.5566 | -539666600.836 | -432035997.7014 | -35223402.6666 | -130801743.8392 | 0 | -598061144.2072 | 659113964.9036 | -7319415.3732 | -120711806.6026 | -472688199.5566 | 58394543.3712 | -29 | -11386201.0002 | 13490264.6447 | 244.6783 | 176.0614 | 492.3189 | 306.6893 | 332.354 | 306.6893 | 146.4465 | 134.2783 | 94.3687 | 89.5787 | 44377331.2159 | 4971350.8303 | 418213.6112 | 9276105.875 | 29711660.8994 | 29 | 3546773380.7773 | 80589445.7267 | 242.9788 | 210.0789 | 446.4917 | 393.9318 | 437.0306 | 393.9318 | 173.8095 | 148.5094 | 110.3519 | 89.5787 | 43668043.8365 | 4932906.4157 | 389269.198 | 9106423.5512 | 29239444.6716 | 0 | 0 | 247 | 199.5 | 394 | 0 | 1059312049 | 550106345.85 | 1317633292.85 | 3997246645.9458 | 67099181.184 | -526176336.1914 | 2368946024.5562 | 2215071866.8451 | -13490264.5427 | 450473265.1685 | 436983000.6257 | -1273277523.434 | -1427151679.7765 | -89193335.6675 | -89193335.5656 | 941794343.4111 | 941794344.7797 | 119621840.4134 | -22411025.8384 | -132494200.8397 | -249006246.9262 | -284289633.1909 | -277183130.0619 | -227591174.1092 | -18555249.1266 | -68904726.9539 | 0 | -315051150.1898 | 347213014.5226 | -3855776.7118 | -63589473.8857 | -249006246.9262 | 30761516.9989 | 237303696.6132 | 230197193.5378 | -46985936.5777 | -46985936.524 | -5998108.6485 | 7106503.129 | -7106503.0754 | 1868395972.3845 | 0 | 558032372.9102 | 2105699668.9977 | 1389793034.3157 | 1284862986.3026 | -722631350.1028 | 562231636.1999 | 562231637.1358 | -827561397.1799
Central | 2031 | -1109051469.8772 | -151401065.2485 | -605437809.6906 | -499993254.7052 | -2365883599.5215 | -1766243262.1492 | -143905951.7457 | -461761417.1601 | -12768655.584 | -2384679286.639 | 657191792.272 | -7495113.5028 | -143676392.5305 | -487224599.1212 | 18795687.1175 | -51 | -19073033.2832 | 18802979.1467 | 220.3218 | 153.946 | 425.7713 | 245.4208 | 266.8083 | 245.4208 | 144.7422 | 134.2783 | 93.8657 | 89.1459 | 44113172.15 | 4924276.3453 | 414937.6484 | 9223638.6148 | 29550319.5415 | 51 | 3213408697.0772 | 85572009.206 | 323.1864 | 291.7378 | 649.9024 | 602.3656 | 641.9404 | 602.3656 | 210.5252 | 184.4743 | 110.7478 | 89.5787 | 43984424.9465 | 4972174.9689 | 391382.9054 | 9174694.6916 | 29446172.3806 | 0 | 0 | 52.5 | 199.5 | 446.5 | 0 | 291785102 | 550106345.85 | 1609418394.85 | 5242676647.4775 | 66769030.152 | -2347080620.3749 | 21865404.1814 | -150811732.6765 | -18802979.054 | 2029267950.4003 | 2010464971.3463 | 755990426.9663 | 583313291.5698 | -336615649.1212 | -336615649.0286 | 605178694.2898 | 605178695.7511 | -551164603.159 | -75241691.0414 | -300884042.9674 | -248481329.5836 | -1175771666.7515 | -1166427162.1716 | -877768789.9125 | -71516849.254 | -229481277.6105 | -6345630.6393 | -1185112547.4162 | 326604186.7534 | -3724841.7874 | -71402765.3569 | -242135698.9443 | 9340880.6648 | 1008484001.8376 | 999139497.3038 | -167287664.9138 | -167287664.8678 | -9478713.2123 | 9344504.5799 | -9344504.5338 | 1596965675.0993 | 0 | 145008256.4422 | 2605449676.9369 | 223365872.1441 | 109091319.5511 | 285852651.7349 | 394943971.286 | 394943972.268 | 171578100.124
Central | 2032 | 82928382.3987 | -51130697.3636 | -31130389.1089 | -514836581.5386 | -514169285.6124 | -441905783.4139 | -36096297.2576 | 154902105.0402 | 0 | -323099975.6312 | 524834165.8126 | -15034400.106 | -186032494.1491 | -514836581.5386 | -191069309.9812 | -38 | -13624069.6487 | 38326440.931 | 204.15 | 143.3955 | 383.9404 | 218.1719 | 230.5057 | 218.1719 | 139.6245 | 131.1555 | 93.2425 | 88.7285 | 44462421.0436 | 4962196.5423 | 420267.5487 | 9297106.5839 | 29782850.3687 | 38 | 3080363081.2819 | 104311732.36 | 208.4399 | 171.7803 | 366.9168 | 306.6893 | 355.7954 | 306.6893 | 142.8644 | 114.4504 | 110.4614 | 88.7285 | 44357293.8612 | 5022416.2707 | 395308.0007 | 9248398.3353 | 29691171.2544 | 0 | 317 | 70 | 516.5 | 516.5 | 1351331886.6 | 292019837.6 | 1901438232.45 | 1901438232.45 | 3427032963.9021 | 65985291.6128 | -475842844.6814 | -453977440.5001 | -664981018.2889 | -38326440.7472 | 346669882.6203 | 308343441.873 | 1102660309.5865 | 891656733.4428 | -167499402.9922 | -167499402.8084 | 437679291.2977 | 437679292.9427 | 38880061.7199 | -23972066.1585 | -14595141.1918 | -241375479.5032 | -241062625.1336 | -223093694.0415 | -207182675.419 | -16923352.7128 | 72624151.4704 | 0 | -151481876.6615 | 246062737.139 | -7048713.4457 | -87219292.6622 | -241375479.5032 | -89580748.4721 | 162532368.8086 | 144563437.8026 | -78530256.325 | -78530256.2389 | -6387495.4931 | 17968931.0921 | -17968931.006 | 1444194415.1799 | 633557120.4386 | 136910295.1358 | 1606726783.9885 | 272178.1026 | -131971305.5825 | 448385020.5435 | 316413714.961 | 316413716.0292 | 316141537.9266
Central | 2033 | 540630001.8447 | -15192315.0293 | 11959707.6145 | -522247598.2559 | 15149796.1739 | -39004565.0072 | -3176137.4913 | 183934376.6711 | 0 | 141753674.1726 | 579634566.8519 | -12016177.538 | -171974669.0566 | -522247598.2559 | -126603877.9986 | -13 | -4494689.6477 | 59339014.9531 | 222.454 | 161.3246 | 433.2412 | 266.5618 | 278.4805 | 266.5618 | 142.8951 | 134.2783 | 93.3305 | 88.7285 | 44668491.3909 | 4982052.7919 | 422729.4088 | 9341041.9132 | 29922667.2771 | 13 | 3319992676.4702 | 126499234.54 | 193.1891 | 160.2198 | 324.5596 | 274.3805 | 315.6831 | 274.3805 | 141.5084 | 114.4504 | 110.7743 | 88.7285 | 44193003.1593 | 4995127.9754 | 389711.3372 | 9212106.5435 | 29596057.3032 | 0 | 0 | 0 | 516.5 | 516.5 | 0 | 0 | 1901438232.45 | 1901438232.45 | 3223268419.1543 | 67160219.6794 | 74488811.1271 | -379488629.373 | -649831222.1149 | -59339014.8606 | -96724257.3159 | -156063272.1764 | 1005936052.2707 | 735593461.2664 | -81574461.1419 | -81574461.0494 | 356104830.1557 | 356104831.8933 | 239121171.1885 | -6719575.5886 | 5289790.2116 | -230990616.3535 | 6700769.4579 | 32946472.997 | -17251756.7179 | -1404808.6754 | 81354352.1842 | 0 | 62697786.7909 | 256372927.9064 | -5314766.9132 | -76064561.9726 | -230990616.3535 | -55997017.333 | -42781232.2897 | -69026935.7879 | -36080462.8318 | -36080462.7909 | -1988005.5658 | 26245703.5391 | -26245703.4982 | 1468435962.5362 | 0 | 0 | 1425654730.2465 | 33218651.0996 | -125270536.1246 | 405603788.2537 | 280333252.1291 | 280333253.2383 | 247114602.1387
Central | 2034 | 654075852.8315 | -8697606.3304 | -127410749.6288 | -525052034.1682 | -7084537.2959 | 0 | 0 | 29206271.7687 | 12516226.4535 | 41722498.2222 | 654075852.8315 | -8697606.3304 | -156617021.3975 | -537568260.6217 | -48807035.5181 | -10 | -3351495.3232 | 65437875.7101 | 238.2039 | 175.8686 | 476.7301 | 306.6893 | 319.4778 | 306.6893 | 142.9833 | 134.2783 | 93.7974 | 89.1459 | 45007384.179 | 5022804.5074 | 426709.3179 | 9413782.4141 | 30144087.9396 | 10 | 3548408941.634 | 133013269.09 | 204.2648 | 175.0682 | 346.6232 | 306.6893 | 340.5543 | 306.6893 | 156.5445 | 131.1555 | 111.1801 | 88.7285 | 44557521.4661 | 5041622.9768 | 392072.9865 | 9291695.2718 | 29832130.2311 | 0 | 0 | 0 | 516.5 | 516.5 | 0 | 0 | 1901438232.45 | 1901438232.45 | 3501969804.8666 | 67575393.4669 | 58353338.4142 | -321135290.9588 | -656915759.4108 | -65437875.6231 | -46439136.7674 | -111877012.3905 | 959496915.5033 | 623716448.8759 | -53523674.0632 | -53523673.9763 | 302581156.0925 | 302581157.917 | 272923000.4574 | -3629207.2337 | -53164054.1822 | -219085868.9265 | -2956129.8851 | 24348809.2975 | 0 | 0 | 12186756.7634 | 5222583.9913 | 17409340.7547 | 272923000.4574 | -3629207.2337 | -65350810.9456 | -224308452.9178 | -20365470.6398 | -19377429.2237 | -46682368.37 | -22333559.1088 | -22333559.0725 | -1398461.8996 | 27304939.1826 | -27304939.1463 | 1480627072.5454 | 0 | 0 | 1461249643.3217 | 57567460.3971 | -128226666.0096 | 386226359.03 | 257999693.0204 | 257999694.1657 | 200432233.7687
Central | 2035 | 523875903.7575 | -20513248.7607 | 52548062.4614 | -330770598.3663 | 225140119.0919 | -144077878.6649 | -11724543.7083 | 220394699.4258 | 215313069.7412 | 279905346.7939 | 667953782.4224 | -8788705.0524 | -167846636.9644 | -546083668.1075 | -54765227.702 | -11 | -3589273.6397 | 62343799.48 | 228.4282 | 164.3529 | 453.0415 | 278.2774 | 293.2733 | 278.2774 | 140.0699 | 131.1555 | 92.2492 | 87.4955 | 45336904.8742 | 5062439.675 | 430616.5207 | 9484062.6412 | 30359786.0372 | 11 | 3381586779.0706 | 129419261.22 | 197.3423 | 166.7402 | 349.599 | 306.6893 | 342.7858 | 306.6893 | 134.3937 | 107.7657 | 103.0593 | 80.3658 | 44875104.9419 | 5079668.4416 | 394712.0517 | 9361296.8603 | 30039427.5884 | 0 | 73.214 | 73.214 | 589.714 | 589.714 | 593115946.1 | 593115946.1 | 2494554178.55 | 2494554178.55 | 3250781311.8328 | 67075461.8081 | 287483918.5719 | -33651372.387 | -431775640.3189 | -62343799.4119 | -130805467.2377 | -193149266.6496 | 828691448.2656 | 430567182.2263 | 94334651.8541 | 94334651.9222 | 396915807.9466 | 396915809.8393 | 206221802.6408 | -8074964.1415 | 20685349.5042 | -130206616.8083 | 88625571.1952 | 113166976.173 | -56715721.5017 | -4615323.059 | 86757554.379 | 84757189.7384 | 110183699.5567 | 262937524.1425 | -3459641.0825 | -66072204.8747 | -214963806.5468 | -21558128.3616 | -51491086.0674 | -76032491.0185 | 37134485.1277 | 37134485.1545 | -1412904.2295 | 24541404.9778 | -24541404.951 | 1331149068.6334 | 233477887.9931 | 233477887.9931 | 1279657982.5659 | 170734436.5701 | -39601094.8145 | 334735272.9625 | 295134178.1481 | 295134179.3203 | 124399742.7502
Central | 2036 | 673464348.3647 | -8857549.2631 | 79370333.0603 | -311534621.6881 | 432442510.4738 | 0 | 0 | 243706059.306 | 234276044.1675 | 477982103.4735 | 673464348.3647 | -8857549.2631 | -164335726.2457 | -545810665.8556 | -45539592.9997 | -7 | -2231507.4959 | 60132379.1783 | 240.2091 | 175.6828 | 482.6552 | 306.6893 | 322.0296 | 306.6893 | 143.2577 | 134.2783 | 93.5286 | 88.7285 | 45549036.1945 | 5084441.6223 | 432523.6267 | 9530201.8794 | 30501869.066 | 7 | 3578723587.0492 | 126829656.5 | 197.9232 | 167.1715 | 350.2829 | 306.6893 | 343.2307 | 306.6893 | 134.7755 | 108.5206 | 103.6532 | 81.0008 | 45021713.1107 | 5102620.6487 | 395032.3351 | 9392814.2753 | 30131245.8515 | 0 | 0 | 0 | 589.714 | 589.714 | 0 | 0 | 2494554178.55 | 2494554178.55 | 3268704090.5721 | 66697277.3909 | 492574889.6521 | 458923517.2651 | 666870.1549 | -60132379.1091 | -310019496.4771 | -370151875.5862 | 518671951.7885 | 60415306.6401 | 122423013.9967 | 122423014.0659 | 519338821.9433 | 519338823.9052 | 250100696.1762 | -3289378.6323 | 29475317.5908 | -115692873.656 | 160593761.4787 | 182924787.5111 | 0 | 0 | 90503759.0227 | 87001786.9335 | 177505545.9562 | 250100696.1762 | -3289378.6323 | -61028441.432 | -202694660.5895 | -16911784.4775 | -115130210.0629 | -137461236.0696 | 45463551.4158 | 45463551.4415 | -828702.4838 | 22331026.0324 | -22331026.0067 | 1329010604.2237 | 0 | 0 | 1213880394.1608 | 353659224.0812 | 120992666.6642 | 219605062.8996 | 340597729.5639 | 340597730.7617 | -13061493.3194
Central | 2037 | 677545570.1086 | -8872559.2859 | 28071765.8116 | -512256842.0415 | 184487934.5928 | 0 | 0 | 188921787.0539 | 34927992.9346 | 223849779.9886 | 677545570.1086 | -8872559.2859 | -160850021.2424 | -547184834.9761 | -39361845.3957 | -6 | -1873527.2598 | 59569025.1549 | 240.2788 | 175.6828 | 482.7385 | 306.6893 | 322.1696 | 306.6893 | 143.3475 | 134.2783 | 93.5768 | 88.7285 | 45903232.6807 | 5127272.6806 | 435891.7268 | 9606013.0214 | 30734055.252 | 6 | 3606680915.9371 | 125465844.28 | 202.0172 | 171.2706 | 350.5372 | 306.6893 | 343.2736 | 306.6893 | 140.3169 | 114.4504 | 110.1992 | 87.584 | 45287258.2125 | 5136344.1849 | 396821.9836 | 9450207.0575 | 30303884.9866 | 0 | 0 | 0 | 589.714 | 589.714 | 0 | 0 | 2494554178.55 | 2494554178.55 | 3444980983.1985 | 65896819.2893 | 244056959.7478 | 702980477.0129 | 185154804.7477 | -59569024.9907 | -161699932.7385 | -221268957.7293 | 356972019.0499 | -160853651.0892 | 22788001.8543 | 22788002.0185 | 542126823.7976 | 542126825.9237 | 237373883.6947 | -3108446.0572 | 9834768.8581 | -179466004.0727 | 64634202.4229 | 85503840.5295 | 0 | 0 | 66187575.1034 | 12236805.4612 | 78424380.5646 | 237373883.6947 | -3108446.0572 | -56352806.2453 | -191702809.5339 | -13790178.1418 | -56650567.461 | -77520205.5101 | 7983634.9619 | 7983635.0194 | -656378.643 | 20869638.1067 | -20869638.0491 | 1263578265.4827 | 0 | 0 | 1206927698.0218 | 439163064.6107 | 185626869.0871 | 162954495.4387 | 348581364.5257 | 348581365.7812 | -90581698.8295
Central | 2038 | 495745862.5031 | -24212387.4761 | -326057672.2769 | -752564345.443 | -607088542.6929 | -191576275.0686 | -15511376.7518 | -160136465.5312 | -198245810.5979 | -565469927.9496 | 687322137.5716 | -8701010.7243 | -165921206.7456 | -554318534.8451 | -41618614.7433 | -4 | -1225514.2059 | 59206432.5825 | 234.4214 | 168.9042 | 485.0885 | 306.6893 | 323.4833 | 306.6893 | 123.7343 | 114.4504 | 87.2383 | 82.2708 | 46169617.538 | 5156005.1669 | 438191.4298 | 9664102.7885 | 30911318.1529 | 4 | 3405407110.4293 | 124160493.37 | 219.7531 | 188.3476 | 388.8868 | 343.802 | 381.2085 | 343.802 | 157.6375 | 131.1555 | 111.5711 | 88.7285 | 45561074.0168 | 5168013.5781 | 397714.5 | 9508080.8852 | 30487265.0535 | 0 | 0 | 81.3488 | 589.714 | 671.0628 | 0 | 684493937.7 | 2494554178.55 | 3179048116.25 | 3765673989.552 | 64954060.95 | -547882110.1103 | 155098366.9025 | -421933737.9452 | -59206432.42 | 360266879.1227 | 301060446.7027 | 717238898.1726 | 140206795.6135 | -246821663.5702 | -246821663.4077 | 295305160.2275 | 295305162.516 | 163850457.4584 | -8002509.0761 | -107766302.8606 | -248732307.4068 | -200650661.885 | -181082165.6113 | -63318451.4131 | -5126711.8272 | -52927185.3134 | -65522819.6796 | -186895168.2334 | 227168908.8716 | -2875797.2489 | -54839117.5472 | -183209487.7272 | -13755493.6516 | 119072890.802 | 99504394.582 | -81577771.083 | -81577771.0293 | -405048.3896 | 19568496.2738 | -19568496.2201 | 1125531356.0436 | 0 | 226234152.0177 | 1244604246.8456 | 258080898.9994 | -15023792.7979 | 282027386.2407 | 267003593.4427 | 267003594.7519 | 8922695.7524
Central | 2039 | 501346419.2713 | -23738871.0564 | -17027308.9814 | -570258567.7827 | -109678328.5492 | -172760695.0747 | -13944478.2368 | 161092740.2451 | 0 | -25612433.0665 | 674107114.346 | -9794392.8196 | -178120049.2265 | -570258567.7827 | -84065895.4827 | -5 | -1504383.1444 | 58924212.8653 | 237.6469 | 172.4749 | 484.5844 | 306.6893 | 323.033 | 306.6893 | 140.0143 | 131.1555 | 87.6892 | 82.9058 | 46358589.7118 | 5185701.389 | 438331.0294 | 9708682.0966 | 31025875.1968 | 5 | 3523433678.3096 | 122910277.79 | 213.6893 | 181.0861 | 387.7791 | 339.9443 | 379.3832 | 339.9443 | 141.608 | 114.4504 | 105.9531 | 82.9058 | 45879507.5358 | 5204359.9832 | 400308.7122 | 9577990.6436 | 30696848.1968 | 0 | 53.3648 | 0 | 643.0788 | 671.0628 | 433373307.4 | 0 | 2927927485.95 | 3179048116.25 | 3577678914.3598 | 63986064.9806 | -50754115.6839 | 104344251.2186 | -531612066.4943 | -58924212.8094 | 54245236.0502 | -4678976.7592 | 771484134.2228 | 135527818.8543 | -55433092.499 | -55433092.4431 | 239872067.7285 | 239872070.073 | 156322183.3362 | -7401892.2063 | -5309195.4265 | -177809316.9819 | -34198221.2786 | -15825373.1792 | -53867601.3444 | -4347954.2282 | 50229477.8755 | 0 | -7986077.6972 | 210189784.6806 | -3053937.9781 | -55538673.302 | -177809316.9819 | -26212143.5814 | 16913921.0115 | -1458927.0705 | -17284300.2671 | -17284300.2497 | -469073.7755 | 18372848.0994 | -18372848.082 | 1098623275.7666 | 135127845.7536 | 0 | 1115537196.7781 | 242255525.8203 | -49222014.0765 | 298941307.2522 | 249719293.1756 | 249719294.5022 | 7463768.6819
Central | 2040 | 460945235.3581 | -27290698.0229 | -61148597.4718 | -572121078.1352 | -199615138.2717 | -214264917.8723 | -17276217.1027 | 117398881.3368 | 1161383.9373 | -112980869.7008 | 675210153.2304 | -10014480.9202 | -178547478.8086 | -573282462.0725 | -86634268.5709 | -4 | -1182027.5116 | 58457875.6076 | 253.0471 | 187.5818 | 518.7002 | 339.9443 | 356.7536 | 339.9443 | 143.218 | 134.2783 | 93.4561 | 88.7285 | 46692757.7324 | 5221012.8719 | 441722.5992 | 9781370.6147 | 31248651.6466 | 4 | 3833277351.2198 | 121712085.37 | 232.8846 | 199.868 | 430.06 | 380.9906 | 421.3064 | 380.9906 | 149.3442 | 122.1652 | 111.6769 | 88.691 | 45991275.1436 | 5219127.0016 | 400067.6706 | 9602509.4199 | 30769571.0515 | 0 | 0 | 0 | 643.0788 | 671.0628 | 0 | 0 | 2927927485.95 | 3179048116.25 | 3933042640.4977 | 63254209.916 | -141157262.6641 | -36813011.4455 | -731227204.7661 | -58457875.454 | 99765289.2779 | 41307413.8239 | 871249423.5007 | 176835232.6782 | -99849848.9939 | -99849848.8403 | 140022218.7346 | 140022221.2327 | 135589531.3399 | -8027706.2675 | -17987190.3152 | -168292506.145 | -58717871.3879 | -41522171.4462 | -63027183.2061 | -5081892.5994 | 34533515.2188 | 341627.3598 | -33233933.2268 | 198616714.546 | -2945813.6681 | -52520705.5341 | -168634133.5048 | -25483938.1611 | 29346498.8453 | 12150798.9488 | -29371372.5426 | -29371372.4974 | -347699.7787 | 17195699.9417 | -17195699.8965 | 1127579242.9959 | 0 | 0 | 1156925741.8412 | 200733354.3741 | -107939885.4644 | 328287806.0975 | 220347920.6331 | 220347922.0048 | 19614567.6307
Central | 2041 | 690249520.1571 | -9572739.1653 | -172840243.6293 | -571123517.5759 | -63286980.2134 | 0 | 0 | 0 | 0 | 0 | 690249520.1571 | -9572739.1653 | -172840243.6293 | -571123517.5759 | -63286980.2134 | -2 | -580135.2768 | 58191086.2423 | 273.7002 | 206.8993 | 575.7399 | 393.9318 | 412.7453 | 393.9318 | 143.8187 | 134.2783 | 93.7717 | 88.7285 | 47021268.7044 | 5256668.9516 | 444012.568 | 9853858.7756 | 31466728.4091 | 2 | 4140401528.2443 | 120563003.47 | 240.3839 | 206.8993 | 444.2547 | 393.9318 | 435.1018 | 393.9318 | 161.3521 | 134.2783 | 111.8177 | 88.7285 | 46368388.7747 | 5266140.4526 | 402114.9545 | 9683144.3141 | 31016989.0535 | 0 | 0 | 0 | 643.0788 | 671.0628 | 0 | 0 | 2927927485.95 | 3179048116.25 | 4106315179.0607 | 62371917.2781 | -5095893.9711 | -41908905.4165 | -794514184.9794 | -58191086.1919 | -34086349.1835 | -92277435.3754 | 837163074.3172 | 84557797.3028 | -97373329.3969 | -97373329.3465 | 42648889.3377 | 42648891.8862 | 191547759.982 | -2656483.9097 | -47964048.558 | -158489687.0915 | -17562459.5771 | -1414136.5503 | 0 | 0 | 0 | 0 | 0 | 191547759.982 | -2656483.9097 | -47964048.558 | -158489687.0915 | -17562459.5771 | -9459135.6334 | -25607458.6463 | -27021595.2106 | -27021595.1966 | -160990.4962 | 16148323.0269 | -16148323.0129 | 1148982527.3344 | 0 | 0 | 1139523391.701 | 199319217.8238 | -125502345.0415 | 318828670.464 | 193326325.4225 | 193326326.8082 | -5992891.0156
Central | 2042 | 779383918.6991 | -1989145.522 | 56120038.5107 | 111324592.1394 | 944839403.8272 | 116153330.0401 | 9351321.0633 | 233312911.6736 | 684229474.4975 | 1043047037.2745 | 663230588.6589 | -11340466.5853 | -177192873.1629 | -572904882.3581 | -98207633.4474 | -4 | -1137589.8285 | 58007559.1969 | 275.6829 | 207.8578 | 578.2114 | 393.9318 | 414.5778 | 393.9318 | 148.0463 | 138.2039 | 94.3905 | 89.1459 | 47372733.0541 | 5302150.43 | 447194.3907 | 9928891.3913 | 31694496.842 | 4 | 4206749596.1722 | 119460305.63 | 222.0805 | 185.6115 | 430.17 | 371.9475 | 418.8406 | 371.9475 | 142.1411 | 114.4504 | 90.5973 | 67.355 | 46489118.1948 | 5264827.8027 | 403536.3295 | 9715631.1896 | 31105122.873 | 0 | 65.0791 | 0 | 708.1579 | 671.0628 | 547595150.1 | 0 | 3475522636.05 | 3179048116.25 | 3468505940.456 | 61452746.4825 | 1002846963.0241 | 960938057.6075 | 150325218.8478 | -58007559.1475 | -738243655.7162 | -796251214.8637 | 98919418.601 | -711693417.5609 | 206595748.111 | 206595748.1604 | 249244637.4488 | 249244640.0466 | 204040575.3654 | -520752.8499 | 14692072.3825 | 29144473.3301 | 247356368.2281 | 262542588.3567 | 30408623.6877 | 2448150.2433 | 61080681.2867 | 179129402.4792 | 273066857.6969 | 173631951.6776 | -2968903.0932 | -46388608.9043 | -149984929.149 | -25710489.4688 | -193270167.19 | -208456387.3057 | 54086201.0381 | 54086201.051 | -297817.9015 | 15186220.1286 | -15186220.1157 | 1101315522.9759 | 143358910.5613 | 0 | 908045355.7859 | 461861806.1805 | 121854023.1866 | 125558503.274 | 247412526.4606 | 247412527.8592 | -214449278.3213
Central | 2043 | 698316556.5478 | -11256810.7982 | 35766965.1359 | -240955389.3169 | 481871321.5686 | -53636154.2473 | -4305808.2471 | 195007760.9215 | 309009453.1528 | 446075251.5799 | 751952710.7951 | -6951002.5511 | -159240795.7856 | -549964842.4697 | 35796069.9887 | -4 | -1113500.2289 | 57356715.8091 | 269.4895 | 198.1313 | 577.2667 | 383.7909 | 409.5037 | 383.7909 | 145.4317 | 134.2783 | 82.5341 | 77.1888 | 47377158.5961 | 5294402.3321 | 444692.4392 | 9940116.2829 | 31697947.5419 | 4 | 3887212620.7341 | 118401439.15 | 227.1761 | 193.4777 | 445.3364 | 393.9318 | 435.9701 | 393.9318 | 141.6979 | 114.4504 | 89.9854 | 67.355 | 46566830.8282 | 5283804.8503 | 404505.8742 | 9729985.6527 | 31148534.451 | 0 | 0 | 65.0791 | 708.1579 | 736.1419 | 0 | 547595150.1 | 3475522636.05 | 3726643266.35 | 3590128910.3829 | 61044723.4809 | 539228037.3777 | 1500166094.9852 | 632196540.4164 | -57356715.6691 | -297083710.3512 | -354440426.0204 | -198164291.7503 | -1066133843.5813 | 184787611.2174 | 184787611.3573 | 434032248.6661 | 434032251.4039 | 172469209.4139 | -2780190.7898 | 8833673.1276 | -59510812.2668 | 119011879.4849 | 133177757.8926 | -13246979.5142 | -1063442.2703 | 48162733.7063 | 76318706.1612 | 110171018.083 | 185716188.9281 | -1716748.5195 | -39329060.5787 | -135829518.428 | 8840861.4019 | -73373303.5163 | -87539181.8894 | 45638575.9686 | 45638576.0032 | -275010.6701 | 14165878.4077 | -14165878.3732 | 960058130.135 | 0 | 135244255.2465 | 886684826.6187 | 595039564.0731 | 240865902.6714 | 52185199.7578 | 293051102.4292 | 293051103.8624 | -301988460.2107
Central | 2044 | 704875810.4852 | -9788862.7842 | -91886817.9515 | -194562670.5713 | 408637459.1783 | -7703055.9666 | -617674.2191 | 76516033.9311 | 363616648.1922 | 431811951.9375 | 712578866.4518 | -9171188.5651 | -168402851.8825 | -558179318.7634 | -23174492.7593 | -5 | -1359597.3015 | 57083879.9788 | 275.2816 | 206.8826 | 580.2513 | 393.9318 | 415.2186 | 393.9318 | 144.2809 | 134.2783 | 93.5605 | 88.691 | 47662478.2365 | 5331938.8823 | 447694.2607 | 9996395.7401 | 31886449.3534 | 5 | 4175221420.6473 | 117384013.49 | 234.5408 | 200.7551 | 447.6746 | 395.3776 | 437.8942 | 395.3776 | 153.4162 | 126.5447 | 99.4779 | 77.1888 | 46860254.1481 | 5323198.5658 | 406694.4042 | 9791594.8798 | 31338766.2983 | 0 | 0 | 0 | 708.1579 | 736.1419 | 0 | 0 | 3475522636.05 | 3726643266.35 | 3862496758.9002 | 60300133.6416 | 465721339.1571 | 1965887434.1423 | 1040833999.5946 | -57083879.8484 | -312724661.7471 | -369808541.5955 | -510888953.4974 | -1435942385.1768 | 95912797.4312 | 95912797.5616 | 529945046.0973 | 529945048.9655 | 164235098.5184 | -2280791.6229 | -21409502.7441 | -45332835.7903 | 95211968.3611 | 108512434.22 | -1794801.4909 | -143917.2472 | 17828131.1175 | 84722181.0572 | 100611593.4367 | 166029900.0093 | -2136874.3758 | -39237633.8616 | -130055016.8475 | -5399625.0755 | -72864417.9119 | -86164883.7404 | 22347550.4493 | 22347550.4796 | -316784.3093 | 13300465.8589 | -13300465.8285 | 972820873.0614 | 0 | 0 | 899956455.1495 | 703551998.2931 | 336077871.0325 | -20679218.1541 | 315398652.8784 | 315398654.342 | -388153343.9511
Central | 2045 | 716074056.4984 | -9429151.445 | 53899535.9195 | 146757064.0005 | 907301504.9734 | 0 | 0 | 230572407.7555 | 713706566.3816 | 944278974.1371 | 716074056.4984 | -9429151.445 | -176672871.836 | -566949502.3811 | -36977469.1637 | -5 | -1324949.1692 | 57063177.7536 | 278.173 | 206.8993 | 588.0564 | 393.9318 | 419.707 | 393.9318 | 144.289 | 134.2783 | 93.8869 | 88.7285 | 47858387.2229 | 5337676.0115 | 447887.7461 | 10047376.9649 | 32025446.5004 | 5 | 4188518706.3055 | 116405789.44 | 228.9647 | 192.3063 | 453.3403 | 393.9318 | 441.5223 | 393.9318 | 138.6523 | 111.0633 | 88.9971 | 66.2216 | 46935215.9016 | 5315538.6461 | 407328.2406 | 9816696.5179 | 31395652.497 | 0 | 65.0791 | 0 | 773.2369 | 736.1419 | 547697507.4 | 0 | 4023220143.45 | 3726643266.35 | 3561432224.3314 | 59342611.7248 | 964364682.727 | 2930252116.8693 | 1948135504.568 | -57063177.7152 | -627086481.974 | -684149659.6892 | -1137975435.4714 | -2120092044.866 | 280215022.9994 | 280215023.0378 | 810160069.0966 | 810160072.0033 | 157400258.9656 | -2072622.0505 | 11847658.5415 | 32258674.4612 | 199433969.9179 | 211977028.662 | 0 | 0 | 50682127.584 | 156879860.8949 | 207561988.4788 | 157400258.9656 | -2072622.0505 | -38834469.0424 | -124621186.4336 | -8128018.561 | -137839897.6485 | -150382956.3842 | 61594072.2693 | 61594072.2778 | -291237.115 | 12543058.7441 | -12543058.7357 | 920678417.3671 | 120389404.8628 | 0 | 782838519.7186 | 915529026.9551 | 535511840.9504 | -158519115.8027 | 376992725.1477 | 376992726.6198 | -538536300.3353
Central | 2046 | 1850999163.846 | 81021801.8762 | 37044097.1793 | 134256936.7892 | 2103321999.6907 | 1119829195.6071 | 89612460.3969 | 208269525.8413 | 682325489.8112 | 2100036671.6564 | 731169968.2389 | -8590658.5207 | -171225428.6619 | -548068553.022 | 3285328.0343 | -4 | -1030342.2699 | 56654831.1528 | 351.534 | 282.2523 | 790.4146 | 602.3656 | 624.6309 | 602.3656 | 148.306 | 138.2039 | 94.1709 | 88.7285 | 48206900.7698 | 5380569.8766 | 450580.6051 | 10121889.3731 | 32253860.915 | 4 | 5329127316.5207 | 115464669.11 | 227.7241 | 194.054 | 445.6893 | 393.9318 | 436.0291 | 393.9318 | 144.4248 | 117.3783 | 89.7368 | 67.355 | 47247188.1244 | 5364606.4193 | 409284.1752 | 9879376.8396 | 31593920.6903 | 0 | 0 | 0 | 773.2369 | 736.1419 | 0 | 0 | 4023220143.45 | 3726643266.35 | 3645259105.1509 | 58809837.9847 | 2159976830.8435 | 5090228947.7128 | 4051457504.2588 | -56654831.1253 | -1683868211.3698 | -1740523042.4951 | -2821843646.8412 | -3860615087.3611 | 419453788.3209 | 419453788.3484 | 1229613857.4176 | 1229613860.3517 | 383837905.162 | 16801325.0962 | 7681758.5538 | 27840585.9804 | 436161574.7923 | 447909971.0811 | 232216686.5208 | 18582752.3572 | 43188424.9704 | 141492439.1989 | 435480303.0473 | 151621218.6412 | -1781427.261 | -35506666.4166 | -113651853.2186 | 681271.7451 | -349180301.8852 | -360928698.1682 | 86981272.9071 | 86981272.9128 | -213659.966 | 11748396.2887 | -11748396.283 | 1105090215.851 | 0 | 0 | 755909913.9658 | 1363438998.0362 | 971673415.7427 | -507699417.6879 | 463973998.0549 | 463973999.5326 | -899464998.5036
Central | 2047 | 1888390656.0936 | 82658409.3363 | 14149900.3936 | -496783605.9917 | 1488415359.8318 | 1124028215.9681 | 89756200.4868 | 167345176.6826 | 45494291.4815 | 1426623884.6191 | 764362440.1255 | -7097791.1505 | -153195276.289 | -542277897.4733 | 61791475.2128 | -4 | -998985.6415 | 56568127.5678 | 347.0625 | 272.5934 | 803.8598 | 602.3656 | 633.6968 | 602.3656 | 146.4108 | 134.2783 | 74.31 | 68.7759 | 48475008.2053 | 5430888.0832 | 451975.8938 | 10202126.894 | 32390017.3343 | 5 | 4955878823.8153 | 114558686.44 | 230.6389 | 194.104 | 453.8075 | 393.9318 | 441.8151 | 393.9318 | 144.949 | 117.6325 | 89.6041 | 67.355 | 47313015.3214 | 5354579.3698 | 409268.1259 | 9904546.8827 | 31644620.9429 | 1 | 0 | 81.3488 | 773.2369 | 817.4907 | 0 | 684621884.2 | 4023220143.45 | 4411265150.55 | 3642291215.8925 | 57990558.9973 | 1544983487.3996 | 6635212435.1124 | 5539872864.0906 | -56568127.4427 | -1313587607.9228 | -1370155735.3655 | -4135431254.7641 | -5230770822.7266 | 174827751.909 | 174827752.0341 | 1404441609.3265 | 1404441612.3858 | 369426134.2637 | 16170476.4462 | 2768147.0387 | -97185847.9255 | 291178909.823 | 302245340.7135 | 219893800.7284 | 17559018.3446 | 32737760.86 | 8900054.7524 | 279090634.6853 | 149532333.5353 | -1388541.8984 | -29969613.8213 | -106085902.6779 | 12088275.1377 | -256977331.7008 | -268043762.5668 | 34201578.1223 | 34201578.1467 | -195431.704 | 11066430.8905 | -11066430.866 | 969519283.4456 | 0 | 133932677.1694 | 712541951.7448 | 1665684338.7497 | 1262852325.5657 | -764676749.3886 | 498175576.1771 | 498175577.6794 | -1167508761.0703
Central | 2048 | -284541082.618 | -93372102.5907 | -246338781.3344 | -784945641.2577 | -1409197607.8008 | -1130360882.1216 | -90248043.2151 | -72740364.7216 | -212972115.297 | -1506321405.3553 | 845819799.5036 | -3124059.3757 | -173598416.6128 | -571973525.9606 | 97123797.5545 | -2 | -483104.2709 | 56379752.1542 | 271.2506 | 194.8421 | 602.71 | 393.9318 | 429.5233 | 393.9318 | 134.4225 | 123.9476 | 71.0895 | 66.2216 | 48634808.1421 | 5448332.6094 | 454821.3711 | 10209610.3693 | 32522043.7923 | 4 | 3726092627.0057 | 113685998.53 | 308.2099 | 273.7878 | 656.0645 | 602.3656 | 645.814 | 602.3656 | 158.6259 | 131.1555 | 95.1801 | 72.8376 | 47641336.5899 | 5397899.1231 | 411142.062 | 9973755.092 | 31858540.3128 | 2 | 0 | 65.0791 | 773.2369 | 882.5698 | 0 | 547697507.4 | 4023220143.45 | 4958962657.95 | 4933299168.8469 | 57306246.5002 | -1352817855.6466 | 5282394579.4658 | 4130675256.2898 | -56379752.0298 | 1207206541.8412 | 1150826789.8115 | -2928224712.9228 | -4079944032.9152 | -201991065.9595 | -201991065.8352 | 1202450543.367 | 1202450546.5506 | -52513974.2527 | -17232450.7458 | -45463482.1145 | -144867007.6585 | -260076914.7715 | -249671651.5816 | -208615718.0322 | -16655884.5357 | -13424724.4896 | -39305439.0472 | -278001766.1047 | 156101743.7795 | -576566.2101 | -32038757.6249 | -105561568.6114 | 17924851.3332 | 222798102.3783 | 212392839.2113 | -37278812.3932 | -37278812.3703 | -89160.1487 | 10405263.19 | -10405263.167 | 687675503.5775 | 0 | 101081265.7956 | 910473605.9558 | 1416012687.1681 | 1002775410.7942 | -541878647.0103 | 460896763.7839 | 460896765.3091 | -955115921.859
Central | 2049 | -432805286.9189 | -102002955.1206 | -183862633.4348 | -607794187.9806 | -1326465063.4548 | -1136703792.0219 | -90488561.9025 | 4821755.5953 | 0 | -1222370598.3292 | 703898505.1031 | -11514393.2181 | -188684389.0301 | -607794187.9806 | -104094465.1256 | -5 | -1165614.2998 | 56677738.4002 | 267.0171 | 194.9856 | 591.4527 | 393.9318 | 421.5424 | 393.9318 | 134.5355 | 124.6767 | 70.471 | 66.2216 | 48722616.484 | 5447370.4802 | 453151.5776 | 10241867.8901 | 32580226.5361 | 6 | 3730674243.1366 | 112844877.41 | 309.1236 | 269.4726 | 670.1103 | 602.3656 | 656.016 | 602.3656 | 152.3183 | 124.2018 | 88.8605 | 66.2216 | 48104642.9936 | 5459723.8243 | 415119.7215 | 10067298.5927 | 32162500.8551 | 1 | 65.0791 | 0 | 838.316 | 882.5698 | 547799864.6 | 0 | 4571020008.05 | 4958962657.95 | 4833108217.1826 | 56167139.0334 | -1269787325.0546 | 4012607254.4112 | 2804210192.835 | -56677738.3766 | 1102433974.046 | 1045756235.6694 | -1825790738.8768 | -3034187797.2458 | -224031089.4088 | -224031089.3852 | 978419453.9582 | 978419457.1654 | -75355785.1643 | -17759747.8693 | -32012347.1769 | -105823125.636 | -230951005.8465 | -221082837.3939 | -197911646.0356 | -15754975.3588 | 839516.4979 | 0 | -212827104.8964 | 122555860.8713 | -2004772.5106 | -32851863.6748 | -105823125.636 | -18123900.9501 | 191944923.5415 | 182076755.093 | -39006082.305 | -39006082.3009 | -202945.2583 | 9868168.4526 | -9868168.4485 | 649548180.8574 | 95377506.1383 | 0 | 841493104.3989 | 1194929849.7742 | 771824404.9477 | -349933723.4688 | 421890681.4789 | 421890683.0082 | -773039166.766
Double_demand | 2008 | 0 | 0 | 0 | 0 | 0 | 0 | 0 | 0 | 0 | 0 | 0 | 0 | 0 | 0 | 0 | 0 | 0 | 0 | 222.835 | 177.0197 | 355.9702 | 236.8084 | 247.7358 | 236.6214 | 177.2594 | 170.1169 | 139.5568 | 132.0416 | 41261560.177 | 4827744.252 | 282869.1125 | 8626822.428 | 27524124.3845 | 0 |  | 100822072.5524 | 222.835 | 177.0197 | 355.9702 | 236.8084 | 247.7358 | 236.6214 | 177.2594 | 170.1169 | 139.5568 | 132.0416 | 41261560.177 | 4827744.252 | 282869.1125 | 8626822.428 | 27524124.3845 | 0 | [9 empty] | 100822072.5524 | 0 | 0 | 0 | 0 | [8 empty] | 0 | 0 | 0 | 0 | 0 | 0 | 0 | 0 | 0 | 0 | 0 | 0 | 0 | 0 | 0 | 0 |  |  |  |  | 0 | 0 | 0 |  |  |  |  | 0 | 0
Double_demand | 2009 | 0 | 0 | 0 | 0 | 0 | 0 | 0 | 0 | 0 | 0 | 0 | 0 | 0 | 0 | 0 | 0 | 0 | 0 | 98.4761 | 62.53 | 195.022 | 95.401 | 109.1309 | 95.1257 | 63.4507 | 59.672 | 39.2003 | 37.3931 | 39602848.455 | 4781931.383 | 228048.021 | 8373054.736 | 26219814.315 | -269.825 |  | 110628296.0159 | 98.4761 | 62.53 | 195.022 | 95.401 | 109.1309 | 95.1257 | 63.4507 | 59.672 | 39.2003 | 37.3931 | 39602848.455 | 4781931.383 | 228048.021 | 8373054.736 | 26219814.315 | -269.825 | [9 empty] | 110628296.0159 | 0 | 0 | 0 | 0 | [8 empty] | 0 | 0 | 0 | 0 | 0 | 0 | 0 | 0 | 0 | 0 | 0 | 0 | 0 | 0 | 0 | 0 |  |  |  |  | 0 | 0 | 0 |  |  |  |  | 0 | 0
Double_demand | 2010 | 0 | 0 | 0 | 0 | 0 | 0 | 0 | 0 | 0 | 0 | 0 | 0 | 0 | 0 | 0 | 0 | 0 | 0 | 115.9474 | 75.0646 | 201.1316 | 87.9426 | 97.9933 | 87.7062 | 84.4326 | 79.755 | 64.8128 | 62.6532 | 40939219.298 | 4741764.959 | 250531.468 | 8609720.309 | 27337202.562 | -102.054 |  | 115634004.5155 | 115.9474 | 75.0646 | 201.1316 | 87.9426 | 97.9933 | 87.7062 | 84.4326 | 79.755 | 64.8128 | 62.6532 | 40939219.298 | 4741764.959 | 250531.468 | 8609720.309 | 27337202.562 | -102.054 | [9 empty] | 115634004.5155 | 0 | 0 | 0 | 0 | [8 empty] | 0 | 0 | 0 | 0 | 0 | 0 | 0 | 0 | 0 | 0 | 0 | 0 | 0 | 0 | 0 | 0 |  |  |  |  | 0 | 0 | 0 |  |  |  |  | 0 | 0
Double_demand | 2011 | 0 | 0 | 0 | 0 | 0 | 0 | 0 | 0 | 0 | 0 | 0 | 0 | 0 | 0 | 0 | 0 | 0 | 0 | 101.3344 | 67.4736 | 181.5052 | 90.6321 | 95.3539 | 89.6583 | 72.3432 | 65.7461 | 52.5564 | 49.6632 | 41114178.262 | 4752964.725 | 275946.602 | 8622751.24 | 27462515.695 | 66.336 |  | 108065577.627 | 101.3344 | 67.4736 | 181.5052 | 90.6321 | 95.3539 | 89.6583 | 72.3432 | 65.7461 | 52.5564 | 49.6632 | 41114178.262 | 4752964.725 | 275946.602 | 8622751.24 | 27462515.695 | 66.336 | [9 empty] | 108065577.627 | 0 | 0 | 0 | 0 | [8 empty] | 0 | 0 | 0 | 0 | 0 | 0 | 0 | 0 | 0 | 0 | 0 | 0 | 0 | 0 | 0 | 0 |  |  |  |  | 0 | 0 | 0 |  |  |  |  | 0 | 0
Double_demand | 2012 | 0 | 0 | 0 | 0 | 0 | 0 | 0 | 0 | 0 | 0 | 0 | 0 | 0 | 0 | 0 | 0 | 0 | 0 | 153.4623 | 110.6784 | 242.8116 | 128.5609 | 135.7194 | 128.2835 | 120.4356 | 114.6827 | 99.7791 | 94.5508 | 40660356.413 | 4636441.846 | 296628.236 | 8528166.74 | 27199119.591 | 59.13 |  | 101290563.8065 | 153.4623 | 110.6784 | 242.8116 | 128.5609 | 135.7194 | 128.2835 | 120.4356 | 114.6827 | 99.7791 | 94.5508 | 40660356.413 | 4636441.846 | 296628.236 | 8528166.74 | 27199119.591 | 59.13 | [9 empty] | 101290563.8065 | 0 | 0 | 0 | 0 | [8 empty] | 0 | 0 | 0 | 0 | 0 | 0 | 0 | 0 | 0 | 0 | 0 | 0 | 0 | 0 | 0 | 0 |  |  |  |  | 0 | 0 | 0 |  |  |  |  | 0 | 0
Double_demand | 2013 | 0 | 0 | 0 | 0 | 0 | 0 | 0 | 0 | 0 | 0 | 0 | 0 | 0 | 0 | 0 | 0 | 0 | 0 | 128.9149 | 79.1418 | 224.721 | 86.4201 | 90.5413 | 85.5662 | 91.7316 | 86.131 | 72.7679 | 70.2336 | 40064639.297 | 4495056.824 | 315107.072 | 8408150.725 | 26846324.676 | 44.402 |  | 141601259.1533 | 128.9149 | 79.1418 | 224.721 | 86.4201 | 90.5413 | 85.5662 | 91.7316 | 86.131 | 72.7679 | 70.2336 | 40064639.297 | 4495056.824 | 315107.072 | 8408150.725 | 26846324.676 | 44.402 | [9 empty] | 141601259.1533 | 0 | 0 | 0 | 0 | [8 empty] | 0 | 0 | 0 | 0 | 0 | 0 | 0 | 0 | 0 | 0 | 0 | 0 | 0 | 0 | 0 | 0 |  |  |  |  | 0 | 0 | 0 |  |  |  |  | 0 | 0
Double_demand | 2014 | 0 | 0 | 0 | 0 | 0 | 0 | 0 | 0 | 0 | 0 | 0 | 0 | 0 | 0 | 0 | 0 | 0 | 0 | 124.2496 | 77.7268 | 221.5562 | 92.3317 | 97.0214 | 91.9174 | 84.5437 | 79.9298 | 67.6962 | 65.033 | 40093316.445 | 4491379.478 | 338160.091 | 8413164.722 | 26850612.154 | -9.904 |  | 175441488.8446 | 124.2496 | 77.7268 | 221.5562 | 92.3317 | 97.0214 | 91.9174 | 84.5437 | 79.9298 | 67.6962 | 65.033 | 40093316.445 | 4491379.478 | 338160.091 | 8413164.722 | 26850612.154 | -9.904 | [9 empty] | 175441488.8446 | 0 | 0 | 0 | 0 | [8 empty] | 0 | 0 | 0 | 0 | 0 | 0 | 0 | 0 | 0 | 0 | 0 | 0 | 0 | 0 | 0 | 0 |  |  |  |  | 0 | 0 | 0 |  |  |  |  | 0 | 0
Double_demand | 2015 | 0 | 0 | 0 | 0 | 0 | 0 | 0 | 0 | 0 | 0 | 0 | 0 | 0 | 0 | 0 | 0 | 0 | 0 | 126.5799 | 74.1005 | 223.882 | 75.9142 | 79.3821 | 75.4536 | 79.8433 | 76.4746 | 73.7905 | 71.6092 | 41050345.9 | 4591697.434 | 371084.042 | 8612380.534 | 27475183.89 | 111.76 |  | 183604863.8889 | 126.5799 | 74.1005 | 223.882 | 75.9142 | 79.3821 | 75.4536 | 79.8433 | 76.4746 | 73.7905 | 71.6092 | 41050345.9 | 4591697.434 | 371084.042 | 8612380.534 | 27475183.89 | 111.76 | [9 empty] | 183604863.8889 | 0 | 0 | 0 | 0 | [8 empty] | 0 | 0 | 0 | 0 | 0 | 0 | 0 | 0 | 0 | 0 | 0 | 0 | 0 | 0 | 0 | 0 |  |  |  |  | 0 | 0 | 0 |  |  |  |  | 0 | 0
Double_demand | 2016 | 0 | 0 | 0 | 0 | 0 | 0 | 0 | 0 | 0 | 0 | 0 | 0 | 0 | 0 | 0 | 0 | 0 | 0 | 118.9116 | 66.8003 | 221.8348 | 76.7035 | 83.2582 | 76.3436 | 68.0214 | 63.9106 | 63.2479 | 60.1327 | 41030948.485 | 4544238.781 | 372593.37 | 8584774.075 | 27529342.259 | -65.832 |  | 176394458.0176 | 118.9116 | 66.8003 | 221.8348 | 76.7035 | 83.2582 | 76.3436 | 68.0214 | 63.9106 | 63.2479 | 60.1327 | 41030948.485 | 4544238.781 | 372593.37 | 8584774.075 | 27529342.259 | -65.832 | [9 empty] | 176394458.0176 | 0 | 0 | 0 | 0 | [8 empty] | 0 | 0 | 0 | 0 | 0 | 0 | 0 | 0 | 0 | 0 | 0 | 0 | 0 | 0 | 0 | 0 |  |  |  |  | 0 | 0 | 0 |  |  |  |  | 0 | 0
Double_demand | 2017 | 0 | 0 | 0 | 0 | 0 | 0 | 0 | 0 | 0 | 0 | 0 | 0 | 0 | 0 | 0 | 0 | 0 | 0 | 135.3876 | 84.6124 | 268.1301 | 126.9731 | 132.8069 | 126.7204 | 81.1155 | 76.9617 | 57.1547 | 53.9688 | 40770953.213 | 4513235.66 | 385997.013 | 8518439.129 | 27353281.411 | 40.37 |  | 155621570.0617 | 135.3876 | 84.6124 | 268.1301 | 126.9731 | 132.8069 | 126.7204 | 81.1155 | 76.9617 | 57.1547 | 53.9688 | 40770953.213 | 4513235.66 | 385997.013 | 8518439.129 | 27353281.411 | 40.37 | [9 empty] | 155621570.0617 | 0 | 0 | 0 | 0 | [8 empty] | 0 | 0 | 0 | 0 | 0 | 0 | 0 | 0 | 0 | 0 | 0 | 0 | 0 | 0 | 0 | 0 |  |  |  |  | 0 | 0 | 0 |  |  |  |  | 0 | 0
Double_demand | 2018 | 0 | 0 | 0 | 0 | 0 | 0 | 0 | 0 | 0 | 0 | 0 | 0 | 0 | 0 | 0 | 0 | 0 | 0 | 136.1262 | 82.3127 | 254.6307 | 103.6618 | 108.73 | 103.6618 | 84.0681 | 79.9122 | 68.7001 | 66.2216 | 41055623.4921 | 4569997.0442 | 387741.0397 | 8577801.146 | 27520084.2623 | 0 | 1721912656.9041 | 155584101.2 | 136.1262 | 82.3127 | 254.6307 | 103.6618 | 108.73 | 103.6618 | 84.0681 | 79.9122 | 68.7001 | 66.2216 | 41055623.4921 | 4569997.0442 | 387741.0397 | 8577801.146 | 27520084.2623 | 0 | [8 empty] | 1721912656.9041 | 155584101.2 | 0 | 0 | 0 | 0 | 0 | 0 | 0 | 0 | 0 | 0 | 0 | 0 | 0 | 0 | 0 | 0 | 0 | 0 | 0 | 0 | 0 | 0 | 0 | 0 | 0 | 0 | 0 | 0 | 0 | 0 | 0 | 0 | 0 | 0 | 0 | 1825227416.3183 |  |  | 1825227416.3183 | 0 | 0 | 0 | 0 | 0 | 0
Double_demand | 2019 | 0 | 0 | 0 | 0 | 0 | 0 | 0 | 0 | 0 | 0 | 0 | 0 | 0 | 0 | 0 | 0 | 0 | 0 | 159.4448 | 107.3318 | 306.4831 | 160.8159 | 166.2754 | 160.8159 | 96.2772 | 92.0149 | 73.8178 | 71.131 | 41771709.8842 | 4641949.9222 | 390745.1428 | 8709218.4151 | 28029796.4042 | 0 | 2145241338.6861 | 150953074.5 | 159.4448 | 107.3318 | 306.4831 | 160.8159 | 166.2754 | 160.8159 | 96.2772 | 92.0149 | 73.8178 | 71.131 | 41771709.8842 | 4641949.9222 | 390745.1428 | 8709218.4151 | 28029796.4042 | 0 | 0 | 0 | 0 | 0 | 0 | 0 | 0 | 0 | 2145241338.6861 | 150953074.5 | 0 | 0 | 0 | 0 | 0 | 0 | 0 | 0 | 0 | 0 | 0 | 0 | 0 | 0 | 0 | 0 | 0 | 0 | 0 | 0 | 0 | 0 | 0 | 0 | 0 | 0 | 0 | 0 | 0 | 0 | 0 | 0 | 0 | 0 | 0 | 2145241338.6861 | 0 | 0 | 2145241338.6861 | 0 | 0 | 0 | 0 | 0 | 0
Double_demand | 2020 | 0 | 0 | 0 | 0 | 0 | 0 | 0 | 0 | 0 | 0 | 0 | 0 | 0 | 0 | 0 | 0 | 0 | 0 | 163.1603 | 111.5761 | 307.6935 | 164.5074 | 171.7245 | 164.5074 | 103.8927 | 98.9569 | 77.6836 | 74.6273 | 42106997.9255 | 4685923.9135 | 393661.2547 | 8780688.1821 | 28246724.5752 | 0 | 2249015740.2246 | 126307495.7 | 163.1603 | 111.5761 | 307.6935 | 164.5074 | 171.7245 | 164.5074 | 103.8927 | 98.9569 | 77.6836 | 74.6273 | 42106997.9255 | 4685923.9135 | 393661.2547 | 8780688.1821 | 28246724.5752 | 0 | 95 | 95 | 95 | 95 | 103810702.3 | 103810702.3 | 103810702.3 | 103810702.3 | 2249015740.2246 | 126307495.7 | 0 | 0 | 0 | 0 | 0 | 0 | 0 | 0 | 0 | 0 | 0 | 0 | 0 | 0 | 0 | 0 | 0 | 0 | 0 | 0 | 0 | 0 | 0 | 0 | 0 | 0 | 0 | 0 | 0 | 0 | 0 | 0 | 0 | 0 | 0 | 2121712962.476 | 97934624.8113 | 97934624.8113 | 2121712962.476 | 0 | 0 | 0 | 0 | 0 | 0
Double_demand | 2021 | 0 | 0 | 0 | 0 | 0 | 0 | 0 | 0 | 0 | 0 | 0 | 0 | 0 | 0 | 0 | 0 | 0 | 0 | 163.657 | 112.0028 | 307.2942 | 164.5074 | 172.5257 | 164.5074 | 104.5162 | 98.9569 | 78.8048 | 75.5855 | 42421861.9235 | 4724126.7829 | 395486.3471 | 8847989.7793 | 28454259.0142 | 0 | 2278993155.0358 | 99119072.34 | 163.657 | 112.0028 | 307.2942 | 164.5074 | 172.5257 | 164.5074 | 104.5162 | 98.9569 | 78.8048 | 75.5855 | 42421861.9235 | 4724126.7829 | 395486.3471 | 8847989.7793 | 28454259.0142 | 0 | 17 | 17 | 112 | 112 | 41128931.45 | 41128931.45 | 144939633.75 | 144939633.75 | 2278993155.0358 | 99119072.34 | 0 | 0 | 0 | 0 | 0 | 0 | 0 | 0 | 0 | 0 | 0 | 0 | 0 | 0 | 0 | 0 | 0 | 0 | 0 | 0 | 0 | 0 | 0 | 0 | 0 | 0 | 0 | 0 | 0 | 0 | 0 | 0 | 0 | 0 | 0 | 2028295794.7987 | 36604602.5721 | 36604602.5721 | 2028295794.7987 | 0 | 0 | 0 | 0 | 0 | 0
Double_demand | 2022 | 470720739.6306 | -12778239.3838 | 1906710.2698 | -375748128.9752 | 84101081.5413 | -81514770.9126 | -6626896.4308 | 137312777.9322 | 52198335.9894 | 101369446.5781 | 552235510.5432 | -6151342.953 | -135406067.6624 | -427946464.9646 | -17268365.0368 | -1 | -732856.8382 | 19236100.5927 | 169.8035 | 117.9915 | 311.1742 | 168.4498 | 176.761 | 168.4498 | 120.3683 | 114.4504 | 82.4714 | 79.0177 | 42626146.0961 | 4751794.3509 | 396138.6033 | 8891405.0765 | 28586808.0654 | 1 | 2443989601.3607 | 96271373.37 | 142.3417 | 120.2358 | 212.6877 | 185.521 | 209.6376 | 185.521 | 120.216 | 98.9569 | 95.7028 | 77.1888 | 42506885.1571 | 4798186.2999 | 380245.0138 | 8833711.7544 | 28494742.0891 | 0 | 0 | 0 | 112 | 112 | 0 | 0 | 144939633.75 | 144939633.75 | 2410638334.6494 | 77035273.0044 | 103337182.134 | 103337182.134 | 84101081.5413 | -19236100.3656 | -33351266.7113 | -52587367.0768 | -33351266.7113 | -52587367.0768 | 50749814.83 | 50749815.0572 | 50749814.83 | 50749815.0572 | 395226209.917 | -10728856.1899 | 1600910.7096 | -315485374.6509 | 70612889.7859 | 86763890.7739 | -68441373.5102 | -5564070.03 | 115290456.1586 | 43826729.4389 | 85111742.0573 | 463667583.4273 | -5164786.1599 | -113689545.4489 | -359312104.0898 | -14498852.2713 | -28002366.6443 | -44153367.4416 | 42610523.1416 | 42610523.3323 | -615320.7331 | 16151000.988 | -16151000.7973 | 2052020796.8328 | 0 | 0 | 2024018430.1885 | 86763890.7739 | 70612889.7859 | -28002366.6443 | 42610523.1416 | 42610523.3323 | -44153367.4416
Double_demand | 2023 | 521437467.2666 | -8726285.6617 | 7595501.5365 | -423228596.1489 | 97078086.9926 | -25286045.0659 | -2076851.2907 | 137142884.075 | 0 | 109779987.7184 | 546723512.3325 | -6649434.3709 | -129547382.5385 | -423228596.1489 | -12701900.7258 | -4 | -2659962.8143 | 18487417.8875 | 176.5639 | 124.1978 | 324.6775 | 180.7333 | 189.4179 | 180.7333 | 120.7378 | 114.4504 | 86.6665 | 83.0843 | 42512656.4954 | 4747313.1258 | 400621.5501 | 8885910.8261 | 28478810.9934 | 4 | 2549969975.3217 | 93505489.03 | 145.8572 | 123.0453 | 215.4149 | 186.0346 | 211.7153 | 186.0346 | 119.89 | 98.9569 | 101.5705 | 83.0843 | 42353266.4671 | 4792348.4922 | 382911.7582 | 8817275.1363 | 28360731.0803 | 0 | 0 | 0 | 112 | 112 | 0 | 0 | 144939633.75 | 144939633.75 | 2495123374.0122 | 75018071.3002 | 115565504.8801 | 218902687.0141 | 181179168.5339 | -18487417.7298 | -54846601.3095 | -73334019.0394 | -88197868.0208 | -125921386.1162 | 42231485.683 | 42231485.8407 | 92981300.5131 | 92981300.8979 | 413027313.5967 | -6912035.5762 | 6016348.6362 | -335236689.1106 | 76894937.5461 | 91538704.1044 | -20028916.065 | -1645060.7469 | 108630009.434 | 0 | 86956032.6221 | 433056229.6618 | -5266974.8293 | -102613660.7978 | -335236689.1106 | -10061095.076 | -43443645.3474 | -58087411.7809 | 33451292.1987 | 33451292.3236 | -2106939.6897 | 14643766.5583 | -14643766.4334 | 2019815058.8995 | 0 | 0 | 1976371413.5521 | 178302594.8784 | 147507827.332 | -71446011.9917 | 76061815.3403 | 76061815.6559 | -102240779.2225
Double_demand | 2024 | 366969201.2237 | -22081326.2344 | 48910259.9505 | -428261328.7871 | -34463193.8474 | -191219769.7935 | -15638851.5202 | 177112820.0053 | 0 | -29745801.3084 | 558188971.0171 | -6442474.7142 | -128202560.0548 | -428261328.7871 | -4717392.539 | -2 | -1211907.402 | 17732804.7491 | 189.4317 | 136.6059 | 342.3517 | 197.479 | 206.5901 | 197.479 | 140.945 | 134.2783 | 92.4459 | 88.7285 | 42871908.7699 | 4789852.5101 | 403062.1416 | 8963026.5561 | 28715967.562 | 2 | 3466786611.234 | 90819068.77 | 169.6864 | 146.9096 | 266.2005 | 237.1817 | 262.646 | 237.1817 | 135.4717 | 114.4504 | 107.3828 | 88.7285 | 42764839.6201 | 4842726.7778 | 384735.4664 | 8902043.0551 | 28635334.3209 | 0 | 0 | 0 | 112 | 112 | 0 | 0 | 144939633.75 | 144939633.75 | 3599727153.3435 | 73086264.1279 | -16730389.0983 | 202172297.9158 | 146715974.6865 | -17732804.6421 | 132940542.1095 | 115207737.4674 | 44742674.0887 | -10713648.6487 | 98477348.2621 | 98477348.3692 | 191458648.7752 | 191458649.2671 | 274220734.8045 | -16500451.4964 | 36548591.485 | -320021778.0587 | -25752903.2655 | -12501919.9889 | -142890535.7917 | -11686259.6127 | 132349002.2683 | 0 | -22227793.1362 | 417111270.5962 | -4814191.8837 | -95800410.7833 | -320021778.0587 | -3525110.1294 | 99340906.5966 | 86089923.3999 | 73588003.331 | 73588003.411 | -905607.7109 | 13250983.2766 | -13250983.1966 | 2590584628.8272 | 0 | 0 | 2689925535.4238 | 165800674.8894 | 121754924.0665 | 27894894.6048 | 149649818.6713 | 149649819.0669 | -16150855.8225
Double_demand | 2025 | 138814692.4681 | -41590391.3435 | -98692420.4318 | -437002396.8186 | -438470516.1258 | -423659113.2236 | -34648353.2568 | 32841289.3173 | 0 | -425466177.1632 | 562473805.6918 | -6942038.0867 | -131533709.7491 | -437002396.8186 | -13004338.9625 | -6 | -3329403.9688 | 18146598.7142 | 232.0052 | 177.5516 | 455.2714 | 306.6893 | 317.4581 | 306.6893 | 149.4365 | 141.8496 | 93.6312 | 89.5787 | 43236550.1264 | 4827906.6528 | 407824.5972 | 9043565.6991 | 28957253.1773 | 6 | 3498382456.7702 | 89600253.61 | 232.618 | 208.0506 | 426.7176 | 393.9318 | 422.2345 | 393.9318 | 160.3922 | 138.2039 | 108.7414 | 89.5787 | 43105708.2044 | 4884313.774 | 386475.4279 | 8972928.1909 | 28861990.8117 | 0 | 35 | 35 | 147 | 147 | 113381610.1 | 113381610.1 | 258321243.85 | 258321243.85 | 3909464214.9457 | 71453655.051 | -420323917.4116 | -218151619.4958 | -291754541.4393 | -18146598.559 | 411081758.1755 | 392935159.6165 | 455824432.2642 | 382221510.9677 | -27388757.9503 | -27388757.7951 | 164069890.8249 | 164069891.472 | 97858880.6233 | -29319584.7586 | -69574262.0449 | -308069445.8347 | -309104412.0149 | -296311775.9782 | -298662957.4203 | -24425721.8373 | 23151813.0658 | 0 | -299936866.1918 | 396521838.0436 | -4893862.9213 | -92726075.1107 | -308069445.8347 | -9167545.8231 | 289796418.4083 | 277003782.481 | -19307993.6066 | -19307993.4972 | -2347098.4212 | 12792636.0367 | -12792635.9273 | 2466221587.3894 | 79929561.132 | 79929561.132 | 2756018005.7977 | -130511101.0887 | -187349487.9484 | 317691313.0131 | 130341825.0647 | 130341825.5697 | 260852926.6585
Double_demand | 2026 | 131094776.2283 | -42244541.0072 | -88855598.4365 | -444915375.393 | -444920738.6084 | -426491792.1723 | -34790720.356 | 43615585.8936 | 0 | -417666926.6348 | 557586568.4006 | -7453820.6512 | -132471184.3301 | -444915375.393 | -27253811.9736 | -6 | -3066159.5535 | 18917098.7577 | 236.9874 | 178.7608 | 464.7684 | 306.6893 | 324.0035 | 306.6893 | 157.2064 | 147.9936 | 93.851 | 89.5787 | 43429227.0668 | 4850715.0949 | 408449.3113 | 9084200.875 | 29085861.7855 | 6 | 3541692964.3493 | 88972624.71 | 238.072 | 209.0303 | 437.9682 | 393.9318 | 430.1385 | 393.9318 | 167.0058 | 143.1816 | 109.1355 | 89.5787 | 43441291.1899 | 4926443.3952 | 389114.4241 | 9043709.2513 | 29082024.1192 | 0 | 0 | 0 | 147 | 147 | 0 | 0 | 258321243.85 | 258321243.85 | 3963298023.5964 | 70055526.1007 | -426003639.8506 | -644155259.3464 | -736675280.0476 | -18917098.6093 | 421605059.2471 | 402687960.6377 | 877429491.5112 | 784909471.6055 | -23315679.3613 | -23315679.2129 | 140754211.4636 | 140754212.2591 | 87185513.4894 | -28095032.5085 | -59094047.8254 | -295894135.365 | -295897702.2096 | -283316751.1117 | -283641400.2857 | -23137816.0608 | 29006855.6633 | 0 | -277772360.6832 | 370826913.7751 | -4957216.4477 | -88100903.4887 | -295894135.365 | -18125341.5264 | 280391443.7914 | 267810492.7922 | -15506258.4182 | -15506258.3195 | -2039171.2226 | 12580951.0979 | -12580950.9992 | 2355428100.2067 | 0 | 0 | 2635819543.9981 | -413827852.2004 | -483247190.158 | 598082756.8045 | 114835566.6465 | 114835567.2503 | 528663419.4507
Double_demand | 2027 | 527820385.923 | -8734356.0412 | 351000946.8382 | -450003941.8884 | 420083034.8316 | 0 | 0 | 490597297.4207 | 0 | 490597297.4207 | 527820385.923 | -8734356.0412 | -139596350.5825 | -450003941.8884 | -70514262.5891 | -5 | -2367833.5381 | 17723845.1126 | 277.2498 | 218.6645 | 552.8216 | 393.9318 | 411.2945 | 393.9318 | 201.629 | 192.1316 | 93.9042 | 89.5787 | 43683598.9892 | 4881247.4253 | 409721.9397 | 9138120.2673 | 29254509.3569 | 5 | 4193652636.2572 | 86416434.01 | 239.8655 | 208.0506 | 445.0965 | 393.9318 | 433.7412 | 393.9318 | 163.0392 | 138.2039 | 109.304 | 89.5787 | 43477641.2847 | 4919861.1583 | 388817.8578 | 9056507.2902 | 29112454.9784 | 0 | 52.5 | 0 | 199.5 | 147 | 291785102 | 0 | 550106345.85 | 258321243.85 | 3908448354.121 | 68692589.0394 | 437806879.9442 | -206348379.4021 | -316592245.216 | -17723844.9706 | -285204282.1362 | -302928127.1068 | 592225209.375 | 481981344.4987 | 134878752.6954 | 134878752.8374 | 275632964.159 | 275632965.0966 | 331161039.9745 | -5480043.036 | 220222336.399 | -282338040.2934 | 263565293.0442 | 274685452.7356 | 0 | 0 | 307806813.7486 | 0 | 307806813.7486 | 331161039.9745 | -5480043.036 | -87584477.3496 | -282338040.2934 | -44241520.7044 | -178940694.9719 | -190060854.5742 | 84624598.0723 | 84624598.1614 | -1485608.0551 | 11120159.6914 | -11120159.6023 | 2631149545.098 | 183069582.768 | 0 | 2452208850.1261 | -139142399.4648 | -219681897.1138 | 419142061.8326 | 199460164.7188 | 199460165.4117 | 338602564.8765
Double_demand | 2028 | 597639150.91 | -5996380.4481 | 441536893.3904 | -447064495.3837 | 586115168.4687 | 0 | 0 | 560280545.293 | 0 | 560280545.293 | 597639150.91 | -5996380.4481 | -118743651.9026 | -447064495.3837 | 25834623.1757 | -10 | -4417964.2868 | 16274107.5233 | 281.383 | 220.0661 | 559.2399 | 393.9318 | 414.3022 | 393.9318 | 210.5536 | 199.2528 | 94.1959 | 89.5787 | 44051645.9382 | 4924680.6325 | 415533.6745 | 9215244.3354 | 29496187.2958 | 10 | 5323593329.5012 | 83933682.88 | 237.4364 | 208.0506 | 438.4839 | 393.9318 | 429.3866 | 393.9318 | 162.4363 | 138.2039 | 109.3549 | 89.5787 | 43878628.5498 | 4974072.3608 | 391147.2304 | 9139891.4076 | 29373517.551 | 0 | 0 | 0 | 199.5 | 147 | 0 | 0 | 550106345.85 | 258321243.85 | 5011500817.8231 | 67659575.5246 | 602389275.992 | 396040896.5899 | 269522923.2527 | -16274107.3554 | -312092511.6781 | -328366619.0335 | 280132697.6969 | 153614725.4652 | 274022656.7906 | 274022656.9585 | 549655620.9496 | 549655622.0551 | 353741695.169 | -3549248.374 | 261345008.7896 | -264616787.9164 | 346920667.6683 | 356553286.9066 | 0 | 0 | 331629193.9047 | 0 | 331629193.9047 | 353741695.169 | -3549248.374 | -70284185.1151 | -264616787.9164 | 15291473.7636 | -184727078.1415 | -194359697.2805 | 162193589.5268 | 162193589.6262 | -2614986.2733 | 9632619.2384 | -9632619.139 | 3151026712.1905 | 0 | 0 | 2966299634.049 | 217410887.4418 | 127238770.5545 | 234414983.6911 | 361653754.2456 | 361653755.0378 | 144242867.596
Double_demand | 2029 | 1051142595.6593 | 28469307.503 | 215738616.0776 | -409849805.7852 | 885500713.4547 | 427997950.7706 | 35009946.0054 | 324634733.5498 | 48615262.5359 | 836257892.8617 | 623144644.8887 | -6540638.5024 | -108896117.4722 | -458465068.3211 | 49242820.593 | -27 | -11205848.5909 | 14594920.4923 | 239.9158 | 173.3166 | 478.9948 | 299.557 | 324.5566 | 299.557 | 147.5066 | 134.2783 | 93.7306 | 89.1459 | 44084953.4332 | 4917189.3505 | 417652.443 | 9231632.5749 | 29518479.0648 | 27 | 3478603804.2517 | 81715220.8768 | 167.4026 | 134.6246 | 266.1696 | 212.9054 | 254.2131 | 212.9054 | 124.0363 | 98.9569 | 107.6081 | 87.4955 | 43898027.2152 | 4961403.7235 | 390409.8608 | 9150117.9365 | 29396095.6943 | 0 | 317 | 247 | 516.5 | 394 | 1351331886.6 | 1059312049 | 1901438232.45 | 1317633292.85 | 2835579901.6309 | 67120300.5457 | 900095633.947 | 1296136530.5369 | 1155023636.7074 | -14594920.3311 | -643023902.6209 | -657618822.9519 | -362891204.9239 | -504004097.4867 | 242476810.8338 | 242476810.995 | 792132431.7835 | 792132433.0501 | 586952535.2091 | 15897112.6121 | 120467316.3966 | -228857990.8701 | 494458973.3477 | 502608700.7201 | 238991820.2407 | 19549370.9895 | 181274339.6194 | 27146508.6784 | 466962039.528 | 347960714.9685 | -3652258.3774 | -60807023.2228 | -256004499.5485 | 27496933.8197 | -359061188.6551 | -367210915.9374 | 135397784.6926 | 135397784.7827 | -6257287.324 | 8149727.3724 | -8149727.2824 | 1942434195.2512 | 754576667.3563 | 591514315.2849 | 1583373006.5962 | 720019588.1619 | 621697743.9022 | -124646204.964 | 497051538.9382 | 497051539.8205 | -222968048.3414
Double_demand | 2030 | 936057992.6772 | 17285099.3981 | 198552840.8058 | -92490311.0881 | 1059405621.7929 | 274569449.0315 | 22481579.1928 | 323494556.8965 | 383087504.1025 | 1003633089.2233 | 661488543.6457 | -5196479.7946 | -124941716.0907 | -475577815.1906 | 55772532.5697 | -33 | -12956711.483 | 11778492.6482 | 221.1084 | 155.8246 | 428.4402 | 250.671 | 272.3831 | 250.671 | 144.1759 | 134.2783 | 93.6427 | 89.1459 | 44027866.3786 | 4895482.843 | 416082.3907 | 9223594.3699 | 29492706.775 | 33 | 3230487148.9297 | 80589445.7267 | 152.201 | 123.0667 | 237.9146 | 194.7769 | 229.4007 | 194.7769 | 122.4938 | 98.9569 | 96.7448 | 76.1088 | 43687409.8592 | 4929147.1255 | 388352.325 | 9093596.0664 | 29276314.3423 | 0 | 0 | 0 | 516.5 | 394 | 0 | 0 | 1901438232.45 | 1317633292.85 | 2520691193.3552 | 68810953.1804 | 1071184114.4412 | 2367320644.9781 | 2214429258.5003 | -11778492.5463 | -709795955.5745 | -721574448.1208 | -1072687160.4984 | -1225578545.6076 | 349609666.2184 | 349609666.3203 | 1141742098.0019 | 1141742099.3705 | 493103673.5855 | 9105574.7381 | 104595159.6676 | -48722742.1008 | 558081665.8903 | 564286428.8853 | 144639760.6035 | 11843015.4698 | 170412897.1052 | 201805718.2946 | 528701391.4731 | 348463912.982 | -2737440.7318 | -65817737.4376 | -250528460.3954 | 29380274.4172 | -373911654.9701 | -380116417.9114 | 184170010.9202 | 184170010.9739 | -6825433.9793 | 6204762.995 | -6204762.9413 | 1701780330.9941 | 0 | 0 | 1327868676.024 | 1284306017.0472 | 1179779409.7925 | -498557859.934 | 681221549.8584 | 681221550.7944 | -603084466.2528
Double_demand | 2031 | 1107826929.0003 | 31343267.2452 | 228567141.5553 | -453508243.1462 | 914229094.6547 | 446497215.1427 | 36807733.3858 | 362378330.1998 | 26288280.2629 | 871971558.9912 | 661329713.8576 | -5464466.1406 | -133811188.6445 | -479796523.409 | 42257535.6635 | -74 | -27674597.3129 | 16201315.1546 | 237.6638 | 176.8341 | 472.6236 | 306.6893 | 320.7057 | 306.6893 | 146.7219 | 138.2039 | 94.0572 | 89.5787 | 44408298.3355 | 4932078.0085 | 425667.4738 | 9300875.6961 | 29749677.1571 | 74 | 3556823589.248 | 85572009.206 | 161.6692 | 136.444 | 248.8814 | 216.502 | 243.9078 | 216.502 | 121.9558 | 98.9569 | 109.315 | 88.691 | 44004714.9897 | 4969482.5164 | 390583.9776 | 9165643.1289 | 29479005.3669 | 0 | 0 | 0 | 516.5 | 394 | 0 | 0 | 1901438232.45 | 1317633292.85 | 2873176517.6106 | 69370694.1441 | 930430409.8093 | 3297751054.7874 | 3128658353.155 | -16201315.0619 | -683647071.6373 | -699848386.6993 | -1756334232.1358 | -1925426932.3068 | 230582023.0174 | 230582023.1101 | 1372324121.0192 | 1372324122.4805 | 550556043.8588 | 15576643.5753 | 113590866.8734 | -225379702.9733 | 454343851.3341 | 462395408.6156 | 221895436.8484 | 18292315.8354 | 180090928.1335 | 13064469.9118 | 433343150.7291 | 328660607.0104 | -2715672.2602 | -66500061.2601 | -238444172.885 | 21000700.605 | -339751650.1029 | -347803207.3383 | 114592201.2312 | 114592201.2773 | -13753427.0139 | 8051557.2815 | -8051557.2354 | 1767632355.5042 | 0 | 0 | 1427880705.4013 | 1746701425.6628 | 1634123261.1266 | -838309510.0369 | 795813751.0897 | 795813752.0717 | -950887673.5911
Double_demand | 2032 | 918580178.643 | 15650974.3515 | 200568596.8998 | -473905012.0521 | 660894737.8422 | 260134855.6048 | 21404641.1914 | 338223300.1122 | 25367268.3536 | 645130065.2621 | 658445323.0382 | -5753666.84 | -137654703.2124 | -499272280.4057 | 15764672.5801 | -14 | -5019394.0811 | 35165391.4117 | 241.0115 | 179.3168 | 474.579 | 306.6893 | 322.6578 | 306.6893 | 159.9064 | 150.8181 | 94.1764 | 89.5787 | 44785655.9114 | 4979373.3264 | 429742.7655 | 9380037.7455 | 29996502.074 | 14 | 3656696994.2221 | 104311732.36 | 180.0811 | 153.1306 | 290.541 | 254.5679 | 284.5407 | 254.5679 | 138.3243 | 114.4504 | 109.9863 | 88.7285 | 44289038.9095 | 5002521.9036 | 391596.1716 | 9220194.9032 | 29674725.9311 | 0 | 0 | 0 | 516.5 | 394 | 0 | 0 | 1901438232.45 | 1317633292.85 | 3160659684.4256 | 69146341.1321 | 696060129.2538 | 3993811184.0412 | 3789553090.9971 | -35165391.2279 | -496037309.7965 | -531202701.0244 | -2252371541.9322 | -2456629633.3312 | 164857428.0457 | 164857428.2295 | 1537181549.0649 | 1537181550.71 | 430666232.8063 | 7337787.5121 | 94034384.863 | -222185162.4863 | 309853242.6951 | 326340150.4213 | 121961371.3529 | 10035331.0476 | 158572281.3242 | 11893165.2919 | 302462149.0167 | 308704861.4533 | -2697543.5356 | -64537896.4612 | -234078327.7782 | 7391093.6784 | -232561647.3207 | -249048554.9608 | 77291595.3744 | 77291595.4605 | -2353287.8132 | 16486907.7262 | -16486907.6401 | 1714402243.408 | 0 | 0 | 1481840596.0872 | 2073041576.0841 | 1943976503.8217 | -1070871157.3577 | 873105346.464 | 873105347.5322 | -1199936228.5519
Double_demand | 2033 | 680009365.0082 | -5345563.9701 | -71215954.87 | -491666029.7099 | 111781816.4582 | 0 | 0 | 65880611.8371 | 25490634.0078 | 91371245.8449 | 680009365.0082 | -5345563.9701 | -137096566.707 | -517156663.7177 | 20410570.6133 | -13 | -4494689.6477 | 57133727.8562 | 241.0313 | 176.8341 | 480.6679 | 306.6893 | 325.4928 | 306.6893 | 148.6136 | 138.2039 | 94.426 | 89.5787 | 44920327.2699 | 4991997.3603 | 431444.213 | 9409211.9205 | 30087673.7761 | 13 | 3569631047.6896 | 126499234.54 | 203.4543 | 175.0682 | 345.1118 | 306.6893 | 338.4687 | 306.6893 | 156.2229 | 131.1555 | 110.7354 | 88.7285 | 44590476.1093 | 5038242.6132 | 393918.3692 | 9284568.8293 | 29873746.2975 | 0 | 0 | 52.5 | 516.5 | 446.5 | 0 | 291785102 | 1901438232.45 | 1609418394.85 | 3506564654.3731 | 69365506.7763 | 168915544.3144 | 4162726728.3556 | 3901334907.4553 | -57133727.7637 | -63066393.3166 | -120200121.0802 | -2315437935.2488 | -2576829754.4114 | 48715423.1416 | 48715423.2342 | 1585896972.2066 | 1585896973.9442 | 300768797.9303 | -2364348.0991 | -31498885.5182 | -217464359.0934 | 49441205.2196 | 74711508.149 | 0 | 0 | 29139058.1495 | 11274532.0043 | 40413590.1538 | 300768797.9303 | -2364348.0991 | -60637943.6677 | -228738891.0977 | 9027615.0658 | -27894326.5839 | -53164629.4723 | 21546878.6357 | 21546878.6766 | -1988005.5658 | 25270302.9294 | -25270302.8885 | 1578851254.8727 | 0 | 129056832.0062 | 1550956928.2889 | 2147753084.2331 | 1993417709.0412 | -1098765483.9415 | 894652225.0997 | 894652226.2088 | -1253100858.0243
Double_demand | 2034 | 317584374.4839 | -35949694.766 | 49864661.4534 | -301588245.8439 | 29911095.3274 | -353518652.0314 | -29036396.8831 | 207138129.4456 | 234625589.0258 | 59208669.557 | 671103026.5152 | -6913297.8829 | -157273467.9922 | -536213834.8697 | -29297574.2296 | -11 | -3686644.8555 | 63989781.4239 | 213.0911 | 149.0932 | 410.8672 | 236.8218 | 254.0809 | 236.8218 | 138.6279 | 128.9895 | 92.2352 | 87.4955 | 45234385.0257 | 5030520.8445 | 433970.0391 | 9476240.324 | 30293653.8181 | 11 | 3158697327.4999 | 133013269.09 | 196.1324 | 166.3088 | 348.0496 | 306.6893 | 340.5233 | 306.6893 | 133.279 | 107.0108 | 102.1034 | 79.7308 | 44999638.4942 | 5089164.6598 | 397214.4061 | 9372699.7671 | 30140559.6613 | 0 | 73.214 | 143.214 | 589.714 | 589.714 | 593115946.1 | 885135783.7 | 2494554178.55 | 2494554178.55 | 3239451158.8775 | 69023487.753 | 93900876.7514 | 4256627605.107 | 3931246002.7828 | -63989781.337 | 80753831.3776 | 16764050.0406 | -2234684103.8712 | -2560065704.3708 | 110664926.705 | 110664926.7919 | 1696561898.9116 | 1696561900.7361 | 132516863.3077 | -15000551.5699 | 20806780.9899 | -125842237.7192 | 12480855.0085 | 39181555.0408 | -147510981.811 | -12115873.909 | 86431504.1638 | 97901060.655 | 24705709.0988 | 280027845.1187 | -2884677.661 | -65624723.1739 | -223743298.3741 | -12224854.0903 | 33695752.3544 | 6995052.3584 | 46176607.3629 | 46176607.3991 | -1538308.0895 | 26700700.0323 | -26700699.996 | 1318014032.2044 | 247486561.2726 | 369336236.5448 | 1351709784.5589 | 2186934639.2739 | 2005898564.0497 | -1065069731.5871 | 940828832.4626 | 940828833.608 | -1246105805.6659
Double_demand | 2035 | 480654883.959 | -23164393.8516 | 24700162.5697 | -462522341.1376 | 19668311.5396 | -184496537.532 | -15137303.738 | 187506230.7056 | 76595333.557 | 64467722.9925 | 665151421.491 | -8027090.1136 | -162806068.1359 | -539117674.6945 | -44799411.453 | -11 | -3589273.6397 | 60691764.8623 | 226.6637 | 162.6626 | 444.7926 | 270.3476 | 286.3586 | 270.3476 | 143.2628 | 134.2783 | 93.4599 | 88.691 | 45394976.241 | 5041348.8635 | 435586.8035 | 9511121.711 | 30406918.8631 | 11 | 3384635380.0173 | 129419261.22 | 201.1401 | 170.6384 | 349.9798 | 306.6893 | 341.8186 | 306.6893 | 140.5739 | 114.4504 | 108.5935 | 86.1646 | 45138991.4583 | 5112107.5805 | 397469.2323 | 9402313.6011 | 30227101.0445 | 0 | 0 | 0 | 589.714 | 589.714 | 0 | 0 | 2494554178.55 | 2494554178.55 | 3408568443.1843 | 68727496.4258 | 80360076.4019 | 4336987681.5089 | 3950914314.3224 | -60691764.7942 | 23933063.1671 | -36758701.6272 | -2210751040.7042 | -2596824405.998 | 43601374.7066 | 43601374.7747 | 1740163273.6182 | 1740163275.5109 | 189208008.8189 | -9118577.5541 | 9723127.2027 | -182070200.7229 | 7742357.7445 | 31633445.4345 | -72626376.3573 | -5958743.3619 | 73811130.8902 | 30151468.4044 | 25377479.5754 | 261834385.1762 | -3159834.1922 | -64088003.6876 | -212221669.1274 | -17635121.831 | 9421161.3736 | -14469926.2896 | 17163519.118 | 17163519.1448 | -1412904.2295 | 23891087.69 | -23891087.6632 | 1332349139.0666 | 0 | 0 | 1341770300.4401 | 2218568084.7084 | 2013640921.7942 | -1055648570.2136 | 957992351.5806 | 957992352.7528 | -1260575731.9556
Double_demand | 2036 | 494695303.507 | -22185705.3847 | -131604417.3141 | -547344754.966 | -206439574.1577 | -166034199.0189 | -13610910.1488 | 29804379.6782 | 0 | -149840729.4895 | 660729502.5259 | -8574795.2359 | -161408796.9923 | -547344754.966 | -56598844.6683 | -9 | -2869081.0661 | 58808031.9685 | 239.1081 | 175.6828 | 479.4675 | 306.6893 | 321.7908 | 306.6893 | 143.2447 | 134.2783 | 93.5269 | 88.7285 | 45806425.1266 | 5089885.6836 | 439892.1955 | 9599161.488 | 30677485.7595 | 9 | 3595558560.6545 | 126829656.5 | 217.2831 | 186.6603 | 382.7438 | 339.0866 | 374.3877 | 339.0866 | 156.9586 | 131.1555 | 111.2826 | 88.7285 | 45545968.6001 | 5159997.28 | 400357.8065 | 9489380.9808 | 30496232.5329 | 0 | 0 | 0 | 589.714 | 589.714 | 0 | 0 | 2494554178.55 | 2494554178.55 | 3745028284.6648 | 68021624.6007 | -147631542.1892 | 4189356139.3197 | 3744474740.1647 | -58808031.8993 | 149469724.0104 | 90661692.111 | -2061281316.6938 | -2506162713.887 | -56969850.1473 | -56969850.0782 | 1683193423.4709 | 1683193425.4327 | 183712233.7695 | -8238981.5813 | -48873197.9206 | -203264366.7 | -76664312.4325 | -54825101.8317 | -61659193.7859 | -5054607.734 | 11068286.1308 | 0 | -55645515.389 | 245371427.5554 | -3184373.8474 | -59941484.0515 | -203264366.7 | -21018797.0435 | 55507737.155 | 33668526.5798 | -21156575.2775 | -21156575.2518 | -1065474.622 | 21839210.6008 | -21839210.5751 | 1335262514.4088 | 0 | 0 | 1390770251.5637 | 2163742982.8767 | 1936976609.3617 | -1000140833.0586 | 936835776.3031 | 936835777.501 | -1226907205.3757
Double_demand | 2037 | 489807771.8496 | -22884173.9073 | 20041782.3445 | -324030443.2669 | 162934937.0199 | -171870451.611 | -14081705.8495 | 190828602.5458 | 231543808.7424 | 236420253.8277 | 661678223.4606 | -8802468.0578 | -170786820.2013 | -555574252.0093 | -73485316.8079 | -4 | -1249018.1732 | 58621622.2079 | 240.3972 | 175.8686 | 482.2535 | 306.6893 | 323.938 | 306.6893 | 143.5305 | 134.2783 | 94.0776 | 89.1459 | 46189529.8065 | 5136562.2615 | 443561.6344 | 9680981.8546 | 30928424.0559 | 4 | 3634326643.3032 | 125465844.28 | 212.7487 | 180.5205 | 387.2437 | 339.9443 | 377.7383 | 339.9443 | 141.3332 | 114.4504 | 104.429 | 81.6358 | 45904939.8198 | 5199958.6673 | 403331.1611 | 9567575.4672 | 30734074.5242 | 0 | 53.3648 | 0 | 643.0788 | 589.714 | 433373307.4 | 0 | 2927927485.95 | 2494554178.55 | 3555528925.5348 | 66844222.2363 | 221556559.2278 | 4410912698.5475 | 3907409677.1845 | -58621622.0437 | -78797717.7684 | -137419339.812 | -2140079034.4622 | -2643582053.699 | 84137219.2515 | 84137219.4158 | 1767330642.7224 | 1767330644.8485 | 171601111.7143 | -8017328.2435 | 7021514.0076 | -113522053.9354 | 57083243.5429 | 77620964.9094 | -60213745.6005 | -4933438.2129 | 66855616.0718 | 81119935.7673 | 82828368.0257 | 231814857.3148 | -3083890.0307 | -59834102.0642 | -194641989.7027 | -25745124.4828 | -27606291.1753 | -48144012.4842 | 29476952.3676 | 29476952.4252 | -437585.762 | 20537721.3665 | -20537721.3089 | 1273263774.4167 | 151829647.4887 | 0 | 1245657483.2414 | 2241363947.7861 | 1994059852.9046 | -1027747124.2339 | 966312728.6707 | 966312729.9262 | -1275051217.86
Double_demand | 2038 | 435410620.49 | -28005588.7222 | -1221965.2529 | -562622497.0457 | -156439430.5308 | -244837189.2505 | -19984644.2655 | 161376320.9249 | -9962386.7317 | -113407899.3228 | 680247809.7406 | -8020944.4567 | -162598286.1778 | -552660110.3141 | -43031531.208 | -4 | -1225514.2059 | 58189347.2223 | 238.4697 | 172.1921 | 486.5646 | 306.6893 | 326.5703 | 306.6893 | 141.3286 | 131.1555 | 87.3141 | 82.2708 | 46369830.1717 | 5155863.1936 | 443223.6772 | 9721533.4923 | 31049209.8086 | 4 | 3503986485.4155 | 124160493.37 | 218.5904 | 185.9354 | 402.4422 | 353.8864 | 392.5173 | 353.8864 | 141.3652 | 114.4504 | 105.3346 | 82.5928 | 46050786.8097 | 5219234.1567 | 403635.5373 | 9599090.6709 | 30828826.4448 | 0 | 0 | 81.3488 | 643.0788 | 671.0628 | 0 | 684493937.7 | 2927927485.95 | 3179048116.25 | 3649375501.0699 | 65971146.3102 | -98250083.3085 | 4312662615.2389 | 3750970246.6537 | -58189347.0598 | 145389015.6544 | 87199668.5945 | -1994690018.8078 | -2556382385.1045 | -11050414.8765 | -11050414.714 | 1756280227.8459 | 1756280230.1345 | 143908874.9815 | -9256211.4394 | -403875.4145 | -185954055.2732 | -51705267.1455 | -32472930.8161 | -80921876.5014 | -6605184.9399 | 53336973.6522 | -3292698.4304 | -37482786.2196 | 224830751.4829 | -2651026.4994 | -53740849.0666 | -182661356.8428 | -14222480.926 | 48052961.2574 | 28820624.9817 | -3652305.8881 | -3652305.8344 | -405048.3896 | 19232336.3294 | -19232336.2757 | 1158113122.0434 | 0 | 226234152.0177 | 1206166083.3008 | 2208891016.97 | 1942354585.7591 | -979694162.9765 | 962660422.7826 | 962660424.0918 | -1246230592.8782
Double_demand | 2039 | 213131258.6893 | -46088222.841 | -168723043.2393 | -599577120.593 | -601257127.984 | -455818692.0419 | -37143525.9657 | 0 | -37225323.6812 | -530187541.6888 | 668949950.7312 | -8944696.8753 | -168723043.2393 | -562351796.9118 | -71069586.2952 | -5 | -1504383.1444 | 57835935.7647 | 240.3457 | 175.1336 | 484.2379 | 306.6893 | 324.9908 | 306.6893 | 143.6865 | 134.2783 | 92.3291 | 87.4955 | 46693054.9566 | 5195949.6737 | 446452.4292 | 9789749.6146 | 31260903.2392 | 5 | 3642748647.0783 | 122910277.79 | 239.6989 | 206.8826 | 443.1435 | 393.9318 | 432.9433 | 393.9318 | 160.917 | 134.2783 | 111.3991 | 88.691 | 46330694.2647 | 5253516.592 | 405048.46 | 9659301.4066 | 31012827.8061 | 0 | 0 | 0 | 643.0788 | 671.0628 | 0 | 0 | 2927927485.95 | 3179048116.25 | 4112007029.084 | 65074342.0812 | -543421192.2193 | 3769241423.0196 | 3149713118.6697 | -57835935.7088 | 469258382.0057 | 411422446.2968 | -1525431636.8021 | -2144959938.8076 | -131998745.9784 | -131998745.9225 | 1624281481.8675 | 1624281484.212 | 66455333.9065 | -14370525.7356 | -52608642.4166 | -186950980.3337 | -187474814.5794 | -169441296.4241 | -142126422.7817 | -11581526.9693 | 0 | -11607031.8837 | -165314981.6347 | 208581756.6882 | -2788998.7663 | -52608642.4166 | -175343948.45 | -22159832.9447 | 146316981.6403 | 128283463.5024 | -41157832.9391 | -41157832.9217 | -469073.7755 | 18033518.1553 | -18033518.1379 | 1135826247.0169 | 0 | 0 | 1282143228.6572 | 2039449720.546 | 1754879771.1797 | -833377181.3362 | 921502589.8436 | 921502591.1701 | -1117947129.3759
Double_demand | 2040 | 512468460.0853 | -21175292.3729 | -175197336.4048 | -568311250.8055 | -252215419.4979 | -124953947.962 | -10193306.0122 | 0 | 0 | -135147253.9742 | 637422408.0473 | -10981986.3607 | -175197336.4048 | -568311250.8055 | -117068165.5237 | -3 | -886520.6337 | 57746634.3383 | 264.1792 | 198.3841 | 549.0556 | 370.1339 | 389.4067 | 370.1339 | 143.8136 | 134.2783 | 93.7252 | 88.7285 | 47051772.9266 | 5233674.3572 | 449283.4481 | 9868399.6976 | 31500415.4237 | 3 | 4014513298.9148 | 121712085.37 | 242.6824 | 206.8993 | 450.9182 | 393.9318 | 438.2515 | 393.9318 | 161.5476 | 134.2783 | 111.6536 | 88.7285 | 46581152.1311 | 5267609.4471 | 407374.5534 | 9718717.5507 | 31187450.5798 | 0 | 0 | 0 | 643.0788 | 671.0628 | 0 | 0 | 2927927485.95 | 3179048116.25 | 4120566695.4143 | 63965451.1853 | -194468785.1596 | 3574772637.86 | 2897497699.1717 | -57746634.1847 | 106053396.4995 | 48306762.3148 | -1419378240.3026 | -2096653176.4928 | -146162022.9984 | -146162022.8448 | 1478119458.8691 | 1478119461.3672 | 150745366.2591 | -6228826.6557 | -51535243.0461 | -167171824.8525 | -74190528.2953 | -57204043.8156 | -36755878.8846 | -2998416.0351 | 0 | 0 | -39754294.9196 | 187501245.1436 | -3230410.6206 | -51535243.0461 | -167171824.8525 | -34436233.3756 | 31196179.5574 | 14209695.1229 | -42994348.7379 | -42994348.6927 | -260774.834 | 16986484.4797 | -16986484.4345 | 1180890776.178 | 0 | 0 | 1212086955.7354 | 1982245676.7303 | 1680689242.8844 | -802181001.7787 | 878508241.1057 | 878508242.4774 | -1103737434.2529
Double_demand | 2041 | 685332149.4742 | -8460815.0437 | -45912826.0327 | -520208903.9927 | 110749604.4051 | 0 | 0 | 133599753.9884 | 52146982.7519 | 185746736.7403 | 685332149.4742 | -8460815.0437 | -179512580.0212 | -572355886.7446 | -74997132.3353 | -3 | -870202.9152 | 57431798.9407 | 274.8985 | 207.8578 | 575.9076 | 393.9318 | 415.7487 | 393.9318 | 148.0527 | 138.2039 | 94.3636 | 89.1459 | 47446115.151 | 5282439.9547 | 452688.992 | 9953127.8697 | 31757858.3346 | 3 | 4206009480.8248 | 120563003.47 | 238.8008 | 204.4604 | 446.2782 | 393.9318 | 435.0705 | 393.9318 | 152.5178 | 124.6767 | 110.6086 | 87.4955 | 46961045.1245 | 5315177.5196 | 409687.3885 | 9799536.3813 | 31436643.835 | 0 | 65.0791 | 0 | 708.1579 | 671.0628 | 547595150.1 | 0 | 3475522636.05 | 3179048116.25 | 4075919276.3884 | 63131204.5797 | 168181403.3458 | 3742954041.2058 | 3008247303.5768 | -57431798.8903 | -130090204.4365 | -187522003.3268 | -1549468444.7391 | -2284175179.8196 | -19340600.0314 | -19340599.981 | 1458778858.8377 | 1458778861.3862 | 190183164.5542 | -2347919.2986 | -12741043.2375 | -144360622.315 | 30733579.703 | 46671196.6336 | 0 | 0 | 37074612.6775 | 14471053.502 | 51545666.1795 | 190183164.5542 | -2347919.2986 | -49815655.915 | -158831675.8171 | -20812086.4765 | -36100694.789 | -52038311.7056 | -5367115.086 | -5367115.072 | -241485.7443 | 15937616.9307 | -15937616.9167 | 1167189068.5732 | 151960445.195 | 0 | 1131088373.7843 | 2028916873.364 | 1711422822.5874 | -838281696.5677 | 873141126.0197 | 873141127.4054 | -1155775745.9585
Double_demand | 2042 | 417690949.8883 | -30822168.0743 | -133956482.265 | -607345026.1156 | -354432726.5666 | -286051900.8616 | -23232967.2695 | 30919821.4009 | -37849024.6533 | -316214071.3835 | 703742850.7499 | -7589200.8048 | -164876303.6658 | -569496001.4623 | -38218655.1831 | -3 | -853192.3714 | 57199469.6632 | 257.8682 | 187.0327 | 531.7741 | 339.9443 | 368.1087 | 339.9443 | 145.4468 | 134.2783 | 92.8486 | 87.4955 | 47521136.6642 | 5284126.0204 | 450861.4113 | 9978498.3992 | 31807650.8334 | 3 | 3871952821.4476 | 119460305.63 | 242.8637 | 206.268 | 452.7333 | 393.9318 | 439.4866 | 393.9318 | 158.8592 | 131.1555 | 111.8096 | 88.691 | 47056563.3973 | 5312843.2414 | 409818.2041 | 9824440.9779 | 31509460.9739 | 0 | 0 | 65.0791 | 708.1579 | 736.1419 | 0 | 547595150.1 | 3475522636.05 | 3726643266.35 | 4140995553.1826 | 62260836.0162 | -297233256.9034 | 3445720784.3024 | 2653814577.0102 | -57199469.6138 | 269042731.735 | 211843262.1212 | -1280425713.0041 | -2072331917.6983 | -85389994.8316 | -85389994.7822 | 1373388864.0062 | 1373388866.604 | 109350346.7231 | -8069159.1871 | -35069440.1815 | -159001264.4613 | -92789517.1069 | -77814852.605 | -74887604.2164 | -6082327.2015 | 8094724.5606 | -9908770.9946 | -82783977.8519 | 184237950.9394 | -1986831.9857 | -43164164.7421 | -149092493.4667 | -10005539.255 | 70434650.3232 | 55459985.8343 | -22354866.7837 | -22354866.7708 | -223363.4261 | 14974664.5019 | -14974664.4889 | 1013666644.2829 | 0 | 143358910.5613 | 1084101294.6061 | 1951102020.7589 | 1618633305.4805 | -767847046.2445 | 850786259.236 | 850786260.6347 | -1100315760.1243
Double_demand | 2043 | -411886895.7112 | -98375318.3667 | -178358887.4535 | -577754988.1402 | -1266376089.6715 | -1113005197.4499 | -90212263.4641 | 0 | 0 | -1203217460.914 | 701118301.7387 | -8163054.9026 | -178358887.4535 | -577754988.1402 | -63158628.7575 | -6 | -1670250.3433 | 56919438.2477 | 274.8779 | 206.8993 | 578.3348 | 393.9318 | 416.8149 | 393.9318 | 144.3286 | 134.2783 | 94.0577 | 88.7285 | 47824893.5284 | 5315971.0021 | 453229.6585 | 10044740.6976 | 32010952.1701 | 6 | 4204351987.2227 | 118401439.15 | 316.0002 | 281.4797 | 655.1772 | 602.3656 | 643.7719 | 602.3656 | 162.0105 | 134.2783 | 111.9269 | 88.7285 | 47468911.0196 | 5363726.5016 | 412390.4546 | 9912411.8655 | 31780382.198 | 0 | 0 | 0 | 708.1579 | 736.1419 | 0 | 0 | 3475522636.05 | 3726643266.35 | 5307133902.1797 | 61482001.0422 | -1209456651.4238 | 2236264132.8786 | 1387438487.3387 | -56919438.1078 | 1102781914.957 | 1045862476.8492 | -177643798.0471 | -1026469440.8492 | -163594174.7146 | -163594174.5746 | 1209794689.2916 | 1209794692.0294 | -101727227.5806 | -24296593.3221 | -44050819.1057 | -142693088.2637 | -312767728.2721 | -298709848.0417 | -274888407.9545 | -22280493.8723 | 0 | 0 | -297168901.8268 | 173161180.3739 | -2016099.4498 | -44050819.1057 | -142693088.2637 | -15598826.4453 | 272363476.4852 | 258305596.2893 | -40404251.7869 | -40404251.7524 | -412516.0051 | 14057880.2304 | -14057880.1959 | 1038384750.49 | 0 | 0 | 1310748226.9752 | 1652392172.7172 | 1305865577.2084 | -495483569.7593 | 810382007.4491 | 810382008.8823 | -842010163.8349
Double_demand | 2044 | 632247322.9181 | -12358835.9086 | -111378110.6839 | -141255379.9702 | 367254996.3553 | 0 | 0 | 71014249.2266 | 442476881.6589 | 513491130.8854 | 632247322.9181 | -12358835.9086 | -182392359.9105 | -583732261.6291 | -146236134.5301 | -3 | -815758.3809 | 57115442.2284 | 350.4013 | 282.2523 | 787.0762 | 602.3656 | 626.0002 | 602.3656 | 148.3764 | 138.2039 | 94.1246 | 88.7285 | 48257228.0063 | 5370454.8951 | 456885.2459 | 10137655.8745 | 32292231.9909 | 3 | 5354148059.7734 | 117384013.49 | 314.2749 | 274.7438 | 669.0977 | 602.3656 | 653.3434 | 602.3656 | 159.2106 | 131.1555 | 98.249 | 74.9843 | 47953350.9381 | 5428929.403 | 416457.9556 | 10012806.7296 | 32095156.8499 | 0 | 65.0791 | 0 | 773.2369 | 736.1419 | 547697507.4 | 0 | 4023220143.45 | 3726643266.35 | 5047097763.1341 | 60268571.392 | 424370438.5837 | 2660634571.4623 | 1754693483.694 | -57115442.098 | -307050296.6393 | -364165738.7373 | -484694094.6864 | -1390635179.5865 | 60204699.716 | 60204699.8465 | 1269999389.0076 | 1269999391.8759 | 147312760.3797 | -2879591.8413 | -25950947.2575 | -32912310.0844 | 85569911.1965 | 98877731.0163 | 0 | 0 | 16546222.8161 | 103096507.4562 | 119642730.2722 | 147312760.3797 | -2879591.8413 | -42497170.0735 | -136008817.5405 | -34072819.0757 | -71542298.6128 | -84850118.4022 | 14027612.5837 | 14027612.6141 | -190070.5856 | 13307819.8198 | -13307819.7895 | 1247509165.4423 | 127612769.1546 | 0 | 1175966866.8295 | 1751269903.7336 | 1391435488.4049 | -567025868.3721 | 824409620.0328 | 824409621.4964 | -926860282.2372
Double_demand | 2045 | 1775109385.9186 | 79949545.5282 | 68793765.2605 | -387514486.2306 | 1536338210.4767 | 1129833962.4092 | 91313157.3109 | 234896395.434 | 184302345.1013 | 1640345860.2553 | 645275423.5094 | -11363611.7826 | -166102630.1735 | -571816831.3319 | -104007649.7786 | -3 | -794969.5015 | 56981613.8618 | 347.824 | 273.9981 | 802.0055 | 602.3656 | 637.2131 | 602.3656 | 146.1241 | 134.2783 | 77.4604 | 71.9297 | 48601063.7384 | 5426904.8314 | 459196.3249 | 10228979.7074 | 32485982.8748 | 3 | 5039017431.561 | 116405789.44 | 236.3457 | 192.3063 | 473.733 | 393.9318 | 453.8604 | 393.9318 | 139.1936 | 111.0633 | 89.2108 | 66.2216 | 47927799.0631 | 5414270.9112 | 416987.2729 | 10007610.2001 | 32088930.6789 | 0 | 65.0791 | 81.3488 | 838.316 | 817.4907 | 547799864.6 | 684621884.2 | 4571020008.05 | 4411265150.55 | 3638085239.3722 | 59424175.6166 | 1593319824.3385 | 4253954395.8008 | 3291031694.1707 | -56981613.8234 | -1400932192.1888 | -1457913806.0122 | -1885626286.8752 | -2848548985.5987 | 135406018.2879 | 135406018.3263 | 1405405407.2955 | 1405405410.2021 | 390186845.2015 | 17573711.9033 | 15121559.5216 | -85179570.3699 | 337702546.2565 | 350227676.4392 | 248348835.7907 | 20071547.7362 | 51632583.44 | 40511503.7804 | 360564470.7474 | 141838009.4109 | -2497835.833 | -36511023.9184 | -125691074.1504 | -22861924.4909 | -307938945.48 | -320464075.6543 | 29763600.7765 | 29763600.7849 | -174742.269 | 12525130.1827 | -12525130.1743 | 1107626566.6405 | 120411904.0019 | 150486756.0675 | 799687621.1605 | 2101497580.1728 | 1729138034.6614 | -874964813.8521 | 854173220.8093 | 854173222.2813 | -1247324357.8915
Double_demand | 2046 | 801261476.4138 | -2628164.1639 | -111846.1665 | -563963114.5044 | 234558351.579 | 0 | 0 | 169578374.087 | 0 | 169578374.087 | 801261476.4138 | -2628164.1639 | -169690220.2535 | -563963114.5044 | 64979977.492 | -5 | -1287927.8374 | 56000761.7727 | 272.1101 | 196.2608 | 600.7317 | 393.9318 | 433.5515 | 393.9318 | 141.6538 | 131.1555 | 71.2166 | 66.2216 | 48827858.0698 | 5452270.9884 | 462520.6979 | 10257282.5605 | 32655783.823 | 5 | 3803344908.7242 | 115464669.11 | 229.407 | 192.9729 | 453.8779 | 393.9318 | 440.0214 | 393.9318 | 141.5029 | 114.4504 | 88.3653 | 66.2216 | 48077552.5313 | 5426143.815 | 416303.84 | 10045324.4959 | 32189780.3803 | 0 | 0 | 65.0791 | 838.316 | 882.5698 | 0 | 547697507.4 | 4571020008.05 | 4958962657.95 | 3665049659.7069 | 59463907.3648 | 290559113.3517 | 4544513509.1525 | 3525590045.7497 | -56000761.7452 | -138295249.0173 | -194296010.7625 | -2023921535.8925 | -3042844996.3612 | 96263102.5617 | 96263102.5891 | 1501668509.8572 | 1501668512.7913 | 166155951.1213 | -544997.0193 | -23193.3105 | -116947875.876 | 48639884.9156 | 60252648.1767 | 0 | 0 | 35165120.0831 | 0 | 35165120.0831 | 166155951.1213 | -544997.0193 | -35188313.3935 | -116947875.876 | 13474764.8325 | -28678002.5153 | -40290765.7708 | 19961882.4003 | 19961882.406 | -267074.9575 | 11612763.2611 | -11612763.2554 | 788691843.242 | 0 | 113574910.248 | 760013840.7267 | 2161750228.3495 | 1777777919.577 | -903642816.3674 | 874135103.2095 | 874135104.6873 | -1287615123.6622
Double_demand | 2047 | -336146317.3186 | -94983949.7728 | -170043115.3423 | -621225289.9725 | -1222398672.4061 | -1135004072.1764 | -91474511.5459 | 0 | -36864982.4443 | -1263343566.1665 | 798857754.8578 | -3509438.2269 | -170043115.3423 | -584360307.5282 | 40944893.7604 | -3 | -749239.2311 | 55753265.3573 | 269.8497 | 196.2608 | 595.2837 | 393.9318 | 428.2 | 393.9318 | 141.5185 | 131.1555 | 70.5748 | 66.2216 | 48762626.9559 | 5421619.8635 | 459090.686 | 10265097.2022 | 32616819.2043 | 4 | 3789071935.94 | 114558686.44 | 305.9479 | 271.346 | 657.3721 | 602.3656 | 645.0532 | 602.3656 | 158.0319 | 131.1555 | 89.381 | 67.355 | 48448440.5823 | 5469164.999 | 418641.1655 | 10125775.5063 | 32434858.9115 | 1 | 0 | 0 | 838.316 | 882.5698 | 0 | 0 | 4571020008.05 | 4958962657.95 | 4939559513.2527 | 58805421.2078 | -1166645407.0488 | 3377868102.1037 | 2303191373.3436 | -55753265.2322 | 1150487577.3127 | 1094734312.0805 | -873433958.5798 | -1948110684.2807 | -71911095.0934 | -71911094.9683 | 1429757414.7638 | 1429757417.823 | -65760352.1566 | -18581723.6854 | -33265558.9861 | -121530392.3692 | -239138027.1973 | -228231007.9176 | -222041009.0489 | -17895171.7829 | 0 | -7211901.7906 | -247148082.6225 | 156280656.8923 | -686551.9025 | -33265558.9861 | -114318490.5786 | 8010055.4252 | 225070049.3743 | 214163030.1191 | -14067977.823 | -14067977.7985 | -146573.778 | 10907019.2796 | -10907019.2552 | 741256685.0108 | 0 | 0 | 966326734.3851 | 1933519220.4319 | 1538639892.3797 | -678572766.9931 | 860067125.3866 | 860067126.8888 | -1073452093.5431
Double_demand | 2048 | 410056012.662 | -31565653.3063 | -184603851.8752 | -849582109.2416 | -655695601.7612 | -233961399.3961 | -18825924.1417 | 0 | -250753096.2141 | -503540419.7519 | 644017412.0581 | -12739729.1647 | -184603851.8752 | -598829013.0275 | -152155182.0093 | -5 | -1207760.6773 | 56093987.8313 | 340.0859 | 271.9606 | 788.4916 | 602.3656 | 626.5978 | 602.3656 | 144.5033 | 134.2783 | 71.5643 | 67.355 | 49267229.9784 | 5486618.5775 | 463665.2553 | 10368382.1201 | 32948564.0255 | 7 | 4984070096.2641 | 113685998.53 | 330.0208 | 290.5451 | 712.9591 | 644.8085 | 696.4705 | 644.8085 | 162.1615 | 134.2783 | 97.085 | 74.9843 | 48978845.2724 | 5538137.6669 | 423452.1293 | 10231559.8708 | 32785695.6054 | 2 | 0 | 0 | 838.316 | 882.5698 | 0 | 0 | 4571020008.05 | 4958962657.95 | 5369091201.508 | 57592010.823 | -599601613.9299 | 2778266488.1738 | 1647495771.5824 | -56093987.707 | 385021105.244 | 328927117.537 | -488412853.3359 | -1619183566.7437 | -270674496.5172 | -270674496.3929 | 1159082918.2465 | 1159082921.4301 | 75678600.408 | -5825654.0312 | -34069884.8656 | -156796103.395 | -121013041.8838 | -110660518.4253 | -43179152.8695 | -3474451.1638 | 0 | -46278173.6726 | -92931777.7059 | 118857753.2775 | -2351202.8674 | -34069884.8656 | -110517929.7224 | -28081264.1779 | 71058239.5396 | 60705716.1041 | -49954802.3442 | -49954802.3212 | -222900.3718 | 10352523.4585 | -10352523.4355 | 919843722.744 | 0 | 0 | 990901962.2836 | 1822858702.0066 | 1417626850.4959 | -607514527.4535 | 810112323.0424 | 810112324.5676 | -1012746377.439
Double_demand | 2049 | 1643894692.557 | 69234770.6775 | 18149452.7475 | -304671691.3492 | 1426607224.6329 | 1042317351.3503 | 84129413.9243 | 205089169.4494 | 307708560.3776 | 1639244495.1015 | 601577341.2067 | -14894643.2468 | -186939716.7019 | -612380251.7267 | -212637270.4686 | -4 | -932491.4398 | 56261327.6603 | 364.27 | 290.5451 | 846.1183 | 644.8085 | 680.4587 | 644.8085 | 144.9474 | 134.2783 | 79.4949 | 74.9843 | 49727271.0725 | 5546341.0016 | 469191.749 | 10451923.7716 | 33259814.5503 | 5 | 5411495890.945 | 112844877.41 | 262.8614 | 214.9842 | 547.0177 | 456.1429 | 523.3579 | 456.1429 | 142.9007 | 114.4504 | 88.3553 | 65.6631 | 48924546.5071 | 5503021.6086 | 422644.5035 | 10235072.7351 | 32763807.6599 | 1 | 81.3488 | 0 | 919.6648 | 882.5698 | 684493937.7 | 0 | 5255513945.75 | 4958962657.95 | 4028232855.3748 | 56583549.7734 | 1482868552.2931 | 4261135040.467 | 3074102996.2153 | -56261327.6366 | -1383263035.5702 | -1439524363.2069 | -1871675888.9061 | -3058707929.9506 | 43344189.0626 | 43344189.0863 | 1202427107.3091 | 1202427110.5164 | 286218720.1244 | 12054474.9862 | 3160003.5938 | -53046428.0656 | 248386770.6389 | 258182437.763 | 181478010.494 | 14647783.2718 | 35708102.1412 | 53575177.7297 | 285409073.6367 | 104740709.6304 | -2593308.2856 | -32548098.5474 | -106621605.7952 | -37022302.9978 | -240840108.207 | -250635775.327 | 7546662.4319 | 7546662.436 | -162356.2067 | 9795667.1241 | -9795667.12 | 942196257.9948 | 119177329.1005 | 0 | 701356149.7878 | 2081041139.7696 | 1666013621.1348 | -848354635.6605 | 817658985.4743 | 817658987.0036 | -1263382152.766
Future_only | 2008 | 0 | 0 | 0 | 0 | 0 | 0 | 0 | 0 | 0 | 0 | 0 | 0 | 0 | 0 | 0 | 0 | 0 | 0 | 222.835 | 177.0197 | 355.9702 | 236.8084 | 247.7358 | 236.6214 | 177.2594 | 170.1169 | 139.5568 | 132.0416 | 41261560.177 | 4827744.252 | 282869.1125 | 8626822.428 | 27524124.3845 | 0 |  | 100822072.5524 | 222.835 | 177.0197 | 355.9702 | 236.8084 | 247.7358 | 236.6214 | 177.2594 | 170.1169 | 139.5568 | 132.0416 | 41261560.177 | 4827744.252 | 282869.1125 | 8626822.428 | 27524124.3845 | 0 | [9 empty] | 100822072.5524 | 0 | 0 | 0 | 0 | [8 empty] | 0 | 0 | 0 | 0 | 0 | 0 | 0 | 0 | 0 | 0 | 0 | 0 | 0 | 0 | 0 | 0 |  |  |  |  | 0 | 0 | 0 |  |  |  |  | 0 | 0
Future_only | 2009 | 0 | 0 | 0 | 0 | 0 | 0 | 0 | 0 | 0 | 0 | 0 | 0 | 0 | 0 | 0 | 0 | 0 | 0 | 98.4761 | 62.53 | 195.022 | 95.401 | 109.1309 | 95.1257 | 63.4507 | 59.672 | 39.2003 | 37.3931 | 39602848.455 | 4781931.383 | 228048.021 | 8373054.736 | 26219814.315 | -269.825 |  | 110628296.0159 | 98.4761 | 62.53 | 195.022 | 95.401 | 109.1309 | 95.1257 | 63.4507 | 59.672 | 39.2003 | 37.3931 | 39602848.455 | 4781931.383 | 228048.021 | 8373054.736 | 26219814.315 | -269.825 | [9 empty] | 110628296.0159 | 0 | 0 | 0 | 0 | [8 empty] | 0 | 0 | 0 | 0 | 0 | 0 | 0 | 0 | 0 | 0 | 0 | 0 | 0 | 0 | 0 | 0 |  |  |  |  | 0 | 0 | 0 |  |  |  |  | 0 | 0
Future_only | 2010 | 0 | 0 | 0 | 0 | 0 | 0 | 0 | 0 | 0 | 0 | 0 | 0 | 0 | 0 | 0 | 0 | 0 | 0 | 115.9474 | 75.0646 | 201.1316 | 87.9426 | 97.9933 | 87.7062 | 84.4326 | 79.755 | 64.8128 | 62.6532 | 40939219.298 | 4741764.959 | 250531.468 | 8609720.309 | 27337202.562 | -102.054 |  | 115634004.5155 | 115.9474 | 75.0646 | 201.1316 | 87.9426 | 97.9933 | 87.7062 | 84.4326 | 79.755 | 64.8128 | 62.6532 | 40939219.298 | 4741764.959 | 250531.468 | 8609720.309 | 27337202.562 | -102.054 | [9 empty] | 115634004.5155 | 0 | 0 | 0 | 0 | [8 empty] | 0 | 0 | 0 | 0 | 0 | 0 | 0 | 0 | 0 | 0 | 0 | 0 | 0 | 0 | 0 | 0 |  |  |  |  | 0 | 0 | 0 |  |  |  |  | 0 | 0
Future_only | 2011 | 0 | 0 | 0 | 0 | 0 | 0 | 0 | 0 | 0 | 0 | 0 | 0 | 0 | 0 | 0 | 0 | 0 | 0 | 101.3344 | 67.4736 | 181.5052 | 90.6321 | 95.3539 | 89.6583 | 72.3432 | 65.7461 | 52.5564 | 49.6632 | 41114178.262 | 4752964.725 | 275946.602 | 8622751.24 | 27462515.695 | 66.336 |  | 108065577.627 | 101.3344 | 67.4736 | 181.5052 | 90.6321 | 95.3539 | 89.6583 | 72.3432 | 65.7461 | 52.5564 | 49.6632 | 41114178.262 | 4752964.725 | 275946.602 | 8622751.24 | 27462515.695 | 66.336 | [9 empty] | 108065577.627 | 0 | 0 | 0 | 0 | [8 empty] | 0 | 0 | 0 | 0 | 0 | 0 | 0 | 0 | 0 | 0 | 0 | 0 | 0 | 0 | 0 | 0 |  |  |  |  | 0 | 0 | 0 |  |  |  |  | 0 | 0
Future_only | 2012 | 0 | 0 | 0 | 0 | 0 | 0 | 0 | 0 | 0 | 0 | 0 | 0 | 0 | 0 | 0 | 0 | 0 | 0 | 153.4623 | 110.6784 | 242.8116 | 128.5609 | 135.7194 | 128.2835 | 120.4356 | 114.6827 | 99.7791 | 94.5508 | 40660356.413 | 4636441.846 | 296628.236 | 8528166.74 | 27199119.591 | 59.13 |  | 101290563.8065 | 153.4623 | 110.6784 | 242.8116 | 128.5609 | 135.7194 | 128.2835 | 120.4356 | 114.6827 | 99.7791 | 94.5508 | 40660356.413 | 4636441.846 | 296628.236 | 8528166.74 | 27199119.591 | 59.13 | [9 empty] | 101290563.8065 | 0 | 0 | 0 | 0 | [8 empty] | 0 | 0 | 0 | 0 | 0 | 0 | 0 | 0 | 0 | 0 | 0 | 0 | 0 | 0 | 0 | 0 |  |  |  |  | 0 | 0 | 0 |  |  |  |  | 0 | 0
Future_only | 2013 | 0 | 0 | 0 | 0 | 0 | 0 | 0 | 0 | 0 | 0 | 0 | 0 | 0 | 0 | 0 | 0 | 0 | 0 | 128.9149 | 79.1418 | 224.721 | 86.4201 | 90.5413 | 85.5662 | 91.7316 | 86.131 | 72.7679 | 70.2336 | 40064639.297 | 4495056.824 | 315107.072 | 8408150.725 | 26846324.676 | 44.402 |  | 141601259.1533 | 128.9149 | 79.1418 | 224.721 | 86.4201 | 90.5413 | 85.5662 | 91.7316 | 86.131 | 72.7679 | 70.2336 | 40064639.297 | 4495056.824 | 315107.072 | 8408150.725 | 26846324.676 | 44.402 | [9 empty] | 141601259.1533 | 0 | 0 | 0 | 0 | [8 empty] | 0 | 0 | 0 | 0 | 0 | 0 | 0 | 0 | 0 | 0 | 0 | 0 | 0 | 0 | 0 | 0 |  |  |  |  | 0 | 0 | 0 |  |  |  |  | 0 | 0
Future_only | 2014 | 0 | 0 | 0 | 0 | 0 | 0 | 0 | 0 | 0 | 0 | 0 | 0 | 0 | 0 | 0 | 0 | 0 | 0 | 124.2496 | 77.7268 | 221.5562 | 92.3317 | 97.0214 | 91.9174 | 84.5437 | 79.9298 | 67.6962 | 65.033 | 40093316.445 | 4491379.478 | 338160.091 | 8413164.722 | 26850612.154 | -9.904 |  | 175441488.8446 | 124.2496 | 77.7268 | 221.5562 | 92.3317 | 97.0214 | 91.9174 | 84.5437 | 79.9298 | 67.6962 | 65.033 | 40093316.445 | 4491379.478 | 338160.091 | 8413164.722 | 26850612.154 | -9.904 | [9 empty] | 175441488.8446 | 0 | 0 | 0 | 0 | [8 empty] | 0 | 0 | 0 | 0 | 0 | 0 | 0 | 0 | 0 | 0 | 0 | 0 | 0 | 0 | 0 | 0 |  |  |  |  | 0 | 0 | 0 |  |  |  |  | 0 | 0
Future_only | 2015 | 0 | 0 | 0 | 0 | 0 | 0 | 0 | 0 | 0 | 0 | 0 | 0 | 0 | 0 | 0 | 0 | 0 | 0 | 126.5799 | 74.1005 | 223.882 | 75.9142 | 79.3821 | 75.4536 | 79.8433 | 76.4746 | 73.7905 | 71.6092 | 41050345.9 | 4591697.434 | 371084.042 | 8612380.534 | 27475183.89 | 111.76 |  | 183604863.8889 | 126.5799 | 74.1005 | 223.882 | 75.9142 | 79.3821 | 75.4536 | 79.8433 | 76.4746 | 73.7905 | 71.6092 | 41050345.9 | 4591697.434 | 371084.042 | 8612380.534 | 27475183.89 | 111.76 | [9 empty] | 183604863.8889 | 0 | 0 | 0 | 0 | [8 empty] | 0 | 0 | 0 | 0 | 0 | 0 | 0 | 0 | 0 | 0 | 0 | 0 | 0 | 0 | 0 | 0 |  |  |  |  | 0 | 0 | 0 |  |  |  |  | 0 | 0
Future_only | 2016 | 0 | 0 | 0 | 0 | 0 | 0 | 0 | 0 | 0 | 0 | 0 | 0 | 0 | 0 | 0 | 0 | 0 | 0 | 118.9116 | 66.8003 | 221.8348 | 76.7035 | 83.2582 | 76.3436 | 68.0214 | 63.9106 | 63.2479 | 60.1327 | 41030948.485 | 4544238.781 | 372593.37 | 8584774.075 | 27529342.259 | -65.832 |  | 176394458.0176 | 118.9116 | 66.8003 | 221.8348 | 76.7035 | 83.2582 | 76.3436 | 68.0214 | 63.9106 | 63.2479 | 60.1327 | 41030948.485 | 4544238.781 | 372593.37 | 8584774.075 | 27529342.259 | -65.832 | [9 empty] | 176394458.0176 | 0 | 0 | 0 | 0 | [8 empty] | 0 | 0 | 0 | 0 | 0 | 0 | 0 | 0 | 0 | 0 | 0 | 0 | 0 | 0 | 0 | 0 |  |  |  |  | 0 | 0 | 0 |  |  |  |  | 0 | 0
Future_only | 2017 | 0 | 0 | 0 | 0 | 0 | 0 | 0 | 0 | 0 | 0 | 0 | 0 | 0 | 0 | 0 | 0 | 0 | 0 | 135.3876 | 84.6124 | 268.1301 | 126.9731 | 132.8069 | 126.7204 | 81.1155 | 76.9617 | 57.1547 | 53.9688 | 40770953.213 | 4513235.66 | 385997.013 | 8518439.129 | 27353281.411 | 40.37 |  | 155621570.0617 | 135.3876 | 84.6124 | 268.1301 | 126.9731 | 132.8069 | 126.7204 | 81.1155 | 76.9617 | 57.1547 | 53.9688 | 40770953.213 | 4513235.66 | 385997.013 | 8518439.129 | 27353281.411 | 40.37 | [9 empty] | 155621570.0617 | 0 | 0 | 0 | 0 | [8 empty] | 0 | 0 | 0 | 0 | 0 | 0 | 0 | 0 | 0 | 0 | 0 | 0 | 0 | 0 | 0 | 0 |  |  |  |  | 0 | 0 | 0 |  |  |  |  | 0 | 0
Future_only | 2018 | 0 | 0 | 0 | 0 | 0 | 0 | 0 | 0 | 0 | 0 | 0 | 0 | 0 | 0 | 0 | 0 | 0 | 0 | 135.7799 | 81.9117 | 253.6695 | 102.5411 | 107.6094 | 102.5411 | 84.0681 | 79.9122 | 68.7001 | 66.2216 | 41010567.718 | 4564981.652 | 387315.2631 | 8568387.1645 | 27489883.6385 | 0 | 1714652821.0135 | 155584101.2 | 135.7799 | 81.9117 | 253.6695 | 102.5411 | 107.6094 | 102.5411 | 84.0681 | 79.9122 | 68.7001 | 66.2216 | 41010567.718 | 4564981.652 | 387315.2631 | 8568387.1645 | 27489883.6385 | 0 | [8 empty] | 1714652821.0135 | 155584101.2 | 0 | 0 | 0 | 0 | 0 | 0 | 0 | 0 | 0 | 0 | 0 | 0 | 0 | 0 | 0 | 0 | 0 | 0 | 0 | 0 | 0 | 0 | 0 | 0 | 0 | 0 | 0 | 0 | 0 | 0 | 0 | 0 | 0 | 0 | 0 | 1817531990.2743 |  |  | 1817531990.2743 | 0 | 0 | 0 | 0 | 0 | 0
Future_only | 2019 | 0 | 0 | 0 | 0 | 0 | 0 | 0 | 0 | 0 | 0 | 0 | 0 | 0 | 0 | 0 | 0 | 0 | 0 | 156.9148 | 104.8307 | 304.144 | 158.526 | 163.7872 | 158.526 | 96.25 | 92.0149 | 70.0331 | 67.355 | 41698415.8096 | 4634500.4494 | 389874.2527 | 8694848.3028 | 27979192.8047 | 0 | 2065248001.0665 | 150953074.5 | 156.9148 | 104.8307 | 304.144 | 158.526 | 163.7872 | 158.526 | 96.25 | 92.0149 | 70.0331 | 67.355 | 41698415.8096 | 4634500.4494 | 389874.2527 | 8694848.3028 | 27979192.8047 | 0 | 0 | 0 | 0 | 0 | 0 | 0 | 0 | 0 | 2065248001.0665 | 150953074.5 | 0 | 0 | 0 | 0 | 0 | 0 | 0 | 0 | 0 | 0 | 0 | 0 | 0 | 0 | 0 | 0 | 0 | 0 | 0 | 0 | 0 | 0 | 0 | 0 | 0 | 0 | 0 | 0 | 0 | 0 | 0 | 0 | 0 | 0 | 0 | 2065248001.0665 | 0 | 0 | 2065248001.0665 | 0 | 0 | 0 | 0 | 0 | 0
Future_only | 2020 | 0 | 0 | 0 | 0 | 0 | 0 | 0 | 0 | 0 | 0 | 0 | 0 | 0 | 0 | 0 | 0 | 0 | 0 | 163.0006 | 111.5761 | 307.4235 | 164.5074 | 171.3146 | 164.5074 | 103.8745 | 98.9569 | 77.5546 | 74.6273 | 41986742.2338 | 4675591.2484 | 392563.8181 | 8756515.5907 | 28162071.5767 | 0 | 2245610217.7482 | 126307495.7 | 163.0006 | 111.5761 | 307.4235 | 164.5074 | 171.3146 | 164.5074 | 103.8745 | 98.9569 | 77.5546 | 74.6273 | 41986742.2338 | 4675591.2484 | 392563.8181 | 8756515.5907 | 28162071.5767 | 0 | 95 | 95 | 95 | 95 | 103810702.3 | 103810702.3 | 103810702.3 | 103810702.3 | 2245610217.7482 | 126307495.7 | 0 | 0 | 0 | 0 | 0 | 0 | 0 | 0 | 0 | 0 | 0 | 0 | 0 | 0 | 0 | 0 | 0 | 0 | 0 | 0 | 0 | 0 | 0 | 0 | 0 | 0 | 0 | 0 | 0 | 0 | 0 | 0 | 0 | 0 | 0 | 2118500205.4229 | 97934624.8113 | 97934624.8113 | 2118500205.4229 | 0 | 0 | 0 | 0 | 0 | 0
Future_only | 2021 | 0 | 0 | 0 | 0 | 0 | 0 | 0 | 0 | 0 | 0 | 0 | 0 | 0 | 0 | 0 | 0 | 0 | 0 | 163.62 | 112.0028 | 307.4471 | 164.5074 | 172.4371 | 164.5074 | 104.3155 | 98.9569 | 78.6954 | 75.5855 | 42328514.3335 | 4714799.8074 | 394976.5314 | 8830035.2112 | 28388702.7835 | 0 | 2276182673.1072 | 99119072.34 | 163.62 | 112.0028 | 307.4471 | 164.5074 | 172.4371 | 164.5074 | 104.3155 | 98.9569 | 78.6954 | 75.5855 | 42328514.3335 | 4714799.8074 | 394976.5314 | 8830035.2112 | 28388702.7835 | 0 | 17 | 17 | 112 | 112 | 41128931.45 | 41128931.45 | 144939633.75 | 144939633.75 | 2276182673.1072 | 99119072.34 | 0 | 0 | 0 | 0 | 0 | 0 | 0 | 0 | 0 | 0 | 0 | 0 | 0 | 0 | 0 | 0 | 0 | 0 | 0 | 0 | 0 | 0 | 0 | 0 | 0 | 0 | 0 | 0 | 0 | 0 | 0 | 0 | 0 | 0 | 0 | 2025794475.8875 | 36604602.5721 | 36604602.5721 | 2025794475.8875 | 0 | 0 | 0 | 0 | 0 | 0
Future_only | 2022 | 462686496.6479 | -13931955.1782 | -150959869.8956 | -457786361.9293 | -159991690.3552 | -81239158.4663 | -6601453.2027 | 0 | 20359142.0981 | -67481469.5709 | 543925655.1141 | -7330501.9755 | -150959869.8956 | -478145504.0274 | -92510220.7843 | -1 | -732856.8382 | 95238833.7284 | 165.9922 | 114.1275 | 311.3843 | 168.4498 | 176.7543 | 168.4498 | 104.8503 | 98.9569 | 80.6099 | 77.1888 | 42495337.7504 | 4738709.0309 | 395070.0398 | 8865821.4553 | 28495737.2244 | 1 | 2325892828.5414 | 96271373.37 | 143.749 | 119.9168 | 214.242 | 185.521 | 212.6294 | 185.521 | 121.9955 | 98.9569 | 96.7804 | 76.4726 | 42307061.9485 | 4778981.8459 | 378332.7392 | 8793235.3085 | 28356512.0549 | 0 | 0 | 0 | 112 | 112 | 0 | 0 | 144939633.75 | 144939633.75 | 2390093331.4429 | 1032539.6743 | -64752856.6269 | -64752856.6269 | -159991690.3552 | -95238833.6957 | 64200502.9015 | -31038330.7942 | 64200502.9015 | -31038330.7942 | -95791187.4537 | -95791187.4211 | -95791187.4537 | -95791187.4211 | 388480504.5842 | -11697538.218 | -126748817.7284 | -384366256.985 | -134332108.3472 | -54367747.0554 | -68209963.9856 | -5542707.405 | 0 | 17093928.2916 | -56658743.0991 | 456690468.5698 | -6154830.813 | -126748817.7284 | -401460185.2766 | -77673365.2481 | 53903980.2165 | -26060381.0479 | -80428128.1307 | -80428128.1033 | -615320.7331 | 79964361.2918 | -79964361.2644 | 1952864469.1099 | 0 | 0 | 2006768449.3264 | -54367747.0554 | -134332108.3472 | 53903980.2165 | -80428128.1307 | -80428128.1033 | -26060381.0479
Future_only | 2023 | 441396786.1782 | -15817416.8471 | -146262056.9192 | -304351313.3677 | -25034000.9559 | -99818853.3806 | -8158375.5406 | 0 | 166649688.7458 | 58672459.8247 | 541215639.5587 | -7659041.3065 | -146262056.9192 | -471001002.1135 | -83706460.7805 | -4 | -2659962.8143 | 90667296.8033 | 167.6937 | 115.3426 | 308.7244 | 164.5074 | 172.7185 | 164.5074 | 104.9116 | 98.9569 | 86.5853 | 83.0843 | 42257427.6392 | 4725292.4992 | 395721.3212 | 8832021.6514 | 28304392.1675 | 4 | 2386059957.7785 | 93505489.03 | 144.4774 | 120.2358 | 215.8493 | 185.521 | 213.365 | 185.521 | 121.5204 | 98.9569 | 97.363 | 77.1888 | 42166709.487 | 4775125.8405 | 380765.0637 | 8780850.4984 | 28229968.0843 | 0 | 0 | 0 | 112 | 112 | 0 | 0 | 144939633.75 | 144939633.75 | 2380638863.098 | 2838192.1996 | 65633295.8474 | 880439.2205 | -185025691.3111 | -90667296.8304 | -5421094.6805 | -96088391.5109 | 58779408.221 | -127126722.305 | -30455095.6364 | -30455095.6635 | -126246283.0901 | -126246283.0845 | 349627597.3053 | -12528875.6534 | -115853248.4579 | -241074746.7167 | -19829273.5226 | 51987717.7382 | -79065881.2344 | -6462197.568 | 0 | 132002162.4362 | 46474083.6337 | 428693478.5398 | -6066678.0854 | -115853248.4579 | -373076909.1529 | -66303357.1563 | -4294014.7442 | -76111006.0265 | -24123288.2669 | -24123288.2883 | -2106939.6897 | 71816991.2608 | -71816991.2823 | 1889982972.6623 | 0 | 0 | 1885688957.9181 | -2380029.3172 | -154161381.8698 | 49609965.4723 | -104551416.3976 | -104551416.3916 | -102171387.0744
Future_only | 2024 | 506217887.5521 | -10995065.869 | -14656033.5335 | -474760058.0644 | 5806730.0852 | -40685224.8695 | -3313302.1832 | 135874848.2585 | 0 | 91876321.2057 | 546903112.4216 | -7681763.6858 | -150530881.7919 | -474760058.0644 | -86069591.1205 | -3 | -1817861.1031 | 86254778.9937 | 184.1847 | 131.7366 | 339.4201 | 194.7769 | 202.9149 | 194.7769 | 120.1407 | 114.4504 | 92.2381 | 88.7285 | 42636666.731 | 4766963.9131 | 397628.483 | 8913506.1161 | 28558568.2188 | 3 | 3434799964.8724 | 90819068.77 | 156.0797 | 131.7641 | 233.7692 | 203.2714 | 231.0387 | 203.2714 | 121.7935 | 99.1475 | 108.9045 | 88.7285 | 42467957.2527 | 4812215.7318 | 382475.767 | 8844530.7686 | 28428734.9852 | 0 | 0 | 0 | 112 | 112 | 0 | 0 | 144939633.75 | 144939633.75 | 3407200813.9576 | 4564289.7078 | 92061509.0789 | 92941948.2995 | -179218961.2259 | -86254779.0622 | -27599150.9148 | -113853929.977 | 31180257.3063 | -240980652.2821 | -21792420.8296 | -21792420.8981 | -148038703.9196 | -148038703.9826 | 378275453.7243 | -8216152.8318 | -10951840.8397 | -354768333.539 | 4339126.5138 | 68793715.0656 | -30402366.7986 | -2475892.1356 | 101533590.8481 | 0 | 68655331.9138 | 408677820.523 | -5740260.6962 | -112485431.6878 | -354768333.539 | -64316205.4 | -20623691.0852 | -85078279.6882 | -16284564.5714 | -16284564.6226 | -1358411.5664 | 64454588.5518 | -64454588.603 | 2566682345.911 | 0 | 0 | 2546058654.8257 | 66413685.7484 | -149822255.356 | 28986274.387 | -120835980.969 | -120835981.0142 | -187249666.7627
Future_only | 2025 | 558187998.5035 | -7689109.3444 | -110075895.33 | -477349219.6192 | -36926225.7901 | 0 | 0 | 35095796.5252 | 0 | 35095796.5252 | 558187998.5035 | -7689109.3444 | -145171691.8552 | -477349219.6192 | -72022022.3153 | -5 | -2774503.3073 | 83110218.3262 | 230.9063 | 176.8341 | 454.7327 | 306.6893 | 316.1699 | 306.6893 | 145.0137 | 138.2039 | 93.5759 | 89.5787 | 42938818.964 | 4803379.3508 | 399422.012 | 8978787.8455 | 28757229.7557 | 5 | 3457733017.0606 | 89600253.61 | 201.3312 | 176.0614 | 339.0879 | 306.6893 | 335.7811 | 306.6893 | 157.3221 | 134.2783 | 110.213 | 89.5787 | 42754336.2793 | 4847597.6562 | 382806.1175 | 8901467.7134 | 28622464.7922 | 0 | 35 | 35 | 147 | 147 | 113381610.1 | 113381610.1 | 258321243.85 | 258321243.85 | 3436483506.412 | 6490035.2722 | 46183992.5361 | 139125940.8356 | -216145187.016 | -83110218.3378 | -21249510.6485 | -104359728.9863 | 9930746.6577 | -345340381.2684 | -58175736.4386 | -58175736.4502 | -206214440.3582 | -206214440.4327 | 393500513.092 | -5420518.6789 | -77599162.6612 | -336512363.8412 | -26031532.0894 | 32557892.3379 | 0 | 0 | 24741151.6856 | 0 | 24741151.6856 | 393500513.092 | -5420518.6789 | -102340314.3468 | -336512363.8412 | -50772683.7749 | -14980066.5109 | -73569490.9463 | -41011598.6002 | -41011598.6084 | -1955915.351 | 58589424.4273 | -58589424.4354 | 2437565336.4031 | 79929561.132 | 79929561.132 | 2422585269.8923 | 98971578.0864 | -175853787.4454 | 14006207.8762 | -161847579.5692 | -161847579.6226 | -260819157.709
Future_only | 2026 | 454747857.4739 | -16616118.8336 | -70669146.4066 | -485329242.3176 | -117866650.0839 | -104755850.2315 | -8497775.8905 | 79954227.0135 | 0 | -33299399.1084 | 559503707.7054 | -8118342.9431 | -150623373.4202 | -485329242.3176 | -84567250.9755 | -6 | -3066159.5535 | 80546835.7564 | 235.6647 | 177.8138 | 464.3522 | 306.6893 | 322.1794 | 306.6893 | 151.512 | 143.1816 | 93.7779 | 89.5787 | 43172409.595 | 4829684.4902 | 401759.2341 | 9029241.8154 | 28911724.0553 | 6 | 3498998446.7844 | 88972624.71 | 213.1134 | 183.7994 | 370.4969 | 328.3149 | 364.3951 | 328.3149 | 159.3786 | 134.2783 | 110.6163 | 89.5787 | 42888245.9501 | 4858415.7538 | 384137.7301 | 8931360.0343 | 28714332.4319 | 0 | 0 | 0 | 147 | 147 | 0 | 0 | 258321243.85 | 258321243.85 | 3546758133.4682 | 8425788.9436 | -37319814.3275 | 101806126.5081 | -334011837.0999 | -80546835.7664 | 47759686.6838 | -32787149.0826 | 57690433.3415 | -378127530.351 | -70106963.4001 | -70106963.4101 | -276321403.7584 | -276321403.8428 | 302433297.5175 | -11050668.0311 | -46999018.5314 | -322771665.0522 | -78388054.0971 | -24819807.9976 | -69668623.39 | -5651506.3059 | 53174127.4395 | 0 | -22146002.2564 | 372101920.9075 | -5399161.7252 | -100173145.9709 | -322771665.0522 | -56242051.8407 | 31762919.3734 | -21805326.7328 | -46625134.7237 | -46625134.7304 | -2039171.2226 | 53568246.0996 | -53568246.1062 | 2327033807.5875 | 0 | 0 | 2358796726.9609 | 74151770.0888 | -254241841.5425 | 45769127.2496 | -208472714.2929 | -208472714.353 | -282624484.4418
Future_only | 2027 | 253423142.8026 | -34085660.8167 | 3365659.8709 | -488220585.6033 | -265517443.7465 | -320010752.6498 | -25912630.9256 | 152701611.7204 | 0 | -193221771.855 | 573433895.4524 | -8173029.8912 | -149335951.8495 | -488220585.6033 | -72295671.8915 | -5 | -2367833.5381 | 76280324.3924 | 246.3211 | 187.8969 | 487.3857 | 328.3149 | 343.5412 | 328.3149 | 163.7589 | 155.0971 | 93.8422 | 89.5787 | 43431824.0695 | 4858721.3898 | 404104.8699 | 9085773.7119 | 29083224.0979 | 5 | 3654918283.6274 | 86416434.01 | 237.1642 | 208.0506 | 435.4366 | 393.9318 | 429.6025 | 393.9318 | 163.3802 | 138.2039 | 110.6681 | 89.5787 | 43177749.2874 | 4895204.7307 | 385711.9895 | 8992740.3537 | 28904092.2135 | 0 | 0 | 0 | 147 | 147 | 0 | 0 | 258321243.85 | 258321243.85 | 3881969397.1952 | 10136109.6091 | -189237119.3541 | -87430992.846 | -599529280.8464 | -76280324.4009 | 227051113.5679 | 150770789.167 | 284741546.9094 | -227356741.184 | -38466330.1786 | -38466330.1871 | -314787733.937 | -314787734.03 | 159000814.9787 | -21385765.2818 | 2111656.6408 | -306315635.3512 | -166588929.0136 | -118729709.7998 | -200778705.1749 | -16257905.2167 | 95806880.3172 | 0 | -121229730.0744 | 359779520.1536 | -5127860.0651 | -93695223.6765 | -306315635.3512 | -45359198.9392 | 142454677.5794 | 94595458.3603 | -24134251.4342 | -24134251.4395 | -1485608.0551 | 47859219.2138 | -47859219.2191 | 2293140947.3912 | 0 | 0 | 2435595624.9707 | -44577939.711 | -420830770.5561 | 188223804.829 | -232606965.7271 | -232606965.7925 | -188029026.0814
Future_only | 2028 | 1178368964.0642 | 38957352.7473 | 309802561.8122 | -465039814.375 | 1062089064.2487 | 592236324.4228 | 47819999.8695 | 452006299.8945 | 24785992.4611 | 1116848616.648 | 586132639.6414 | -8862647.1222 | -142203738.0823 | -489825806.8362 | -54759552.3992 | -11 | -4859760.7155 | 72309765.9599 | 273.8666 | 213.1626 | 558.7193 | 393.9318 | 410.2061 | 393.9318 | 174.2124 | 164.1775 | 93.9142 | 89.5787 | 43603632.4841 | 4878428.7078 | 405293.0878 | 9122490.2141 | 29197420.4744 | 11 | 4075852176.4946 | 83933682.88 | 190.4118 | 159.8231 | 318.6384 | 273.2718 | 311.6163 | 273.2718 | 140.124 | 114.4504 | 109.8466 | 88.7285 | 43489026.1231 | 4938188.3567 | 387347.6325 | 9057013.3632 | 29106476.7708 | 0 | 247 | 0 | 394 | 147 | 1059312049 | 0 | 1317633292.85 | 258321243.85 | 3384741469.1514 | 11623916.945 | 1134398830.2086 | 1046967837.3627 | 462559783.4024 | -72309765.935 | -691110707.3432 | -763420473.2782 | -406369160.4339 | -990777214.4622 | 370978356.9055 | 370978356.9305 | 56190622.9685 | 56190622.9005 | 697474779.3011 | 23058797.2343 | 183371660.3343 | -275256351.6089 | 628648885.2609 | 671448924.6307 | 350543770.4725 | 28304584.4488 | 267541834.4135 | 14670790.8548 | 661060980.1896 | 346931008.8285 | -5245787.2144 | -84170174.0792 | -289927142.4637 | -32412094.9287 | -409067365.8056 | -451867405.1607 | 219581519.4553 | 219581519.47 | -2876484.9006 | 42800039.3699 | -42800039.3551 | 2412490640.8426 | 627005174.2019 | 0 | 2003423275.0371 | 626870984.9197 | 207818114.7047 | -220843560.9766 | -13025446.2719 | -13025446.3224 | -639896431.2422
Future_only | 2029 | 2095977372.8623 | 110481794.44 | 702323743.314 | -251511766.7259 | 2657271143.8904 | 1456788193.0033 | 117665500.1419 | 835619511.9186 | 246016455.7709 | 2656089660.8347 | 639189179.859 | -7183705.7019 | -133295768.6047 | -497528222.4968 | 1181483.0557 | -30 | -12450942.8787 | 67443343.3319 | 362.7102 | 299.3522 | 774.4481 | 602.3656 | 620.3412 | 602.3656 | 216.6236 | 206.0617 | 101.5197 | 97.1356 | 43896189.4211 | 4915304.3601 | 410165.1352 | 9181420.929 | 29389298.9968 | 30 | 5462896577.4238 | 81715220.8768 | 201.3139 | 171.7803 | 349.0696 | 306.6893 | 342.3136 | 306.6893 | 139.629 | 114.4504 | 110.0865 | 88.7285 | 43522223.1164 | 4938634.3115 | 385742.3465 | 9061296.7313 | 29136549.7271 | 0 | 0 | 0 | 394 | 147 | 0 | 0 | 1317633292.85 | 258321243.85 | 3369664131.5942 | 14271877.5703 | 2724714487.2223 | 3771682324.5849 | 3119830927.2928 | -67443343.3065 | -2093232445.8296 | -2160675789.1361 | -2499601606.2635 | -3151453003.5983 | 564038698.0608 | 564038698.0862 | 620229321.0293 | 620229320.9867 | 1170382817.5386 | 61692456.9595 | 392173909.97 | -140442856.8724 | 1483806327.5956 | 1521466338.2499 | 813462918.0446 | 65703800.7023 | 466605570.9437 | 137374303.9376 | 1483146593.6283 | 356919899.4939 | -4011343.7428 | -74431660.9737 | -277817160.8101 | 659733.9673 | -1168850064.6205 | -1206510075.2605 | 314956262.9751 | 314956262.9893 | -6952541.4711 | 37660010.6542 | -37660010.64 | 3050452915.6609 | 0 | 0 | 1881602851.0404 | 2148337323.1696 | 1691624442.3004 | -1389693625.5971 | 301930816.7033 | 301930816.6669 | -1846406506.5027
Future_only | 2030 | 717019907.8248 | -4290646.9938 | -118483754.426 | -493368171.4187 | 100877334.9862 | 0 | 0 | 0 | 12774068.4159 | 12774068.4159 | 717019907.8248 | -4290646.9938 | -118483754.426 | -506142239.8346 | 88103266.5704 | -29 | -11386201.0002 | 63070941.1019 | 244.6783 | 176.0614 | 492.3189 | 306.6893 | 332.354 | 306.6893 | 146.4465 | 134.2783 | 94.3687 | 89.5787 | 44377331.2159 | 4971350.8303 | 418213.6112 | 9276105.875 | 29711660.8994 | 29 | 3546773380.7773 | 80589445.7267 | 205.3533 | 175.8686 | 348.2927 | 306.6893 | 341.9264 | 306.6893 | 159.3572 | 134.2783 | 111.0495 | 89.1459 | 43787240.4118 | 4972600.3473 | 386890.9092 | 9117908.6013 | 29309840.5539 | 0 | 0 | 247 | 394 | 394 | 0 | 1059312049 | 1317633292.85 | 1317633292.85 | 3504162029.538 | 17518504.5977 | 163948276.0881 | 3935630600.6731 | 3220708262.279 | -63070941.129 | -42611351.2393 | -105682292.3683 | -2542212957.5028 | -3257135295.9666 | 58265983.7469 | 58265983.7198 | 678495304.7762 | 678495304.7065 | 377717142.8996 | -2260259.3122 | -62415763.7932 | -259900198.1287 | 53140921.6655 | 86365906.6527 | 0 | 0 | 0 | 6729219.89 | 6729219.89 | 377717142.8996 | -2260259.3122 | -62415763.7932 | -266629418.0186 | 46411701.7755 | -22447128.2729 | -55672113.2744 | 30693793.3926 | 30693793.3783 | -5998108.6485 | 33224984.9872 | -33224985.0015 | 1868395972.3845 | 0 | 558032372.9102 | 1845948844.1116 | 2234703229.8223 | 1744765363.9659 | -1412140753.87 | 332624610.0958 | 332624610.0452 | -1902078619.7771
Future_only | 2031 | 379712069.987 | -30713921.4709 | -114498127.4351 | -518056393.2437 | -283556372.1627 | -304218874.9486 | -24648271.6959 | 28742284.0166 | 0 | -300124862.6278 | 683930944.9356 | -6065649.775 | -143240411.4517 | -518056393.2437 | 16568490.4651 | -51 | -19073033.2832 | 65833197.4613 | 220.3218 | 153.946 | 425.7713 | 245.4208 | 266.8083 | 245.4208 | 144.7422 | 134.2783 | 93.8657 | 89.1459 | 44113172.15 | 4924276.3453 | 414937.6484 | 9223638.6148 | 29550319.5415 | 51 | 3213408697.0772 | 85572009.206 | 205.4549 | 175.254 | 349.3988 | 306.6893 | 342.6824 | 306.6893 | 157.1818 | 131.1555 | 111.3618 | 89.1459 | 44084933.5773 | 5006411.0862 | 389661.6125 | 9184673.0168 | 29504187.8618 | 0 | 52.5 | 52.5 | 446.5 | 446.5 | 291785102 | 291785102 | 1609418394.85 | 1609418394.85 | 3509595126.9551 | 19738811.7148 | -217723174.7014 | 3717907425.9717 | 2937151890.1163 | -65833197.4912 | 296186429.8779 | 230353232.3867 | -2246026527.6249 | -3026782063.5799 | 12630057.7152 | 12630057.6853 | 691125362.4914 | 691125362.3918 | 188705265.764 | -15263878.0063 | -56902061.5222 | -257458156.0473 | -140918829.8119 | -108201747.5673 | -151187460.6713 | -12249435.898 | 14284034.5955 | 0 | -149152861.9738 | 339892726.4353 | -3014442.1084 | -71186096.1177 | -257458156.0473 | 8234032.1619 | 147195581.5566 | 114478499.2971 | 6276751.7447 | 6276751.7298 | -9478713.2123 | 32717082.2446 | -32717082.2595 | 1596965675.0993 | 145008256.4422 | 145008256.4422 | 1744161256.6558 | 2126501482.255 | 1603846534.154 | -1264945172.3135 | 338901361.8405 | 338901361.775 | -1787600120.48
Future_only | 2032 | 171097115.9463 | -45640758.4633 | -15241344.2854 | -538433972.2999 | -428218959.1023 | -442667946.4674 | -35904240.6323 | 154840334.3189 | 0 | -323731852.7808 | 613765062.4138 | -9736517.831 | -170081678.6044 | -538433972.2999 | -104487106.3215 | -38 | -13624069.6487 | 82237574.9806 | 204.15 | 143.3955 | 383.9404 | 218.1719 | 230.5057 | 218.1719 | 139.6245 | 131.1555 | 93.2425 | 88.7285 | 44462421.0436 | 4962196.5423 | 420267.5487 | 9297106.5839 | 29782850.3687 | 38 | 3080363081.2819 | 104311732.36 | 202.3542 | 171.7803 | 349.6116 | 306.6893 | 342.908 | 306.6893 | 141.2179 | 114.4504 | 111.2831 | 88.7285 | 44350998.8775 | 5039636.9165 | 390968.5892 | 9241002.8954 | 29679390.4764 | 0 | 70 | 70 | 516.5 | 516.5 | 292019837.6 | 292019837.6 | 1901438232.45 | 1901438232.45 | 3431094587.0277 | 22074157.4467 | -345981384.1218 | 3371926041.8499 | 2508932931.014 | -82237574.9133 | 350731505.7458 | 268493930.8326 | -1895295021.8791 | -2758288132.7474 | -77487453.3565 | -77487453.2892 | 613637909.1349 | 613637909.1026 | 80217004.5488 | -21398168.5723 | -7145736.9524 | -252438857.1152 | -200765758.0912 | -162209573.8457 | -207540007.1999 | -16833309.0724 | 72595190.9458 | 0 | -151778125.3265 | 287757011.7487 | -4564859.4999 | -79740927.8982 | -252438857.1152 | -48987632.7647 | 164436616.2235 | 125880432.0096 | -36329141.8677 | -36329141.8362 | -6387495.4931 | 38556184.2455 | -38556184.2139 | 1444194415.1799 | 136910295.1358 | 136910295.1358 | 1608631031.4034 | 1964291908.4092 | 1403080776.0628 | -1100508556.09 | 302572219.9728 | 302572219.9388 | -1661719688.4704
Future_only | 2033 | 416947059.4613 | -26396213.3898 | -140840228.7163 | -552565443.0493 | -302854825.6941 | -201678419.9673 | -16320365.5242 | 29085274.5568 | 0 | -188913510.9347 | 618625479.4286 | -10075847.8656 | -169925503.2731 | -552565443.0493 | -113941314.7594 | -13 | -4494689.6477 | 101652415.6361 | 222.454 | 161.3246 | 433.2412 | 266.5618 | 278.4805 | 266.5618 | 142.8951 | 134.2783 | 93.3305 | 88.7285 | 44668491.3909 | 4982052.7919 | 422729.4088 | 9341041.9132 | 29922667.2771 | 13 | 3319992676.4702 | 126499234.54 | 206.034 | 175.0682 | 350.1195 | 306.6893 | 343.2729 | 306.6893 | 157.9636 | 131.1555 | 111.742 | 88.7285 | 44571421.0516 | 5069831.2187 | 390696.3473 | 9286941.7788 | 29823951.7067 | 0 | 0 | 0 | 516.5 | 516.5 | 0 | 0 | 1901438232.45 | 1901438232.45 | 3513556198.4603 | 24846818.8859 | -201202410.058 | 3170723631.7919 | 2206078105.3199 | -101652415.6541 | 193563521.9901 | 91911106.336 | -1701731499.8889 | -2666377026.4114 | -109291303.704 | -109291303.722 | 504346605.431 | 504346605.3805 | 184416086.495 | -11675070.6383 | -62293768.9847 | -244400228.3436 | -133952981.4715 | -88992020.0042 | -89202559.6461 | -7218513.4104 | 12864444.9857 | 0 | -83556628.0708 | 273618646.1411 | -4456557.2279 | -75158213.9704 | -244400228.3436 | -50396353.4008 | 85613332.445 | 40652370.9696 | -48339649.0266 | -48339649.0346 | -1988005.5658 | 44960961.4674 | -44960961.4753 | 1468435962.5362 | 0 | 0 | 1554049294.9812 | 1875299888.4051 | 1269127794.5912 | -1014895223.6451 | 254232570.9462 | 254232570.9042 | -1621067317.5008
Future_only | 2034 | 633908853.0191 | -10112792.5632 | 81414161.3043 | -281424718.6205 | 423785503.1397 | 0 | 0 | 255842316.4831 | 283194872.0931 | 539037188.5761 | 633908853.0191 | -10112792.5632 | -174428155.1787 | -564619590.7135 | -115251685.4364 | -10 | -3351495.3232 | 106177357.235 | 238.2039 | 175.8686 | 476.7301 | 306.6893 | 319.4778 | 306.6893 | 142.9833 | 134.2783 | 93.7974 | 89.1459 | 45007384.179 | 5022804.5074 | 426709.3179 | 9413782.4141 | 30144087.9396 | 10 | 3548408941.634 | 133013269.09 | 197.9214 | 166.3088 | 351.3347 | 306.6893 | 344.0237 | 306.6893 | 134.2378 | 107.0108 | 103.0503 | 79.7308 | 44861779.5985 | 5102931.8911 | 393276.6153 | 9351591.0386 | 30013980.0535 | 0 | 73.214 | 0 | 589.714 | 516.5 | 593115946.1 | 0 | 2494554178.55 | 1901438232.45 | 3246027091.2105 | 26835911.8369 | 529962860.3747 | 3700686492.1666 | 2629863608.4596 | -106177357.2531 | -302381850.4234 | -408559207.6766 | -2004113350.3124 | -3074936234.0879 | 121403652.7163 | 121403652.6981 | 625750258.1472 | 625750258.0787 | 264508016.0558 | -4219715.0031 | 33971284.9614 | -117428702.3077 | 176830883.7064 | 221134985.1218 | 0 | 0 | 106754059.726 | 118167325.5039 | 224921385.2299 | 264508016.0558 | -4219715.0031 | -72782774.7646 | -235596027.8116 | -48090501.5235 | -126173381.1823 | -170477482.6052 | 50657502.5242 | 50657502.5166 | -1398461.8996 | 44304101.4154 | -44304101.423 | 1480627072.5454 | 247486561.2726 | 0 | 1354453691.3632 | 2096434873.5269 | 1445958678.2977 | -1141068604.8273 | 304890073.4704 | 304890073.4208 | -1791544800.1061
Future_only | 2035 | 518879299.8361 | -20908541.6464 | 50674331.681 | -348309914.8913 | 200335174.9794 | -144736920.6676 | -11706100.5389 | 220637278.7368 | 215536579.6303 | 279730837.1605 | 663616220.5038 | -9202441.1075 | -169962947.0559 | -563846494.5215 | -79395662.1811 | -11 | -3589273.6397 | 100745032.0878 | 228.4282 | 164.3529 | 453.0415 | 278.2774 | 293.2733 | 278.2774 | 140.0699 | 131.1555 | 92.2492 | 87.4955 | 45336904.8742 | 5062439.675 | 430616.5207 | 9484062.6412 | 30359786.0372 | 11 | 3381586779.0706 | 129419261.22 | 198.1754 | 166.7402 | 351.0611 | 306.6893 | 343.8555 | 306.6893 | 134.6385 | 107.7657 | 103.6599 | 80.3658 | 45003639.6427 | 5126060.5408 | 393413.7773 | 9382039.1664 | 30102126.1582 | 0 | 0 | 73.214 | 589.714 | 589.714 | 0 | 593115946.1 | 2494554178.55 | 2494554178.55 | 3263264071.2721 | 28674229.1005 | 301080207.0672 | 4001766699.2338 | 2830198783.439 | -100745032.1195 | -118322707.7984 | -219067739.918 | -2122436058.1108 | -3294003974.0059 | 82012467.181 | 82012467.1492 | 707762725.3282 | 707762725.2279 | 204254908.076 | -8230569.717 | 19947762.3458 | -137110903.5773 | 78861197.1276 | 118519104.6115 | -56975150.9368 | -4608062.9739 | 86853044.8233 | 84845173.5756 | 110115004.4881 | 261230059.0128 | -3622506.7431 | -66905282.4774 | -221956077.1529 | -31253807.3605 | -46577294.2037 | -86235201.7001 | 32283902.9239 | 32283902.9114 | -1412904.2295 | 39657907.4839 | -39657907.4964 | 1331149068.6334 | 0 | 233477887.9931 | 1284571774.4297 | 2214953978.1383 | 1524819875.4253 | -1187645899.031 | 337173976.3943 | 337173976.3322 | -1877780001.8061
Future_only | 2036 | 502394215.1232 | -22683395.4776 | 21104957.9806 | -509426613.3675 | -8610835.7413 | -165859781.5499 | -13404948.5184 | 188000347.7427 | 56328754.9399 | 65064372.6142 | 668253996.6731 | -9278446.9592 | -166895389.7621 | -565755368.3074 | -73675208.3556 | -7 | -2231507.4959 | 96799302.8905 | 240.2091 | 175.6828 | 482.6552 | 306.6893 | 322.0296 | 306.6893 | 143.2577 | 134.2783 | 93.5286 | 88.7285 | 45549036.1945 | 5084441.6223 | 432523.6267 | 9530201.8794 | 30501869.066 | 7 | 3578723587.0492 | 126829656.5 | 214.238 | 182.5467 | 384.3728 | 339.0866 | 376.6853 | 339.0866 | 140.9796 | 114.4504 | 110.1763 | 86.8743 | 45238875.0269 | 5154673.9292 | 395011.6296 | 9433074.1797 | 30256115.2884 | 0 | 0 | 0 | 589.714 | 589.714 | 0 | 0 | 2494554178.55 | 2494554178.55 | 3598210537.2549 | 30030353.5838 | 88188467.1492 | 4089955166.383 | 2821587947.6977 | -96799302.9162 | 19486950.2057 | -77312352.7105 | -2102949107.9051 | -3371316326.7164 | 10876114.4643 | 10876114.4387 | 718638839.7926 | 718638839.6666 | 186571335.6057 | -8423805.9734 | 7837630.45 | -189182918.091 | -3197758.0087 | 32750058.8298 | -61594421.3439 | -4978120.9129 | 69816639.8355 | 20918495.3285 | 24162592.9073 | 248165756.9496 | -3445685.0605 | -61979009.3855 | -210101413.4196 | -27360350.916 | 7236759.9334 | -28711056.9147 | 4039001.9246 | 4039001.9151 | -828702.4838 | 35947816.8385 | -35947816.8481 | 1329010604.2237 | 0 | 0 | 1336247364.1571 | 2247704036.9682 | 1521622117.4165 | -1180409139.0976 | 341212978.3189 | 341212978.2473 | -1906491058.7208
Future_only | 2037 | 208029034.3689 | -46388863.7182 | -143387144.2566 | -573978870.0021 | -555725843.608 | -449935960.0599 | -36290732.4704 | 29820658.8278 | 1145607.4527 | -455260426.2498 | 657964994.4288 | -10098131.2478 | -173207803.0844 | -575124477.4549 | -100465417.3582 | -6 | -1873527.2598 | 94658831.6001 | 240.2788 | 175.6828 | 482.7385 | 306.6893 | 322.1696 | 306.6893 | 143.3475 | 134.2783 | 93.5768 | 88.7285 | 45903232.6807 | 5127272.6806 | 435891.7268 | 9606013.0214 | 30734055.252 | 6 | 3606680915.9371 | 125465844.28 | 239.2043 | 206.268 | 442.151 | 393.9318 | 433.5107 | 393.9318 | 158.2821 | 131.1555 | 112.1991 | 88.691 | 45518047.872 | 5187334.2419 | 396059.2031 | 9492955.6076 | 30441698.8194 | 0 | 0 | 0 | 589.714 | 589.714 | 0 | 0 | 2494554178.55 | 2494554178.55 | 4027374022.1663 | 30807012.754 | -461067012.0079 | 3628888154.3751 | 2265862104.0896 | -94658831.526 | 420693106.2292 | 326034274.7032 | -1682256001.6759 | -3045282052.0132 | -135032737.3788 | -135032737.3047 | 583606102.4138 | 583606102.3619 | 72881680.5658 | -16252050.3812 | -50234795.7181 | -201089933.3446 | -194695098.8781 | -161531964.9515 | -157632270.0128 | -12714232.7965 | 10447482.6677 | 401356.4581 | -159497663.6835 | 230513950.5785 | -3537817.5847 | -60682278.3857 | -201491289.8027 | -35197435.1947 | 147387217.7383 | 114224083.8376 | -47307881.1398 | -47307881.1139 | -656378.643 | 33163133.9266 | -33163133.9007 | 1263578265.4827 | 0 | 0 | 1410965483.221 | 2086172072.0167 | 1326927018.5384 | -1033021921.3593 | 293905097.1791 | 293905097.1335 | -1792266974.8832
Future_only | 2038 | 207548435.5428 | -46924008.7848 | -179041823.784 | -581608404.5289 | -600025801.5549 | -453348286.2558 | -36517395.7225 | 0 | 0 | -489865681.9783 | 660896721.7986 | -10406613.0623 | -179041823.784 | -581608404.5289 | -110160119.5766 | -4 | -1225514.2059 | 92711446.2392 | 234.4214 | 168.9042 | 485.0885 | 306.6893 | 323.4833 | 306.6893 | 123.7343 | 114.4504 | 87.2383 | 82.2708 | 46169617.538 | 5156005.1669 | 438191.4298 | 9664102.7885 | 30911318.1529 | 4 | 3405407110.4293 | 124160493.37 | 234.2187 | 200.1208 | 444.8479 | 393.9318 | 435.3836 | 393.9318 | 142.2337 | 114.4504 | 105.9572 | 82.2708 | 45907206.7388 | 5236828.0068 | 398955.667 | 9575777.7918 | 30695645.2733 | 0 | 53.3648 | 81.3488 | 643.0788 | 671.0628 | 433373307.4 | 684493937.7 | 2927927485.95 | 3179048116.25 | 3855355746.221 | 31449047.2077 | -507314355.3157 | 3121573799.0594 | 1665836302.5347 | -92711446.1623 | 449948635.7917 | 357237189.6294 | -1232307365.8842 | -2688044862.3838 | -150077165.7632 | -150077165.6863 | 433528936.6505 | 433528936.6756 | 68597458.2556 | -15508995.4081 | -59175652.1841 | -192229144.7125 | -198316334.0491 | -167673994.8449 | -149837506.8951 | -12069474.3958 | 0 | 0 | -161906981.2909 | 218434965.1507 | -3439521.0123 | -59175652.1841 | -192229144.7125 | -36409352.7582 | 148713878.1855 | 118071539.0067 | -49602455.8636 | -49602455.8382 | -405048.3896 | 30642339.2043 | -30642339.1788 | 1125531356.0436 | 143235516.4988 | 226234152.0177 | 1274245234.2291 | 1918498077.1718 | 1128610684.4893 | -884308043.1738 | 244302641.3155 | 244302641.2953 | -1674195435.8765
Future_only | 2039 | 358342032.4023 | -33566777.0612 | -23287602.3308 | -585220308.636 | -283732655.6257 | -258134531.894 | -20740741.1112 | 160996249.339 | 0 | -117879023.6662 | 616476564.2963 | -12826035.95 | -184283851.6698 | -585220308.636 | -165853631.9595 | -5 | -1504383.1444 | 90679318.9284 | 237.6469 | 172.4749 | 484.5844 | 306.6893 | 323.033 | 306.6893 | 140.0143 | 131.1555 | 87.6892 | 82.9058 | 46358589.7118 | 5185701.389 | 438331.0294 | 9708682.0966 | 31025875.1968 | 5 | 3523433678.3096 | 122910277.79 | 223.7749 | 186.9432 | 415.0798 | 356.3132 | 403.062 | 356.3132 | 142.2849 | 114.4504 | 106.4843 | 82.9058 | 45839880.496 | 5217921.9591 | 397585.2538 | 9566438.363 | 30657934.9199 | 0 | 0 | 0 | 643.0788 | 671.0628 | 0 | 0 | 2927927485.95 | 3179048116.25 | 3665147569.6258 | 32230958.8361 | -193053336.6973 | 2928520462.3621 | 1382103646.909 | -90679318.9539 | 141713891.3162 | 51034572.3624 | -1090593474.568 | -2637010290.0214 | -142018764.3095 | -142018764.3349 | 291510172.341 | 291510172.3407 | 111732739.545 | -10466279.754 | -7261184.4846 | -182474458.5024 | -88469183.196 | -60194942.9233 | -80487567.2171 | -6467061.1176 | 50199391.5548 | 0 | -36755236.7798 | 192220306.7621 | -3999218.6364 | -57460576.0394 | -182474458.5024 | -51713946.4162 | 44187061.1778 | 15912820.8972 | -44282122.0182 | -44282122.0262 | -469073.7755 | 28274240.2727 | -28274240.2806 | 1098623275.7666 | 0 | 0 | 1142810336.9444 | 1858303134.2485 | 1040141501.2933 | -840120981.996 | 200020519.2973 | 200020519.2691 | -1658282614.9793
Future_only | 2040 | 389016830.5157 | -32906777.1897 | -147043536.6221 | -588122647.5891 | -379056130.8852 | -282919129.8392 | -22700267.2162 | 30321838.9124 | 0 | -275297558.143 | 671935960.3549 | -10206509.9735 | -177365375.5345 | -588122647.5891 | -103758572.7422 | -4 | -1182027.5116 | 88571646.7818 | 253.0471 | 187.5818 | 518.7002 | 339.9443 | 356.7536 | 339.9443 | 143.218 | 134.2783 | 93.4561 | 88.7285 | 46692757.7324 | 5221012.8719 | 441722.5992 | 9781370.6147 | 31248651.6466 | 4 | 3833277351.2198 | 121712085.37 | 239.8954 | 206.2847 | 444.1386 | 393.9318 | 434.7823 | 393.9318 | 158.2421 | 131.1555 | 112.1952 | 88.7285 | 46176087.7446 | 5259900.9534 | 399222.8138 | 9638584.3067 | 30878379.6707 | 0 | 0 | 0 | 643.0788 | 671.0628 | 0 | 0 | 2927927485.95 | 3179048116.25 | 4076202083.678 | 33140438.6646 | -290484484.1034 | 2638035978.2587 | 1003047516.0238 | -88571646.7054 | 242924732.4582 | 154353085.7528 | -847668742.1097 | -2482657204.2686 | -136131398.427 | -136131398.3506 | 155378773.9141 | 155378773.99 | 114431402.4463 | -9679706.2965 | -43253650.7329 | -172999454.2519 | -111501408.835 | -85447580.4061 | -83222190.5758 | -6677406.2449 | 8919332.7366 | 0 | -80980264.0841 | 197653593.0221 | -3002300.0516 | -52172983.4694 | -172999454.2519 | -30521144.7509 | 71457622.5076 | 45403794.1011 | -40043786.3275 | -40043786.305 | -347699.7787 | 26053828.4289 | -26053828.4064 | 1127579242.9959 | 0 | 0 | 1199036865.5035 | 1772855553.8423 | 928640092.4582 | -768663359.4884 | 159976732.9698 | 159976732.9641 | -1612878820.8782
Future_only | 2041 | 648445600.4383 | -11833573.6507 | -181558306.8973 | -589338445.5654 | -134284725.6751 | 0 | 0 | 0 | 0 | 0 | 648445600.4383 | -11833573.6507 | -181558306.8973 | -589338445.5654 | -134284725.6751 | -2 | -580135.2768 | 86961961.8249 | 273.7002 | 206.8993 | 575.7399 | 393.9318 | 412.7453 | 393.9318 | 143.8187 | 134.2783 | 93.7717 | 88.7285 | 47021268.7044 | 5256668.9516 | 444012.568 | 9853858.7756 | 31466728.4091 | 2 | 4140401528.2443 | 120563003.47 | 243.5572 | 206.8993 | 451.9588 | 393.9318 | 440.4103 | 393.9318 | 162.2565 | 134.2783 | 112.4321 | 88.7285 | 46357202.2817 | 5266581.2015 | 400708.0964 | 9682414.0082 | 31007498.9756 | 0 | 0 | 0 | 643.0788 | 671.0628 | 0 | 0 | 2927927485.95 | 3179048116.25 | 4105903726.4098 | 33601041.6221 | -47322763.8502 | 2590713214.4084 | 868762790.3487 | -86961961.8479 | -34497801.8345 | -121459763.6823 | -882166543.9442 | -2604116967.951 | -168782527.5096 | -168782527.5326 | -13403753.5955 | -13403753.5425 | 179946959.1893 | -3283877.0027 | -50383355.55 | -163544422.4484 | -37264695.8118 | -13132308.1682 | 0 | 0 | 0 | 0 | 0 | 179946959.1893 | -3283877.0027 | -50383355.55 | -163544422.4484 | -37264695.8118 | -9573315.8412 | -33705703.4911 | -46838011.653 | -46838011.6593 | -160990.4962 | 24132387.6436 | -24132387.6499 | 1148982527.3344 | 0 | 0 | 1139409211.4932 | 1759723245.6741 | 891375396.6464 | -778236675.3296 | 113138721.3168 | 113138721.3048 | -1646584524.3693
Future_only | 2042 | 694002167.1325 | -9693193.4029 | 3077496.8356 | -146827239.0595 | 540559231.5058 | 0 | 0 | 188583781.3323 | 445547286.9599 | 634131068.2922 | 694002167.1325 | -9693193.4029 | -185506284.4967 | -592374526.0194 | -93571836.7865 | -4 | -1137589.8285 | 85248217.9142 | 275.6829 | 207.8578 | 578.2114 | 393.9318 | 414.5778 | 393.9318 | 148.0463 | 138.2039 | 94.3905 | 89.1459 | 47372733.0541 | 5302150.43 | 447194.3907 | 9928891.3913 | 31694496.842 | 4 | 4206749596.1722 | 119460305.63 | 232.9085 | 197.7794 | 447.1467 | 393.9318 | 437.1449 | 393.9318 | 147.5543 | 119.0425 | 98.8348 | 74.9843 | 46695748.6247 | 5309431.8696 | 402613.5413 | 9754824.558 | 31228878.6558 | 0 | 65.0791 | 0 | 708.1579 | 671.0628 | 547595150.1 | 0 | 3475522636.05 | 3179048116.25 | 3781604576.4697 | 34212087.6954 | 625807449.42 | 3216520663.8284 | 1409322021.8544 | -85248217.9346 | -425145019.7025 | -510393237.637 | -1307311563.6467 | -3114510205.588 | 115414211.8033 | 115414211.783 | 102010458.2078 | 102010458.2404 | 181687866.6459 | -2537651.4855 | 805680.243 | -38438969.0603 | 141516926.3431 | 163834676.3181 | 0 | 0 | 49370717.466 | 116643059.4764 | 166013776.9424 | 181687866.6459 | -2537651.4855 | -48565037.223 | -155082028.5368 | -24496850.5993 | -111301801.7855 | -133619551.7658 | 30215124.5576 | 30215124.5523 | -297817.9015 | 22317749.975 | -22317749.9804 | 1101315522.9759 | 143358910.5613 | 0 | 990013721.1904 | 1923557921.9922 | 1032892322.9895 | -889538477.1151 | 143353845.8744 | 143353845.857 | -1780204076.1352
Future_only | 2043 | 653284855.5645 | -13718024.6423 | 26418786.9067 | -270008078.3928 | 395977539.436 | -53634107.1835 | -4293333.4899 | 195016049.2057 | 308960640.919 | 446049249.4513 | 706918962.748 | -9424691.1524 | -168597262.299 | -578968719.3118 | -50071710.0152 | -4 | -1113500.2289 | 83478132.1011 | 269.4895 | 198.1313 | 577.2667 | 383.7909 | 409.5037 | 383.7909 | 145.4317 | 134.2783 | 82.5341 | 77.1888 | 47377158.5961 | 5294402.3321 | 444692.4392 | 9940116.2829 | 31697947.5419 | 4 | 3887212620.7341 | 118401439.15 | 230.6774 | 193.4777 | 453.54 | 393.9318 | 441.6692 | 393.9318 | 142.6513 | 114.4504 | 90.9168 | 67.355 | 46554875.3827 | 5283401.1251 | 402045.5829 | 9730821.6778 | 31138606.9969 | 0 | 0 | 65.0791 | 708.1579 | 736.1419 | 0 | 547595150.1 | 3475522636.05 | 3726643266.35 | 3589612791.5271 | 34923307.1226 | 479455671.5371 | 3695976335.3656 | 1805299561.2905 | -83478132.0274 | -297599829.207 | -381077961.2344 | -1604911392.8537 | -3495588166.8224 | 98377710.229 | 98377710.3027 | 200388168.4368 | 200388168.5431 | 161347345.276 | -3388057.8122 | 6524873.639 | -66686203.2399 | 97797957.8628 | 118415265.7468 | -13246473.9334 | -1060361.2729 | 48164780.7347 | 76306650.5866 | 110164596.115 | 174593819.2094 | -2327696.5393 | -41639907.0957 | -142992853.8265 | -12366638.2522 | -73500773.802 | -94118081.6678 | 24297184.0608 | 24297184.079 | -275010.6701 | 20617307.884 | -20617307.8658 | 960058130.135 | 0 | 135244255.2465 | 886557356.333 | 2041973187.739 | 1130690280.8523 | -963039250.9171 | 167651029.9352 | 167651029.936 | -1874322157.803
Future_only | 2044 | -395845170.0741 | -97799356.2991 | -121344656.4766 | -382260342.7031 | -997249525.5529 | -1111866507.5675 | -88806480.9683 | 52367067.1307 | 192900325.6037 | -955405595.8015 | 716021337.4934 | -8992875.3308 | -173711723.6072 | -575160668.3068 | -41843929.7514 | -5 | -1359597.3015 | 81701954.4372 | 275.2816 | 206.8826 | 580.2513 | 393.9318 | 415.2186 | 393.9318 | 144.2809 | 134.2783 | 93.5605 | 88.691 | 47662478.2365 | 5331938.8823 | 447694.2607 | 9996395.7401 | 31886449.3534 | 5 | 4175221420.6473 | 117384013.49 | 311.7051 | 277.7061 | 654.2644 | 602.3656 | 644.5685 | 602.3656 | 156.4109 | 128.9895 | 105.435 | 82.5928 | 46926213.5621 | 5336832.4698 | 404436.8482 | 9806857.4055 | 31378086.8386 | 0 | 0 | 0 | 708.1579 | 736.1419 | 0 | 0 | 3475522636.05 | 3726643266.35 | 5082130947.483 | 35682059.1203 | -915547571.1156 | 2780428764.2499 | 808050035.7376 | -81701954.3697 | 906909526.8357 | 825207572.466 | -698001866.018 | -2670380594.3565 | -90339998.7172 | -90339998.6497 | 110048169.7196 | 110048169.8935 | -92231382.5189 | -22787116.0819 | -28273138.778 | -89066136.3458 | -232357773.7245 | -213321330.2311 | -259063373.5664 | -20691788.4455 | 12201454.925 | 44945511.6894 | -222608195.3975 | 166831991.0475 | -2095327.6364 | -40474593.703 | -134011648.0352 | -9749578.327 | 211308677.7437 | 192272234.266 | -21049095.9808 | -21049095.9651 | -316784.3093 | 19036443.4934 | -19036443.4776 | 972820873.0614 | 0 | 0 | 1184129550.805 | 1828651857.5079 | 898332507.1278 | -751730573.1735 | 146601933.9544 | 146601933.9709 | -1682049923.537
Future_only | 2045 | -441709300.0434 | -101079823.1158 | 14725168.0055 | 106295529.3371 | -421768425.8165 | -1119040469.0869 | -89201410.115 | 197842578.0635 | 695301411.8365 | -315097889.3019 | 677331169.0436 | -11878413.0008 | -183117410.058 | -589005882.4993 | -106670536.5146 | -5 | -1324949.1692 | 80812642.7397 | 278.173 | 206.8993 | 588.0564 | 393.9318 | 419.707 | 393.9318 | 144.289 | 134.2783 | 93.8869 | 88.7285 | 47858387.2229 | 5337676.0115 | 447887.7461 | 10047376.9649 | 32025446.5004 | 5 | 4188518706.3055 | 116405789.44 | 307.7084 | 267.8572 | 669.6968 | 602.3656 | 655.4371 | 602.3656 | 142.6237 | 114.4504 | 90.3049 | 66.9039 | 47408432.4009 | 5399932.161 | 408032.8544 | 9908668.1654 | 31691799.2201 | 0 | 65.0791 | 0 | 773.2369 | 736.1419 | 547697507.4 | 0 | 4023220143.45 | 3726643266.35 | 4753114470.7512 | 35593146.6789 | -340955783.0768 | 2439472981.1731 | 386281609.9211 | -80812642.7611 | 564595764.4457 | 483783121.6846 | -133406101.5723 | -2186597472.6718 | 142827338.6292 | 142827338.6078 | 252875508.3488 | 252875508.5012 | -97092133.9537 | -22218358.8279 | 3236739.603 | 23364823.3625 | -92708929.8161 | -74945500.4899 | -245976317.7129 | -19607364.5244 | 43487782.7775 | 152834223.3446 | -69261676.1151 | 148884183.7592 | -2610994.3035 | -40251043.1745 | -129469399.9822 | -23447253.701 | 124103811.2303 | 106340381.8995 | 31394881.4143 | 31394881.4096 | -291237.115 | 17763429.3262 | -17763429.3309 | 920678417.3671 | 120389404.8628 | 0 | 1044782228.5974 | 1753706357.018 | 805623577.3118 | -627626761.9431 | 177996815.3686 | 177996815.3805 | -1575709541.6375
Future_only | 2046 | 606998217.0678 | -15632165.0777 | -21918897.7369 | 72027296.6418 | 641474450.895 | 0 | 0 | 160717419.0326 | 643529570.0333 | 804246989.0659 | 606998217.0678 | -15632165.0777 | -182636316.7695 | -571502273.3914 | -162772538.1709 | -4 | -1030342.2699 | 79594348.8849 | 351.534 | 282.2523 | 790.4146 | 602.3656 | 624.6309 | 602.3656 | 148.306 | 138.2039 | 94.1709 | 88.7285 | 48206900.7698 | 5380569.8766 | 450580.6051 | 10121889.3731 | 32253860.915 | 4 | 5329127316.5207 | 115464669.11 | 312.2844 | 270.1365 | 676.6214 | 602.3656 | 660.1617 | 602.3656 | 150.2965 | 122.1652 | 91.6975 | 68.6124 | 47470294.1693 | 5414621.7226 | 408691.0352 | 9919324.9677 | 31727656.4438 | 0 | 0 | 0 | 773.2369 | 736.1419 | 0 | 0 | 4023220143.45 | 3726643266.35 | 4832503397.7139 | 35870320.1957 | 721068799.7799 | 3160541780.953 | 1027756060.8161 | -79594348.9143 | -496623918.8068 | -576218267.7211 | -630030020.3791 | -2762815740.3929 | 144850532.0882 | 144850532.0589 | 397726040.437 | 397726040.5601 | 125871976.9447 | -3241610.0524 | -4545276.9267 | 14936152.9694 | 133021242.935 | 149526560.0283 | 0 | 0 | 33327641.9836 | 133447408.7812 | 166775050.7647 | 125871976.9447 | -3241610.0524 | -37872918.9103 | -118511255.8117 | -33753807.8297 | -102983884.7966 | -119489201.896 | 30037358.1384 | 30037358.1323 | -213659.966 | 16505317.0933 | -16505317.0994 | 1105090215.851 | 0 | 0 | 1002106331.0544 | 1903232917.0463 | 938644820.2468 | -730610646.7397 | 208034173.507 | 208034173.5128 | -1695198743.5335
Future_only | 2047 | 464008096.4299 | -29474755.0868 | -159285774.0935 | -759461833.308 | -484214266.0584 | -231095859.5963 | -18314727.8228 | 0 | -199795518.3171 | -449206105.7362 | 695103956.0262 | -11160027.264 | -159285774.0935 | -559666314.9909 | -35008160.3222 | -4 | -998985.6415 | 78422971.526 | 347.0625 | 272.5934 | 803.8598 | 602.3656 | 633.6968 | 602.3656 | 146.4108 | 134.2783 | 74.31 | 68.7759 | 48475008.2053 | 5430888.0832 | 451975.8938 | 10202126.894 | 32390017.3343 | 5 | 4955878823.8153 | 114558686.44 | 332.1249 | 290.5451 | 718.0755 | 644.8085 | 701.5937 | 644.8085 | 162.1426 | 134.2783 | 97.7071 | 74.9843 | 47842618.7372 | 5458837.8619 | 411052.8385 | 9999463.1011 | 31973264.9357 | 1 | 0 | 81.3488 | 773.2369 | 817.4907 | 0 | 684621884.2 | 4023220143.45 | 4411265150.55 | 5289234095.0405 | 36135714.9852 | -405791294.5324 | 2754750486.4206 | 543541794.7577 | -78422971.4548 | 333355271.2251 | 254932299.7703 | -296674749.154 | -2507883440.6226 | -150858994.8333 | -150858994.7621 | 246867045.6037 | 246867045.798 | 90773970.3 | -5766150.5552 | -31161098.7783 | -148573627.1223 | -94726906.1558 | -79385009.0145 | -45209316.0806 | -3582912.8247 | 0 | -39086025.8374 | -87878254.7426 | 135983286.3807 | -2183237.7306 | -31161098.7783 | -109487601.285 | -6848651.4132 | 65214339.41 | 49872442.2826 | -29512566.7458 | -29512566.7319 | -195431.704 | 15341897.1413 | -15341897.1273 | 969519283.4456 | 0 | 133932677.1694 | 1034733622.8556 | 1823847908.0318 | 843917914.091 | -665396307.3298 | 178521606.7612 | 178521606.7809 | -1645326301.2509
Future_only | 2048 | -452614070.1769 | -102608837.4235 | -90186878.1538 | -604026085.4071 | -1249435871.1613 | -1137583232.8381 | -90381490.6972 | 96134059.2249 | 0 | -1131830664.3104 | 684969162.6612 | -12227346.7263 | -186320937.3787 | -604026085.4071 | -117605206.8509 | -2 | -483104.2709 | 77520882.4467 | 271.2506 | 194.8421 | 602.71 | 393.9318 | 429.5233 | 393.9318 | 134.4225 | 123.9476 | 71.0895 | 66.2216 | 48634808.1421 | 5448332.6094 | 454821.3711 | 10209610.3693 | 32522043.7923 | 4 | 3726092627.0057 | 113685998.53 | 312.7978 | 267.5533 | 684.9025 | 602.3656 | 665.6189 | 602.3656 | 143.0885 | 114.4504 | 89.4749 | 66.2216 | 48003377.9823 | 5467200.2559 | 412422.5401 | 10035251.6109 | 32088503.5755 | 2 | 65.0791 | 65.0791 | 838.316 | 882.5698 | 547799864.6 | 547697507.4 | 4571020008.05 | 4958962657.95 | 4776437919.1971 | 36165116.1564 | -1171914988.7146 | 1582835497.706 | -705894076.4036 | -77520882.3736 | 1050345292.1914 | 972824409.8178 | 753670543.0375 | -1535059030.8048 | -199090578.9698 | -199090578.8967 | 47776466.6338 | 47776466.9012 | -83532976.7111 | -18937152.4034 | -16644596.1115 | -111477084.4519 | -230591809.6779 | -216284808.4273 | -209948651.5267 | -16680513.1678 | 17742188.4548 | 0 | -208886976.2397 | 126415674.8155 | -2256639.2356 | -34386784.5663 | -111477084.4519 | -21704833.4382 | 193848301.7043 | 179541300.4672 | -36743507.9736 | -36743507.9601 | -89160.1487 | 14307001.2506 | -14307001.2371 | 687675503.5775 | 101100156.5066 | 101081265.7956 | 881523805.2818 | 1607563099.6045 | 613326104.4131 | -471548005.6255 | 141778098.7876 | 141778098.8208 | -1465785000.7836
Future_only | 2049 | -709892678.0062 | -122170034.644 | -184815959.7892 | -611948996.6328 | -1628827669.0722 | -1373160457.853 | -108662483.6875 | 4826052.3646 | 0 | -1476996889.176 | 663267779.8468 | -13507550.9564 | -189642012.1538 | -611948996.6328 | -151830779.8962 | -5 | -1165614.2998 | 76289467.979 | 267.0171 | 194.9856 | 591.4527 | 393.9318 | 421.5424 | 393.9318 | 134.5355 | 124.6767 | 70.471 | 66.2216 | 48722616.484 | 5447370.4802 | 453151.5776 | 10241867.8901 | 32580226.5361 | 6 | 3730674243.1366 | 112844877.41 | 327.0454 | 284.6592 | 720.0612 | 644.8085 | 702.8744 | 644.8085 | 152.4439 | 124.2018 | 89.0156 | 66.2216 | 48215673.0792 | 5499522.0452 | 413110.2811 | 10085396.5243 | 32217644.2285 | 1 | 0 | 0 | 838.316 | 882.5698 | 0 | 0 | 4571020008.05 | 4958962657.95 | 5089135298.5895 | 36555409.4059 | -1552538201.0932 | 30297296.6128 | -2334721745.4758 | -76289468.0041 | 1358461055.4529 | 1282171587.4488 | 2112131598.4904 | -252887443.3559 | -270366613.6193 | -270366613.6444 | -222590146.9855 | -222590146.7431 | -123599507.1002 | -21271040.7252 | -32178330.9533 | -106546519.9144 | -283595398.693 | -270312629.4361 | -239081147.0781 | -18919239.2599 | 840264.609 | 0 | -257160121.729 | 115481639.9779 | -2351801.4653 | -33018595.5623 | -106546519.9144 | -26435276.964 | 236521832.2019 | 223239062.9406 | -47073566.4911 | -47073566.4955 | -202945.2583 | 13282769.2569 | -13282769.2613 | 649548180.8574 | 0 | 0 | 886070013.0593 | 1337250470.1684 | 329730705.7201 | -235026173.4236 | 94704532.2965 | 94704532.3254 | -1242545937.843
HVDC_only | 2008 | 0 | 0 | 0 | 0 | 0 | 0 | 0 | 0 | 0 | 0 | 0 | 0 | 0 | 0 | 0 | 0 | 0 | 0 | 222.835 | 177.0197 | 355.9702 | 236.8084 | 247.7358 | 236.6214 | 177.2594 | 170.1169 | 139.5568 | 132.0416 | 41261560.177 | 4827744.252 | 282869.1125 | 8626822.428 | 27524124.3845 | 0 |  | 100822072.5524 | 222.835 | 177.0197 | 355.9702 | 236.8084 | 247.7358 | 236.6214 | 177.2594 | 170.1169 | 139.5568 | 132.0416 | 41261560.177 | 4827744.252 | 282869.1125 | 8626822.428 | 27524124.3845 | 0 | [9 empty] | 100822072.5524 | 0 | 0 | 0 | 0 | [8 empty] | 0 | 0 | 0 | 0 | 0 | 0 | 0 | 0 | 0 | 0 | 0 | 0 | 0 | 0 | 0 | 0 |  |  |  |  | 0 | 0 | 0 |  |  |  |  | 0 | 0
HVDC_only | 2009 | 0 | 0 | 0 | 0 | 0 | 0 | 0 | 0 | 0 | 0 | 0 | 0 | 0 | 0 | 0 | 0 | 0 | 0 | 98.4761 | 62.53 | 195.022 | 95.401 | 109.1309 | 95.1257 | 63.4507 | 59.672 | 39.2003 | 37.3931 | 39602848.455 | 4781931.383 | 228048.021 | 8373054.736 | 26219814.315 | -269.825 |  | 110628296.0159 | 98.4761 | 62.53 | 195.022 | 95.401 | 109.1309 | 95.1257 | 63.4507 | 59.672 | 39.2003 | 37.3931 | 39602848.455 | 4781931.383 | 228048.021 | 8373054.736 | 26219814.315 | -269.825 | [9 empty] | 110628296.0159 | 0 | 0 | 0 | 0 | [8 empty] | 0 | 0 | 0 | 0 | 0 | 0 | 0 | 0 | 0 | 0 | 0 | 0 | 0 | 0 | 0 | 0 |  |  |  |  | 0 | 0 | 0 |  |  |  |  | 0 | 0
HVDC_only | 2010 | 0 | 0 | 0 | 0 | 0 | 0 | 0 | 0 | 0 | 0 | 0 | 0 | 0 | 0 | 0 | 0 | 0 | 0 | 115.9474 | 75.0646 | 201.1316 | 87.9426 | 97.9933 | 87.7062 | 84.4326 | 79.755 | 64.8128 | 62.6532 | 40939219.298 | 4741764.959 | 250531.468 | 8609720.309 | 27337202.562 | -102.054 |  | 115634004.5155 | 115.9474 | 75.0646 | 201.1316 | 87.9426 | 97.9933 | 87.7062 | 84.4326 | 79.755 | 64.8128 | 62.6532 | 40939219.298 | 4741764.959 | 250531.468 | 8609720.309 | 27337202.562 | -102.054 | [9 empty] | 115634004.5155 | 0 | 0 | 0 | 0 | [8 empty] | 0 | 0 | 0 | 0 | 0 | 0 | 0 | 0 | 0 | 0 | 0 | 0 | 0 | 0 | 0 | 0 |  |  |  |  | 0 | 0 | 0 |  |  |  |  | 0 | 0
HVDC_only | 2011 | 0 | 0 | 0 | 0 | 0 | 0 | 0 | 0 | 0 | 0 | 0 | 0 | 0 | 0 | 0 | 0 | 0 | 0 | 101.3344 | 67.4736 | 181.5052 | 90.6321 | 95.3539 | 89.6583 | 72.3432 | 65.7461 | 52.5564 | 49.6632 | 41114178.262 | 4752964.725 | 275946.602 | 8622751.24 | 27462515.695 | 66.336 |  | 108065577.627 | 101.3344 | 67.4736 | 181.5052 | 90.6321 | 95.3539 | 89.6583 | 72.3432 | 65.7461 | 52.5564 | 49.6632 | 41114178.262 | 4752964.725 | 275946.602 | 8622751.24 | 27462515.695 | 66.336 | [9 empty] | 108065577.627 | 0 | 0 | 0 | 0 | [8 empty] | 0 | 0 | 0 | 0 | 0 | 0 | 0 | 0 | 0 | 0 | 0 | 0 | 0 | 0 | 0 | 0 |  |  |  |  | 0 | 0 | 0 |  |  |  |  | 0 | 0
HVDC_only | 2012 | 0 | 0 | 0 | 0 | 0 | 0 | 0 | 0 | 0 | 0 | 0 | 0 | 0 | 0 | 0 | 0 | 0 | 0 | 153.4623 | 110.6784 | 242.8116 | 128.5609 | 135.7194 | 128.2835 | 120.4356 | 114.6827 | 99.7791 | 94.5508 | 40660356.413 | 4636441.846 | 296628.236 | 8528166.74 | 27199119.591 | 59.13 |  | 101290563.8065 | 153.4623 | 110.6784 | 242.8116 | 128.5609 | 135.7194 | 128.2835 | 120.4356 | 114.6827 | 99.7791 | 94.5508 | 40660356.413 | 4636441.846 | 296628.236 | 8528166.74 | 27199119.591 | 59.13 | [9 empty] | 101290563.8065 | 0 | 0 | 0 | 0 | [8 empty] | 0 | 0 | 0 | 0 | 0 | 0 | 0 | 0 | 0 | 0 | 0 | 0 | 0 | 0 | 0 | 0 |  |  |  |  | 0 | 0 | 0 |  |  |  |  | 0 | 0
HVDC_only | 2013 | 0 | 0 | 0 | 0 | 0 | 0 | 0 | 0 | 0 | 0 | 0 | 0 | 0 | 0 | 0 | 0 | 0 | 0 | 128.9149 | 79.1418 | 224.721 | 86.4201 | 90.5413 | 85.5662 | 91.7316 | 86.131 | 72.7679 | 70.2336 | 40064639.297 | 4495056.824 | 315107.072 | 8408150.725 | 26846324.676 | 44.402 |  | 141601259.1533 | 128.9149 | 79.1418 | 224.721 | 86.4201 | 90.5413 | 85.5662 | 91.7316 | 86.131 | 72.7679 | 70.2336 | 40064639.297 | 4495056.824 | 315107.072 | 8408150.725 | 26846324.676 | 44.402 | [9 empty] | 141601259.1533 | 0 | 0 | 0 | 0 | [8 empty] | 0 | 0 | 0 | 0 | 0 | 0 | 0 | 0 | 0 | 0 | 0 | 0 | 0 | 0 | 0 | 0 |  |  |  |  | 0 | 0 | 0 |  |  |  |  | 0 | 0
HVDC_only | 2014 | 0 | 0 | 0 | 0 | 0 | 0 | 0 | 0 | 0 | 0 | 0 | 0 | 0 | 0 | 0 | 0 | 0 | 0 | 124.2496 | 77.7268 | 221.5562 | 92.3317 | 97.0214 | 91.9174 | 84.5437 | 79.9298 | 67.6962 | 65.033 | 40093316.445 | 4491379.478 | 338160.091 | 8413164.722 | 26850612.154 | -9.904 |  | 175441488.8446 | 124.2496 | 77.7268 | 221.5562 | 92.3317 | 97.0214 | 91.9174 | 84.5437 | 79.9298 | 67.6962 | 65.033 | 40093316.445 | 4491379.478 | 338160.091 | 8413164.722 | 26850612.154 | -9.904 | [9 empty] | 175441488.8446 | 0 | 0 | 0 | 0 | [8 empty] | 0 | 0 | 0 | 0 | 0 | 0 | 0 | 0 | 0 | 0 | 0 | 0 | 0 | 0 | 0 | 0 |  |  |  |  | 0 | 0 | 0 |  |  |  |  | 0 | 0
HVDC_only | 2015 | 0 | 0 | 0 | 0 | 0 | 0 | 0 | 0 | 0 | 0 | 0 | 0 | 0 | 0 | 0 | 0 | 0 | 0 | 126.5799 | 74.1005 | 223.882 | 75.9142 | 79.3821 | 75.4536 | 79.8433 | 76.4746 | 73.7905 | 71.6092 | 41050345.9 | 4591697.434 | 371084.042 | 8612380.534 | 27475183.89 | 111.76 |  | 183604863.8889 | 126.5799 | 74.1005 | 223.882 | 75.9142 | 79.3821 | 75.4536 | 79.8433 | 76.4746 | 73.7905 | 71.6092 | 41050345.9 | 4591697.434 | 371084.042 | 8612380.534 | 27475183.89 | 111.76 | [9 empty] | 183604863.8889 | 0 | 0 | 0 | 0 | [8 empty] | 0 | 0 | 0 | 0 | 0 | 0 | 0 | 0 | 0 | 0 | 0 | 0 | 0 | 0 | 0 | 0 |  |  |  |  | 0 | 0 | 0 |  |  |  |  | 0 | 0
HVDC_only | 2016 | 0 | 0 | 0 | 0 | 0 | 0 | 0 | 0 | 0 | 0 | 0 | 0 | 0 | 0 | 0 | 0 | 0 | 0 | 118.9116 | 66.8003 | 221.8348 | 76.7035 | 83.2582 | 76.3436 | 68.0214 | 63.9106 | 63.2479 | 60.1327 | 41030948.485 | 4544238.781 | 372593.37 | 8584774.075 | 27529342.259 | -65.832 |  | 176394458.0176 | 118.9116 | 66.8003 | 221.8348 | 76.7035 | 83.2582 | 76.3436 | 68.0214 | 63.9106 | 63.2479 | 60.1327 | 41030948.485 | 4544238.781 | 372593.37 | 8584774.075 | 27529342.259 | -65.832 | [9 empty] | 176394458.0176 | 0 | 0 | 0 | 0 | [8 empty] | 0 | 0 | 0 | 0 | 0 | 0 | 0 | 0 | 0 | 0 | 0 | 0 | 0 | 0 | 0 | 0 |  |  |  |  | 0 | 0 | 0 |  |  |  |  | 0 | 0
HVDC_only | 2017 | 0 | 0 | 0 | 0 | 0 | 0 | 0 | 0 | 0 | 0 | 0 | 0 | 0 | 0 | 0 | 0 | 0 | 0 | 135.3876 | 84.6124 | 268.1301 | 126.9731 | 132.8069 | 126.7204 | 81.1155 | 76.9617 | 57.1547 | 53.9688 | 40770953.213 | 4513235.66 | 385997.013 | 8518439.129 | 27353281.411 | 40.37 |  | 155621570.0617 | 135.3876 | 84.6124 | 268.1301 | 126.9731 | 132.8069 | 126.7204 | 81.1155 | 76.9617 | 57.1547 | 53.9688 | 40770953.213 | 4513235.66 | 385997.013 | 8518439.129 | 27353281.411 | 40.37 | [9 empty] | 155621570.0617 | 0 | 0 | 0 | 0 | [8 empty] | 0 | 0 | 0 | 0 | 0 | 0 | 0 | 0 | 0 | 0 | 0 | 0 | 0 | 0 | 0 | 0 |  |  |  |  | 0 | 0 | 0 |  |  |  |  | 0 | 0
HVDC_only | 2018 | 0 | 0 | 0 | 0 | 0 | 0 | 0 | 0 | 0 | 0 | 0 | 0 | 0 | 0 | 0 | 0 | 0 | 0 | 135.7799 | 81.9117 | 253.6695 | 102.5411 | 107.6094 | 102.5411 | 84.0681 | 79.9122 | 68.7001 | 66.2216 | 41010567.718 | 4564981.652 | 387315.2631 | 8568387.1645 | 27489883.6385 | 0 | 1714652821.0135 | 155584101.2 | 135.7799 | 81.9117 | 253.6695 | 102.5411 | 107.6094 | 102.5411 | 84.0681 | 79.9122 | 68.7001 | 66.2216 | 41010567.718 | 4564981.652 | 387315.2631 | 8568387.1645 | 27489883.6385 | 0 | [8 empty] | 1714652821.0135 | 155584101.2 | 0 | 0 | 0 | 0 | 0 | 0 | 0 | 0 | 0 | 0 | 0 | 0 | 0 | 0 | 0 | 0 | 0 | 0 | 0 | 0 | 0 | 0 | 0 | 0 | 0 | 0 | 0 | 0 | 0 | 0 | 0 | 0 | 0 | 0 | 0 | 1817531990.2743 |  |  | 1817531990.2743 | 0 | 0 | 0 | 0 | 0 | 0
HVDC_only | 2019 | 0 | 0 | 0 | 0 | 0 | 0 | 0 | 0 | 0 | 0 | 0 | 0 | 0 | 0 | 0 | 0 | 0 | 0 | 156.9148 | 104.8307 | 304.144 | 158.526 | 163.7872 | 158.526 | 96.25 | 92.0149 | 70.0331 | 67.355 | 41698415.8096 | 4634500.4494 | 389874.2527 | 8694848.3028 | 27979192.8047 | 0 | 2065248001.0665 | 150953074.5 | 156.9148 | 104.8307 | 304.144 | 158.526 | 163.7872 | 158.526 | 96.25 | 92.0149 | 70.0331 | 67.355 | 41698415.8096 | 4634500.4494 | 389874.2527 | 8694848.3028 | 27979192.8047 | 0 | 0 | 0 | 0 | 0 | 0 | 0 | 0 | 0 | 2065248001.0665 | 150953074.5 | 0 | 0 | 0 | 0 | 0 | 0 | 0 | 0 | 0 | 0 | 0 | 0 | 0 | 0 | 0 | 0 | 0 | 0 | 0 | 0 | 0 | 0 | 0 | 0 | 0 | 0 | 0 | 0 | 0 | 0 | 0 | 0 | 0 | 0 | 0 | 2065248001.0665 | 0 | 0 | 2065248001.0665 | 0 | 0 | 0 | 0 | 0 | 0
HVDC_only | 2020 | 0 | 0 | 0 | 0 | 0 | 0 | 0 | 0 | 0 | 0 | 0 | 0 | 0 | 0 | 0 | 0 | 0 | 0 | 163.0006 | 111.5761 | 307.4235 | 164.5074 | 171.3146 | 164.5074 | 103.8745 | 98.9569 | 77.5546 | 74.6273 | 41986742.2338 | 4675591.2484 | 392563.8181 | 8756515.5907 | 28162071.5767 | 0 | 2245610217.7482 | 126307495.7 | 163.0006 | 111.5761 | 307.4235 | 164.5074 | 171.3146 | 164.5074 | 103.8745 | 98.9569 | 77.5546 | 74.6273 | 41986742.2338 | 4675591.2484 | 392563.8181 | 8756515.5907 | 28162071.5767 | 0 | 95 | 95 | 95 | 95 | 103810702.3 | 103810702.3 | 103810702.3 | 103810702.3 | 2245610217.7482 | 126307495.7 | 0 | 0 | 0 | 0 | 0 | 0 | 0 | 0 | 0 | 0 | 0 | 0 | 0 | 0 | 0 | 0 | 0 | 0 | 0 | 0 | 0 | 0 | 0 | 0 | 0 | 0 | 0 | 0 | 0 | 0 | 0 | 0 | 0 | 0 | 0 | 2118500205.4229 | 97934624.8113 | 97934624.8113 | 2118500205.4229 | 0 | 0 | 0 | 0 | 0 | 0
HVDC_only | 2021 | 0 | 0 | 0 | 0 | 0 | 0 | 0 | 0 | 0 | 0 | 0 | 0 | 0 | 0 | 0 | 0 | 0 | 0 | 163.62 | 112.0028 | 307.4471 | 164.5074 | 172.4371 | 164.5074 | 104.3155 | 98.9569 | 78.6954 | 75.5855 | 42328514.3335 | 4714799.8074 | 394976.5314 | 8830035.2112 | 28388702.7835 | 0 | 2276182673.1072 | 99119072.34 | 163.62 | 112.0028 | 307.4471 | 164.5074 | 172.4371 | 164.5074 | 104.3155 | 98.9569 | 78.6954 | 75.5855 | 42328514.3335 | 4714799.8074 | 394976.5314 | 8830035.2112 | 28388702.7835 | 0 | 17 | 17 | 112 | 112 | 41128931.45 | 41128931.45 | 144939633.75 | 144939633.75 | 2276182673.1072 | 99119072.34 | 0 | 0 | 0 | 0 | 0 | 0 | 0 | 0 | 0 | 0 | 0 | 0 | 0 | 0 | 0 | 0 | 0 | 0 | 0 | 0 | 0 | 0 | 0 | 0 | 0 | 0 | 0 | 0 | 0 | 0 | 0 | 0 | 0 | 0 | 0 | 2025794475.8875 | 36604602.5721 | 36604602.5721 | 2025794475.8875 | 0 | 0 | 0 | 0 | 0 | 0
HVDC_only | 2022 | 468809298.0847 | -13298940.8393 | -140001912.6948 | -423380874.3073 | -107872429.7568 | -81278197.9275 | -6605294.5117 | 0 | 20370935.5431 | -67512556.8961 | 550087496.0122 | -6693646.3277 | -140001912.6948 | -443751809.8504 | -40359872.8607 | -1 | -732856.8382 | 43064750.25 | 165.9922 | 114.1275 | 311.3843 | 168.4498 | 176.7543 | 168.4498 | 104.8503 | 98.9569 | 80.6099 | 77.1888 | 42495337.7504 | 4738709.0309 | 395070.0398 | 8865821.4553 | 28495737.2244 | 1 | 2325892828.5414 | 96271373.37 | 142.5036 | 119.9168 | 213.0005 | 185.521 | 211.0036 | 185.521 | 120.7366 | 98.9569 | 95.5505 | 76.4726 | 42355631.4107 | 4783555.5703 | 378782.7733 | 8803848.1965 | 28389444.8706 | 0 | 0 | 0 | 112 | 112 | 0 | 0 | 144939633.75 | 144939633.75 | 2391676678.6629 | 53206623.15 | -64807679.5068 | -64807679.5068 | -107872429.7568 | -43064750.22 | 65783850.1216 | 22719099.9016 | 65783850.1216 | 22719099.9016 | -42088579.6352 | -42088579.6052 | -42088579.6352 | -42088579.6052 | 393621326.7367 | -11166047.1726 | -117548305.5599 | -355478746.1355 | -90571772.1313 | -54413777.4025 | -68242742.2701 | -5545932.6421 | 0 | 17103830.2954 | -56684844.6168 | 461864069.0068 | -5620114.5305 | -117548305.5599 | -372582576.4309 | -33886927.5146 | 55233389.0742 | 19075394.3705 | -35338383.0572 | -35338383.032 | -615320.7331 | 36157994.7289 | -36157994.7037 | 1952864469.1099 | 0 | 0 | 2008097858.1841 | -54413777.4025 | -90571772.1313 | 55233389.0742 | -35338383.0572 | -35338383.032 | 19075394.3705
HVDC_only | 2023 | 443978232.73 | -15357990.3931 | -136325837.8187 | -271095224.8374 | 21199179.6808 | -99800363.9316 | -8161763.9831 | 0 | 166650229.3941 | 58688101.4794 | 543778596.6616 | -7196226.41 | -136325837.8187 | -437745454.2315 | -37488921.7986 | -4 | -2659962.8143 | 41107788.1183 | 167.6937 | 115.3426 | 308.7244 | 164.5074 | 172.7185 | 164.5074 | 104.9116 | 98.9569 | 86.5853 | 83.0843 | 42257427.6392 | 4725292.4992 | 395721.3212 | 8832021.6514 | 28304392.1675 | 4 | 2386059957.7785 | 93505489.03 | 143.5254 | 120.2358 | 215.2973 | 185.521 | 212.229 | 185.521 | 120.3944 | 98.9569 | 96.1858 | 77.1888 | 42163801.1599 | 4773366.0778 | 381087.5642 | 8779196.0237 | 28230151.4942 | 0 | 0 | 0 | 112 | 112 | 0 | 0 | 144939633.75 | 144939633.75 | 2380229558.8692 | 52397700.8821 | 62306967.7991 | -2500711.7077 | -86673250.076 | -41107788.1479 | -5830398.9093 | -46938187.0572 | 59953451.2123 | -24219087.1556 | 15368780.7715 | 15368780.7419 | -26719798.8637 | -26719798.8633 | 351672344.761 | -12164966.8704 | -107982832.2718 | -214732809.7278 | 16791735.891 | 49352954.3692 | -79051235.8591 | -6464881.5318 | 0 | 132002590.6802 | 46486473.2893 | 430723580.6201 | -5700085.3386 | -107982832.2718 | -346735400.408 | -29694737.3983 | -4618222.0302 | -37179440.5319 | 12173513.8608 | 12173513.8374 | -2106939.6897 | 32561218.4782 | -32561218.5017 | 1889982972.6623 | 0 | 0 | 1885364750.6321 | -5060823.0332 | -73780036.2403 | 50615167.044 | -23164869.1963 | -23164869.1946 | -18104046.1613
HVDC_only | 2024 | 511575750.9252 | -10464306.5942 | -4261183.8141 | -443218882.6438 | 53631377.8731 | -40681009.3042 | -3315081.2047 | 135875915.1547 | 0 | 91879824.6458 | 552256760.2294 | -7149225.3894 | -140137098.9688 | -443218882.6438 | -38248446.7727 | -3 | -1817861.1031 | 39159450.91 | 184.1847 | 131.7366 | 339.4201 | 194.7769 | 202.9149 | 194.7769 | 120.1407 | 114.4504 | 92.2381 | 88.7285 | 42636666.731 | 4766963.9131 | 397628.483 | 8913506.1161 | 28558568.2188 | 3 | 3434799964.8724 | 90819068.77 | 154.9502 | 131.7641 | 232.6452 | 203.2714 | 229.6779 | 203.2714 | 120.6228 | 99.1475 | 107.7964 | 88.7285 | 42471455.1605 | 4811223.1932 | 382894.6308 | 8844670.2056 | 28432667.1308 | 0 | 0 | 0 | 112 | 112 | 0 | 0 | 144939633.75 | 144939633.75 | 3407129984.5057 | 51659617.7892 | 92790828.7831 | 90290117.0754 | -33041872.2029 | -39159450.9808 | -27669980.3667 | -66829431.3476 | 32283470.8456 | -91048518.5031 | 25961397.5064 | 25961397.4355 | -758401.3573 | -758401.4278 | 382279160.9189 | -7819538.6259 | -3184204.4312 | -331198932.4241 | 40076485.4377 | 69338705.1752 | -30399216.683 | -2477221.5239 | 101534388.095 | 0 | 68657949.888 | 412678377.602 | -5342317.1019 | -104718592.5262 | -331198932.4241 | -28581464.4503 | -20676618.9721 | -49938838.7625 | 19399866.4657 | 19399866.4127 | -1358411.5664 | 29262219.7374 | -29262219.7904 | 2566682345.911 | 0 | 0 | 2546005726.9389 | 64277882.1419 | -33703550.8026 | 29938548.0719 | -3765002.7307 | -3765002.7819 | -68042884.9238
HVDC_only | 2025 | 563250075.3145 | -7195462.1174 | -100511682.3427 | -447399785.7132 | 8143145.1412 | 0 | 0 | 35095124.7055 | 0 | 35095124.7055 | 563250075.3145 | -7195462.1174 | -135606807.0482 | -447399785.7132 | -26951979.5643 | -5 | -2774503.3073 | 38373603.9753 | 230.9063 | 176.8341 | 454.7327 | 306.6893 | 316.1699 | 306.6893 | 145.0137 | 138.2039 | 93.5759 | 89.5787 | 42938818.964 | 4803379.3508 | 399422.012 | 8978787.8455 | 28757229.7557 | 5 | 3457733017.0606 | 89600253.61 | 200.274 | 176.0614 | 338.029 | 306.6893 | 334.5202 | 306.6893 | 156.2532 | 134.2783 | 109.169 | 89.5787 | 42755532.0796 | 4846282.8341 | 383184.0587 | 8901125.4414 | 28624939.7454 | 0 | 35 | 35 | 147 | 147 | 113381610.1 | 113381610.1 | 258321243.85 | 258321243.85 | 3436196574.4278 | 51226649.6209 | 46516749.1165 | 136806866.1918 | -24898727.0617 | -38373603.9891 | -21536442.6328 | -59910046.6219 | 10747028.2128 | -150958565.125 | -13393297.4916 | -13393297.5054 | -14151698.8489 | -14151698.9332 | 397069077.4964 | -5072516.863 | -70856769.9048 | -315399194.729 | 5740595.9996 | 32792472.5967 | 0 | 0 | 24740678.0792 | 0 | 24740678.0792 | 397069077.4964 | -5072516.863 | -95597447.984 | -315399194.729 | -19000082.0796 | -15182342.2376 | -42234218.8443 | -9441746.2379 | -9441746.2477 | -1955915.351 | 27051876.597 | -27051876.6068 | 2437565336.4031 | 79929561.132 | 79929561.132 | 2422382994.1656 | 97070354.7386 | -27962954.803 | 14756205.8344 | -13206748.9686 | -13206749.0296 | -110277103.7681
HVDC_only | 2026 | 459564609.8981 | -16192971.5608 | -61604464.5301 | -456944934.4027 | -75177760.5955 | -104737366.2467 | -8501401.7448 | 79950482.251 | 0 | -33288285.7406 | 564301976.1447 | -7691569.816 | -141554946.7811 | -456944934.4027 | -41889474.855 | -6 | -3066159.5535 | 38047203.3794 | 235.6647 | 177.8138 | 464.3522 | 306.6893 | 322.1794 | 306.6893 | 151.512 | 143.1816 | 93.7779 | 89.5787 | 43172409.595 | 4829684.4902 | 401759.2341 | 9029241.8154 | 28911724.0553 | 6 | 3498998446.7844 | 88972624.71 | 212.1154 | 183.7994 | 369.4916 | 328.3149 | 363.2968 | 328.3149 | 158.3704 | 134.2783 | 109.6317 | 89.5787 | 42886711.158 | 4856706.3057 | 384473.0587 | 8930518.8256 | 28715012.968 | 0 | 0 | 0 | 147 | 147 | 0 | 0 | 258321243.85 | 258321243.85 | 3546175326.4448 | 50925421.3185 | -37130557.2161 | 99676308.9757 | -100076487.6572 | -38047203.3915 | 47176879.6604 | 9129676.2688 | 57923907.8732 | -141828888.8562 | -28000880.9352 | -28000880.9473 | -42152579.7841 | -42152579.8805 | 305636712.9818 | -10769250.9272 | -40970487.3667 | -303894479.1582 | -49997504.4703 | -24693941.2094 | -69656330.4844 | -5653917.7062 | 53171636.9585 | 0 | -22138611.2321 | 375293043.4662 | -5115333.221 | -94142124.3252 | -303894479.1582 | -27858893.2382 | 31375319.4166 | 6071756.1477 | -18622185.0536 | -18622185.0617 | -2039171.2226 | 25303563.2609 | -25303563.269 | 2327033807.5875 | 0 | 0 | 2358409127.0041 | 72376413.5292 | -77960459.2732 | 46131525.251 | -31828934.0222 | -31828934.0913 | -104205347.6205
HVDC_only | 2027 | 588948698.414 | -6881058.2123 | 47486232.0331 | -461165005.5187 | 168388866.7161 | 10943551.216 | 886692.7337 | 188174305.8882 | 0 | 200004549.8379 | 578005147.198 | -7767750.946 | -140688073.8551 | -461165005.5187 | -31615683.1218 | -5 | -2367833.5381 | 35905173.3951 | 246.3211 | 187.8969 | 487.3857 | 328.3149 | 343.5412 | 328.3149 | 163.7589 | 155.0971 | 93.8422 | 89.5787 | 43431824.0695 | 4858721.3898 | 404104.8699 | 9085773.7119 | 29083224.0979 | 5 | 3654918283.6274 | 86416434.01 | 211.1643 | 182.9963 | 366.6211 | 326.0706 | 360.7043 | 326.0706 | 158.4999 | 134.2783 | 109.7361 | 89.5787 | 43174683.0834 | 4893328.2963 | 386047.3783 | 8991563.6358 | 28903743.7731 | 0 | 52.5 | 0 | 199.5 | 147 | 291785102 | 0 | 550106345.85 | 258321243.85 | 3531869422.361 | 50511260.6044 | 204294040.1111 | 303970349.0868 | 68312379.0589 | -35905173.4056 | -123048861.2664 | -158954034.672 | -65124953.3932 | -300782923.5282 | 45340005.4497 | 45340005.4392 | 3187425.6656 | 3187425.5587 | 369513699.4706 | -4317261.0503 | 29793449.446 | -289340629.6924 | 105649258.1739 | 128176608.1571 | 6866119.4193 | 556321.9907 | 118062887.4829 | 0 | 125485328.893 | 362647580.0513 | -4873583.041 | -88269438.0369 | -289340629.6924 | -19836070.7191 | -77202377.838 | -99729727.8279 | 28446880.3358 | 28446880.3292 | -1485608.0551 | 22527349.9832 | -22527349.9898 | 2293140947.3912 | 183069582.768 | 0 | 2215938569.5532 | 200553021.6863 | 27688798.9007 | -31070852.5871 | -3382053.6864 | -3382053.762 | -203935075.4484
HVDC_only | 2028 | 861911294.7254 | 13384517.8711 | 141440903.9974 | -463507380.1723 | 553229336.4216 | 264331690.1856 | 21396168.095 | 271461137.1069 | 0 | 557188995.3875 | 597579604.5398 | -8011650.224 | -130020233.1095 | -463507380.1723 | -3959658.9659 | -11 | -4859760.7155 | 33821720.0628 | 273.8666 | 213.1626 | 558.7193 | 393.9318 | 410.2061 | 393.9318 | 174.2124 | 164.1775 | 93.9142 | 89.5787 | 43603632.4841 | 4878428.7078 | 405293.0878 | 9122490.2141 | 29197420.4744 | 11 | 4075852176.4946 | 83933682.88 | 216.9664 | 187.9605 | 382.6943 | 339.9443 | 376.0889 | 339.9443 | 158.6315 | 134.2783 | 109.8149 | 89.5787 | 43374718.9686 | 4913901.9405 | 387341.1682 | 9035937.8422 | 29037538.0177 | 0 | 0 | 0 | 199.5 | 147 | 0 | 0 | 550106345.85 | 258321243.85 | 3918740020.5434 | 50111962.8402 | 587051056.4844 | 891021405.5712 | 621541715.4805 | -33821720.0398 | -157112155.9512 | -190933875.9909 | -222237109.3444 | -491716799.5191 | 396117180.4704 | 396117180.4934 | 399304606.1361 | 399304606.0521 | 510163971.0471 | 7922275.563 | 83718653.7564 | -274349306.1588 | 327455594.2077 | 347474618.3468 | 156457521.2831 | 12664359.0209 | 160677429.9617 | 0 | 329799310.2657 | 353706449.764 | -4742083.4579 | -76958776.2053 | -274349306.1588 | -2343716.058 | -92994443.7094 | -113013467.8349 | 234461150.4983 | 234461150.5119 | -2876484.9006 | 20019024.1391 | -20019024.1255 | 2412490640.8426 | 0 | 0 | 2319496197.1333 | 548027640.0331 | 355144393.1083 | -124065296.2964 | 231079096.8119 | 231079096.7499 | -316948543.2832
HVDC_only | 2029 | 1660616208.9858 | 75545003.9319 | 490846247.6871 | -253825635.9467 | 1973181824.6581 | 1027186772.603 | 83269437.3679 | 619859871.6513 | 221355724.6708 | 1951671806.293 | 633429436.3828 | -7724433.436 | -129013623.9642 | -475181360.6175 | 21510018.3651 | -30 | -12450942.8787 | 31271005.9745 | 362.7102 | 299.3522 | 774.4481 | 602.3656 | 620.3412 | 602.3656 | 216.6236 | 206.0617 | 101.5197 | 97.1356 | 43896189.4211 | 4915304.3601 | 410165.1352 | 9181420.929 | 29389298.9968 | 30 | 5462896577.4238 | 81715220.8768 | 237.5655 | 208.0506 | 437.4976 | 393.9318 | 430.8259 | 393.9318 | 162.8901 | 138.2039 | 110.1573 | 89.5787 | 43612395.3762 | 4940933.5409 | 388835.9875 | 9087952.3815 | 29194673.4663 | 0 | 0 | 0 | 199.5 | 147 | 0 | 0 | 550106345.85 | 258321243.85 | 3945292619.9317 | 50444214.9258 | 2004452830.6326 | 2895474236.2038 | 2594723540.1386 | -31271005.951 | -1517603957.492 | -1548874963.443 | -1739841066.8364 | -2040591762.9621 | 455577867.1661 | 455577867.1896 | 854882473.3022 | 854882473.2418 | 927279417.5583 | 42183935.6176 | 274085980.9769 | -141734909.3598 | 1101814424.7929 | 1119275991.198 | 573575728.7378 | 46497218.9029 | 346126514.7494 | 123603880.4964 | 1089803342.8865 | 353703688.8204 | -4313283.2853 | -72040533.7725 | -265338789.8562 | 12011081.9064 | -847422123.2893 | -864883689.6812 | 254392301.5037 | 254392301.5168 | -6952541.4711 | 17461566.405 | -17461566.3919 | 3050452915.6609 | 0 | 0 | 2203030792.3717 | 1667303631.2311 | 1456958817.9013 | -971487419.5857 | 485471398.3156 | 485471398.2667 | -1181832232.9644
HVDC_only | 2030 | 225671483.3221 | -42895850.9971 | -254625879.7955 | -483561590.7059 | -555411838.1765 | -432013010.2141 | -35211884.937 | -130784102.9256 | 0 | -598008998.0767 | 657684493.5362 | -7683966.0601 | -123841776.87 | -483561590.7059 | 42597159.9002 | -29 | -11386201.0002 | 29292628.3148 | 244.6783 | 176.0614 | 492.3189 | 306.6893 | 332.354 | 306.6893 | 146.4465 | 134.2783 | 94.3687 | 89.5787 | 44377331.2159 | 4971350.8303 | 418213.6112 | 9276105.875 | 29711660.8994 | 29 | 3546773380.7773 | 80589445.7267 | 243.3388 | 210.0789 | 446.7943 | 393.9318 | 437.9054 | 393.9318 | 174.1651 | 148.5094 | 110.7412 | 89.5787 | 43657225.3077 | 4932379.4365 | 389005.1585 | 9103944.3441 | 29231896.3686 | 0 | 0 | 247 | 199.5 | 394 | 0 | 1059312049 | 550106345.85 | 1317633292.85 | 3996619991.77 | 51296817.383 | -526119209.8617 | 2369355026.3422 | 2039311701.9621 | -29292628.3437 | 449846610.9927 | 420553982.649 | -1289994455.8437 | -1620037780.3131 | -105565227.1838 | -105565227.2126 | 749317246.1184 | 749317246.0291 | 118880922.2507 | -22596999.1963 | -134133737.1182 | -254734213.7424 | -292584027.8062 | -277153036.624 | -227579064.5877 | -18549181.7303 | -68895433.9407 | 0 | -315023680.2587 | 346459986.8384 | -4047817.466 | -65238303.1774 | -254734213.7424 | 22439652.4525 | 236973583.0107 | 221542591.8133 | -55610444.7955 | -55610444.8108 | -5998108.6485 | 15430991.1822 | -15430991.1974 | 1868395972.3845 | 0 | 558032372.9102 | 2105369555.3952 | 1390150594.6071 | 1164374790.0951 | -734513836.575 | 429860953.52 | 429860953.4559 | -960289641.1511
HVDC_only | 2031 | -1110326214.0336 | -151694530.0381 | -608346115.3651 | -510290900.2021 | -2380657759.6389 | -1766156670.4081 | -143859440.6037 | -461701116.5726 | -12767079.3805 | -2384484306.9648 | 655830456.3745 | -7835089.4344 | -146644998.7926 | -497523820.8216 | 3826547.3259 | -51 | -19073033.2832 | 33814274.3859 | 220.3218 | 153.946 | 425.7713 | 245.4208 | 266.8083 | 245.4208 | 144.7422 | 134.2783 | 93.8657 | 89.1459 | 44113172.15 | 4924276.3453 | 414937.6484 | 9223638.6148 | 29550319.5415 | 51 | 3213408697.0772 | 85572009.206 | 323.531 | 291.7378 | 650.1936 | 602.3656 | 642.7771 | 602.3656 | 210.865 | 184.4743 | 111.1195 | 89.5787 | 43973993.8366 | 4971689.786 | 391122.2984 | 9172292.0866 | 29438889.6655 | 0 | 0 | 52.5 | 199.5 | 446.5 | 0 | 291785102 | 550106345.85 | 1609418394.85 | 5241847352.0117 | 51757734.7885 | -2346843485.253 | 22511541.0892 | -341346057.6768 | -33814274.4175 | 2028438654.9345 | 1994624380.517 | 738444199.0908 | 374586600.2039 | -352219104.7044 | -352219104.736 | 397098141.414 | 397098141.2931 | -551798111.9511 | -75387534.0511 | -302329381.7876 | -253598943.9126 | -1183113971.7024 | -1166309313.281 | -877725756.47 | -71493734.6413 | -229451310.0659 | -6344847.3144 | -1185015648.4916 | 325927644.5189 | -3893799.4098 | -72878071.7217 | -247254096.5981 | 1901676.7892 | 1008071867.3978 | 991267208.9607 | -175042104.3046 | -175042104.3203 | -9478713.2123 | 16804658.4214 | -16804658.4371 | 1596965675.0993 | 0 | 145008256.4422 | 2605037542.497 | 223841281.3261 | -18739181.6073 | 273558030.8227 | 254818849.2154 | 254818849.1356 | 30977567.8096
HVDC_only | 2032 | 81644472.0298 | -51440206.0414 | -33972830.8808 | -524620165.6651 | -528388730.5574 | -441884707.0509 | -36084444.4242 | 154882720.4892 | 0 | -323086430.9858 | 523529179.0807 | -15355761.6172 | -188855551.37 | -524620165.6651 | -205302299.5716 | -38 | -13624069.6487 | 52586423.22 | 204.15 | 143.3955 | 383.9404 | 218.1719 | 230.5057 | 218.1719 | 139.6245 | 131.1555 | 93.2425 | 88.7285 | 44462421.0436 | 4962196.5423 | 420267.5487 | 9297106.5839 | 29782850.3687 | 38 | 3080363081.2819 | 104311732.36 | 208.7671 | 171.7803 | 367.1933 | 306.6893 | 356.5839 | 306.6893 | 143.1869 | 114.4504 | 110.8146 | 88.7285 | 44346931.8788 | 5021940.0621 | 395040.1926 | 9246077.5387 | 29683874.0854 | 0 | 317 | 70 | 516.5 | 516.5 | 1351331886.6 | 292019837.6 | 1901438232.45 | 1901438232.45 | 3426328357.074 | 51725309.2058 | -475802307.3375 | -453290766.2483 | -869734788.2342 | -52586423.1542 | 345965275.7921 | 293378852.6379 | 1084409474.8829 | 667965452.8418 | -182423454.7653 | -182423454.6996 | 214674686.6486 | 214674686.5935 | 38278114.438 | -24117175.9044 | -15927788.813 | -245962405.5191 | -247729255.7985 | -223074688.5528 | -207172793.9976 | -16917795.642 | 72615063.2364 | 0 | -151475526.4032 | 245450908.4356 | -7199380.2624 | -88542852.0494 | -245962405.5191 | -96253729.3953 | 162202021.6322 | 137547454.4173 | -85527234.1663 | -85527234.1355 | -6387495.4931 | 24654567.2457 | -24654567.2149 | 1444194415.1799 | 633557120.4386 | 136910295.1358 | 1606396436.8122 | 766592.7733 | -266468437.4058 | 435760052.4549 | 169291615.0492 | 169291615.0002 | 168525022.2269
HVDC_only | 2033 | 539418839.5553 | -15494394.8045 | 9285134.5723 | -531456669.6456 | 1752909.6775 | -39003602.2933 | -3175315.5713 | 183914583.8368 | 0 | 141735665.9722 | 578422441.8486 | -12319079.2332 | -174629449.2645 | -531456669.6456 | -139982756.2946 | -13 | -4494689.6477 | 72884405.0876 | 222.454 | 161.3246 | 433.2412 | 266.5618 | 278.4805 | 266.5618 | 142.8951 | 134.2783 | 93.3305 | 88.7285 | 44668491.3909 | 4982052.7919 | 422729.4088 | 9341041.9132 | 29922667.2771 | 13 | 3319992676.4702 | 126499234.54 | 193.5 | 160.2198 | 324.8232 | 274.3805 | 316.436 | 274.3805 | 141.8149 | 114.4504 | 111.1091 | 88.7285 | 44184555.402 | 4994881.7178 | 389501.094 | 9210110.0739 | 29590062.5163 | 0 | 0 | 0 | 516.5 | 516.5 | 0 | 0 | 1901438232.45 | 1901438232.45 | 3222774660.9668 | 53614829.4328 | 74637314.7651 | -378653451.4832 | -867981878.5567 | -72884405.1072 | -97218015.5035 | -170102420.6106 | 987191459.3794 | 497863032.2312 | -95465105.826 | -95465105.8455 | 119209580.8227 | 119209580.748 | 238585472.9399 | -6853185.7645 | 4106823.9757 | -235063797.5102 | 775313.6408 | 33012156.2993 | -17251330.9086 | -1404445.1394 | 81345597.7945 | 0 | 62689821.7465 | 255836803.8485 | -5448740.6251 | -77238773.8188 | -235063797.5102 | -61914508.1056 | -42999622.0123 | -75236464.6794 | -42224308.3714 | -42224308.3801 | -1988005.5658 | 32236842.6585 | -32236842.6671 | 1468435962.5362 | 0 | 0 | 1425436340.524 | 33778749.0726 | -265693123.765 | 392760430.4427 | 127067306.6777 | 127067306.6201 | 93288557.5475
HVDC_only | 2034 | 652907772.4914 | -8990837.9257 | -129968662.0037 | -533903987.9328 | -19955715.3709 | 0 | 0 | 29203266.1671 | 12515026.159 | 41718292.3261 | 652907772.4914 | -8990837.9257 | -159171928.1708 | -546419014.0918 | -61674007.6969 | -10 | -3351495.3232 | 78304468.6122 | 238.2039 | 175.8686 | 476.7301 | 306.6893 | 319.4778 | 306.6893 | 142.9833 | 134.2783 | 93.7974 | 89.1459 | 45007384.179 | 5022804.5074 | 426709.3179 | 9413782.4141 | 30144087.9396 | 10 | 3548408941.634 | 133013269.09 | 204.565 | 175.0682 | 346.8797 | 306.6893 | 341.2791 | 306.6893 | 156.8404 | 131.1555 | 111.502 | 88.7285 | 44549427.1535 | 5041412.6542 | 391865.6309 | 9289770.3012 | 29826378.5672 | 0 | 0 | 0 | 516.5 | 516.5 | 0 | 0 | 1901438232.45 | 1901438232.45 | 3501438763.2743 | 54708800.4582 | 58348753.2413 | -320304698.2418 | -887937593.9276 | -78304468.6318 | -46970178.3597 | -125274646.9914 | 940221281.0198 | 372588385.2397 | -66925893.7305 | -66925893.7501 | 52283687.0922 | 52283686.9979 | 272435601.3433 | -3751562.5332 | -54231381.6447 | -222779479.9517 | -8326822.7862 | 24346896.0651 | 0 | 0 | 12185502.6309 | 5222083.1503 | 17407585.7812 | 272435601.3433 | -3751562.5332 | -66416884.2756 | -228001563.1021 | -25734408.5675 | -19599014.326 | -52272733.1855 | -27925837.1122 | -27925837.1204 | -1398461.8996 | 32673718.8513 | -32673718.8595 | 1480627072.5454 | 0 | 0 | 1461028058.2194 | 58125645.1377 | -274019946.5512 | 373161416.1167 | 99141469.5655 | 99141469.4997 | 41015824.362
HVDC_only | 2035 | 522768034.6118 | -20789107.7574 | 50096915.231 | -339204326.1232 | 212871515.9622 | -144075377.3138 | -11721636.5286 | 220372952.6848 | 215293405.8609 | 279869344.7032 | 666843411.9257 | -9067471.2288 | -170276037.4537 | -554497731.9841 | -66997828.741 | -11 | -3589273.6397 | 74565852.9582 | 228.4282 | 164.3529 | 453.0415 | 278.2774 | 293.2733 | 278.2774 | 140.0699 | 131.1555 | 92.2492 | 87.4955 | 45336904.8742 | 5062439.675 | 430616.5207 | 9484062.6412 | 30359786.0372 | 11 | 3381586779.0706 | 129419261.22 | 197.6279 | 166.7402 | 349.8435 | 306.6893 | 343.4708 | 306.6893 | 134.6749 | 107.7657 | 103.3653 | 80.3658 | 44867348.638 | 5079492.3634 | 394507.4059 | 9359437.3548 | 30033911.514 | 0 | 73.214 | 73.214 | 589.714 | 589.714 | 593115946.1 | 593115946.1 | 2494554178.55 | 2494554178.55 | 3250866526.6911 | 54853408.2287 | 287437368.9204 | -32867329.3214 | -675066077.9654 | -74565852.9913 | -130720252.3795 | -205286105.3708 | 809501028.6403 | 167302279.8689 | 82151263.5828 | 82151263.5497 | 134434950.6749 | 134434950.5475 | 205785694.0688 | -8183555.0104 | 19720464.5062 | -133526522.3977 | 83796081.1668 | 113148652.0757 | -56714736.8541 | -4614178.6585 | 86748993.8552 | 84749449.125 | 110169527.4676 | 262500430.9229 | -3569376.3519 | -67028529.349 | -218275971.5227 | -26373446.3007 | -51457541.5552 | -80810112.4771 | 32338539.6117 | 32338539.5986 | -1412904.2295 | 29352570.9089 | -29352570.9219 | 1331149068.6334 | 233477887.9931 | 233477887.9931 | 1279691527.0782 | 171274297.2134 | -190223865.3844 | 321703874.5615 | 131480009.1771 | 131480009.0983 | -39794288.1151
HVDC_only | 2036 | 672417081.3386 | -9121566.7406 | 77050190.471 | -319517378.6404 | 420828326.4286 | 0 | 0 | 243684704.9663 | 234257357.5627 | 477942062.529 | 672417081.3386 | -9121566.7406 | -166634514.4953 | -553774736.2032 | -57113736.1005 | -7 | -2231507.4959 | 71742318.0641 | 240.2091 | 175.6828 | 482.6552 | 306.6893 | 322.0296 | 306.6893 | 143.2577 | 134.2783 | 93.5286 | 88.7285 | 45549036.1945 | 5084441.6223 | 432523.6267 | 9530201.8794 | 30501869.066 | 7 | 3578723587.0492 | 126829656.5 | 198.1946 | 167.1715 | 350.5157 | 306.6893 | 343.88 | 306.6893 | 135.0429 | 108.5206 | 103.9438 | 81.0008 | 45014912.9165 | 5102512.7035 | 394834.4748 | 9391156.1774 | 30126409.5608 | 0 | 0 | 0 | 589.714 | 589.714 | 0 | 0 | 2494554178.55 | 2494554178.55 | 3268794742.7164 | 55087338.409 | 492570644.4926 | 459703315.1713 | -254237751.5368 | -71742318.091 | -309928844.3328 | -381671162.4238 | 499572184.3075 | -214368882.5549 | 110899482.0958 | 110899482.0688 | 245334432.7707 | 245334432.6164 | 249711778.466 | -3387425.3293 | 28613699.1871 | -118657385.5504 | 156280666.7733 | 182923211.0099 | 0 | 0 | 90495828.7808 | 86994847.3933 | 177490676.1741 | 249711778.466 | -3387425.3293 | -61882129.5937 | -205652232.9438 | -21210009.4008 | -115096545.0821 | -141739089.3287 | 41184121.6912 | 41184121.6812 | -828702.4838 | 26642544.2367 | -26642544.2467 | 1329010604.2237 | 0 | 0 | 1213914059.1417 | 354197508.2233 | -33943198.6111 | 206607329.4794 | 172664130.8684 | 172664130.7795 | -181533377.4438
HVDC_only | 2037 | 676548238.7762 | -9126198.167 | 25864555.2607 | -519850719.1591 | 173435876.7108 | 0 | 0 | 188906476.268 | 34925440.2834 | 223831916.5513 | 676548238.7762 | -9126198.167 | -163041921.0073 | -554776159.4425 | -50396039.8405 | -6 | -1873527.2598 | 70597438.1124 | 240.2788 | 175.6828 | 482.7385 | 306.6893 | 322.1696 | 306.6893 | 143.3475 | 134.2783 | 93.5768 | 88.7285 | 45903232.6807 | 5127272.6806 | 435891.7268 | 9606013.0214 | 30734055.252 | 6 | 3606680915.9371 | 125465844.28 | 202.2764 | 171.2706 | 350.7602 | 306.6893 | 343.8942 | 306.6893 | 140.5724 | 114.4504 | 110.4764 | 87.584 | 45280995.7405 | 5136280.913 | 396628.0075 | 9448662.6845 | 30299424.1356 | 0 | 0 | 0 | 589.714 | 589.714 | 0 | 0 | 2494554178.55 | 2494554178.55 | 3444904947.5189 | 54868406.2405 | 244033314.8232 | 703736629.9944 | -80801874.826 | -70597438.0395 | -161775968.4181 | -232373406.4576 | 337796215.8894 | -446742289.0125 | 11659908.2927 | 11659908.3656 | 256994341.0634 | 256994340.982 | 237024474.8546 | -3197306.8644 | 9061486.3459 | -182126471.7715 | 60762182.5647 | 85495556.677 | 0 | 0 | 66182211.0646 | 12235911.1557 | 78418122.2203 | 237024474.8546 | -3197306.8644 | -57120724.7187 | -194362382.9272 | -17655939.6556 | -56677206.0892 | -81410580.176 | 4084976.4755 | 4084976.501 | -656378.643 | 24733374.1123 | -24733374.0868 | 1263578265.4827 | 0 | 0 | 1206901059.3935 | 439693064.9003 | 26818983.9536 | 149930123.3902 | 176749107.3438 | 176749107.2805 | -262943957.6198
HVDC_only | 2038 | 494800046.7704 | -24450489.8349 | -328128660.8089 | -759765906.3145 | -617545010.188 | -191575916.6693 | -15507938.3479 | -160124186.9905 | -198232306.3231 | -565440348.3308 | 686375963.4397 | -8942551.487 | -168004473.8184 | -561533599.9914 | -52104661.8571 | -4 | -1225514.2059 | 69682632.403 | 234.4214 | 168.9042 | 485.0885 | 306.6893 | 323.4833 | 306.6893 | 123.7343 | 114.4504 | 87.2383 | 82.2708 | 46169617.538 | 5156005.1669 | 438191.4298 | 9664102.7885 | 30911318.1529 | 4 | 3405407110.4293 | 124160493.37 | 220 | 188.3476 | 389.0996 | 343.802 | 381.7994 | 343.802 | 157.8806 | 131.1555 | 111.8347 | 88.7285 | 45555216.9708 | 5167994.264 | 397529.2049 | 9506610.8487 | 30483082.6531 | 0 | 0 | 81.3488 | 589.714 | 671.0628 | 0 | 684493937.7 | 2494554178.55 | 3179048116.25 | 3765325330.7729 | 54477861.0427 | -547862377.7849 | 155874252.2095 | -698346885.0139 | -69682632.3273 | 359918220.3435 | 290235588.0163 | 697714436.2329 | -156506700.9962 | -257626789.8444 | -257626789.7687 | -632448.781 | -632448.7867 | 163537853.0532 | -8081205.0035 | -108450791.515 | -251112516.9707 | -204106660.436 | -181075643.821 | -63318332.9575 | -5125575.39 | -52923127.096 | -65518356.341 | -186885391.7846 | 226856186.0108 | -2955629.6135 | -55527664.4191 | -185594160.6296 | -17221268.6515 | 118957654.5393 | 95926637.9493 | -85149005.8967 | -85149005.8717 | -405048.3896 | 23031016.615 | -23031016.59 | 1125531356.0436 | 0 | 226234152.0177 | 1244489010.5828 | 258617421.0793 | -177287676.4824 | 268887777.9295 | 91600101.4471 | 91600101.4088 | -167017319.6705
HVDC_only | 2039 | 500447074.2328 | -23965790.206 | -19017612.1508 | -577104834.5036 | -119641162.6276 | -172760917.5875 | -13941462.7109 | 161080928.4694 | 0 | -25621451.8291 | 673207991.8204 | -10024327.4951 | -180098540.6202 | -577104834.5036 | -94019710.7985 | -5 | -1504383.1444 | 68876053.5988 | 237.6469 | 172.4749 | 484.5844 | 306.6893 | 323.033 | 306.6893 | 140.0143 | 131.1555 | 87.6892 | 82.9058 | 46358589.7118 | 5185701.389 | 438331.0294 | 9708682.0966 | 31025875.1968 | 5 | 3523433678.3096 | 122910277.79 | 213.9243 | 181.0861 | 387.9821 | 339.9443 | 379.9445 | 339.9443 | 141.8392 | 114.4504 | 106.2037 | 82.9058 | 45873940.753 | 5204373.3655 | 400127.3544 | 9576576.4901 | 30692863.5429 | 0 | 53.3648 | 0 | 643.0788 | 671.0628 | 433373307.4 | 0 | 2927927485.95 | 3179048116.25 | 3577642795.0682 | 54034224.1646 | -50765109.0287 | 105109143.1808 | -817988047.6415 | -68876053.6254 | 54209116.7586 | -14666936.8667 | 751923552.9916 | -171173637.8629 | -65432045.8689 | -65432045.8955 | -66064494.6499 | -66064494.6822 | 156041763.3021 | -7472646.6698 | -5929781.3627 | -179944015.307 | -37304680.0374 | -15828800.9561 | -53867670.725 | -4347013.973 | 50225794.908 | 0 | -7988889.79 | 209909434.0271 | -3125632.6968 | -56155576.2707 | -179944015.307 | -29315790.2474 | 16902658.8457 | -4573220.244 | -20402021.1918 | -20402021.2 | -469073.7755 | 21475879.0814 | -21475879.0896 | 1098623275.7666 | 135127845.7536 | 0 | 1115525934.6122 | 242788620.1233 | -214592356.5198 | 285790436.7752 | 71198080.2553 | 71198080.2088 | -171590539.9145
HVDC_only | 2040 | 460095206.0022 | -27505402.4638 | -63030548.7284 | -578609261.1512 | -209050006.3412 | -214266516.6048 | -17272706.1807 | 117391257.2432 | 1161319.5617 | -112986645.9807 | 674361722.607 | -10232696.2831 | -180421805.9716 | -579770580.7128 | -96063360.3605 | -4 | -1182027.5116 | 67911626.6692 | 253.0471 | 187.5818 | 518.7002 | 339.9443 | 356.7536 | 339.9443 | 143.218 | 134.2783 | 93.4561 | 88.7285 | 46692757.7324 | 5221012.8719 | 441722.5992 | 9781370.6147 | 31248651.6466 | 4 | 3833277351.2198 | 121712085.37 | 233.108 | 199.868 | 430.2534 | 380.9906 | 421.8392 | 380.9906 | 149.5639 | 122.1652 | 111.9148 | 88.691 | 45986485.4728 | 5219204.9004 | 399896.5996 | 9601250.596 | 30766133.3768 | 0 | 0 | 0 | 643.0788 | 671.0628 | 0 | 0 | 2927927485.95 | 3179048116.25 | 3932777013.9958 | 53800458.7761 | -141138379.672 | -36029236.4912 | -1027038053.9827 | -67911626.5939 | 99499662.776 | 31588036.1821 | 851423215.7676 | -139585601.6808 | -109550343.5652 | -109550343.4899 | -175614838.2151 | -175614838.1721 | 135339490.6124 | -8090862.7388 | -18540776.445 | -170201040.233 | -61493188.8045 | -41516616.912 | -63027653.4819 | -5080859.8427 | 34531272.5505 | 341608.4234 | -33235632.3507 | 198367144.0943 | -3010002.8961 | -53072048.9955 | -170542648.6564 | -28257556.4537 | 29268363.3747 | 9291791.5044 | -32224825.4298 | -32224825.4077 | -347699.7787 | 19976571.8924 | -19976571.8703 | 1127579242.9959 | 0 | 0 | 1156847606.3706 | 201272003.2112 | -276085545.3243 | 315058800.1498 | 38973254.8255 | 38973254.8011 | -162298748.4101
HVDC_only | 2041 | 689459785.1938 | -9783802.3743 | -174125150.7742 | -577349945.87 | -71799113.8247 | 0 | 0 | 0 | 0 | 0 | 689459785.1938 | -9783802.3743 | -174125150.7742 | -577349945.87 | -71799113.8247 | -2 | -580135.2768 | 67172186.5844 | 273.7002 | 206.8993 | 575.7399 | 393.9318 | 412.7453 | 393.9318 | 143.8187 | 134.2783 | 93.7717 | 88.7285 | 47021268.7044 | 5256668.9516 | 444012.568 | 9853858.7756 | 31466728.4091 | 2 | 4140401528.2443 | 120563003.47 | 240.5876 | 206.8993 | 444.4401 | 393.9318 | 435.6119 | 393.9318 | 161.5121 | 134.2783 | 112.0447 | 88.7285 | 46368520.3946 | 5266560.867 | 402075.7605 | 9682959.1528 | 31016924.6144 | 0 | 0 | 0 | 643.0788 | 671.0628 | 0 | 0 | 2927927485.95 | 3179048116.25 | 4106460497.9302 | 53390816.8616 | -4626927.2402 | -40656163.7315 | -1098837167.8073 | -67172186.6084 | -33941030.3141 | -101113216.9225 | 817482185.4535 | -240698818.6033 | -105740144.1387 | -105740144.1627 | -281354982.3538 | -281354982.3348 | 191328604.5045 | -2715055.026 | -48320616.8398 | -160217552.6786 | -19924620.0398 | -1283995.8922 | 0 | 0 | 0 | 0 | 0 | 191328604.5045 | -2715055.026 | -48320616.8398 | -160217552.6786 | -19924620.0398 | -9418808.9065 | -28059433.0608 | -29343428.9463 | -29343428.953 | -160990.4962 | 18640624.1476 | -18640624.1543 | 1148982527.3344 | 0 | 0 | 1139563718.4279 | 199988007.319 | -296010165.3641 | 305639991.2433 | 9629825.8792 | 9629825.8482 | -190358181.4709
HVDC_only | 2042 | 662471585.3486 | -11544488.5822 | -140338702.0691 | -565677767.8299 | -55089373.1326 | 0 | 0 | 38558352.0195 | 13105445.7366 | 51663797.756 | 662471585.3486 | -11544488.5822 | -178897054.0886 | -578783213.5664 | -106753170.8887 | -4 | -1137589.8285 | 66542767.5498 | 275.6829 | 207.8578 | 578.2114 | 393.9318 | 414.5778 | 393.9318 | 148.0463 | 138.2039 | 94.3905 | 89.1459 | 47372733.0541 | 5302150.43 | 447194.3907 | 9928891.3913 | 31694496.842 | 4 | 4206749596.1722 | 119460305.63 | 243.5715 | 206.8993 | 452.3326 | 393.9318 | 441.3169 | 393.9318 | 162.168 | 134.2783 | 112.1856 | 88.7285 | 46489410.0326 | 5265288.4993 | 403501.5252 | 9715432.3254 | 31105187.6827 | 0 | 0 | 0 | 643.0788 | 671.0628 | 0 | 0 | 2927927485.95 | 3179048116.25 | 4111997544.3852 | 52917538.059 | 11453394.4171 | -29202769.3143 | -1153926540.9399 | -66542767.571 | -94752051.787 | -161294819.3581 | 722730133.6665 | -401993637.9614 | -149841424.9196 | -149841424.9409 | -431196407.2735 | -431196407.2757 | 173433246.6897 | -3022315.4932 | -36740287.8469 | -148092890.3589 | -14422247.0092 | 2998467.2902 | 0 | 0 | 10094470.9564 | 3430969.8011 | 13525440.7575 | 173433246.6897 | -3022315.4932 | -46834758.8033 | -151523860.16 | -27947687.7667 | -24805827.6542 | -42226541.9592 | -39228074.6634 | -39228074.669 | -297817.9015 | 17420714.2995 | -17420714.305 | 1101315522.9759 | 0 | 0 | 1076509695.3217 | 202986474.6093 | -310432412.3734 | 280834163.5892 | -29598248.7842 | -29598248.8208 | -232584723.4301
HVDC_only | 2043 | -412807420.1091 | -100458728.6636 | -170066707.5902 | -956682085.0247 | -1640014941.3876 | -1158765480.6081 | -92896477.4638 | 0 | -376798568.5954 | -1628460526.6672 | 745958060.499 | -7562251.1999 | -170066707.5902 | -579883516.4293 | -11554414.7203 | -4 | -1113500.2289 | 65790912.3761 | 269.4895 | 198.1313 | 577.2667 | 383.7909 | 409.5037 | 383.7909 | 145.4317 | 134.2783 | 82.5341 | 77.1888 | 47377158.5961 | 5294402.3321 | 444692.4392 | 9940116.2829 | 31697947.5419 | 4 | 3887212620.7341 | 118401439.15 | 316.4719 | 281.6656 | 655.2039 | 602.3656 | 645.8045 | 602.3656 | 162.5493 | 134.2783 | 112.6609 | 89.1459 | 46828920.2146 | 5308520.7713 | 405327.8829 | 9787904.703 | 31327166.8574 | 0 | 0 | 65.0791 | 643.0788 | 736.1419 | 0 | 547595150.1 | 2927927485.95 | 3726643266.35 | 5249069601.4054 | 52610526.8467 | -1574224029.0115 | -1603426798.3258 | -2793941482.3275 | -65790912.3033 | 1361856980.6714 | 1296066068.3681 | 2084587114.3378 | 894072430.4067 | -278157960.7163 | -278157960.6435 | -709354367.9897 | -709354367.9191 | -101954577.3601 | -24811150.9728 | -42002828.5606 | -236279952.5767 | -405048509.4702 | -388799565.438 | -286190216.2603 | -22943437.1494 | 0 | -93061163.4861 | -402194816.8957 | 184235638.9002 | -1867713.8235 | -42002828.5606 | -143218789.0906 | -2853692.5745 | 336349460.1249 | 320100516.1107 | -68699049.3453 | -68699049.3273 | -275010.6701 | 16248944.0322 | -16248944.0142 | 960058130.135 | 0 | 135244255.2465 | 1296407590.2599 | -185813090.8287 | -715480921.8436 | 617183623.7141 | -98297298.1295 | -98297298.1481 | 87515792.6806
HVDC_only | 2044 | -479112159.6058 | -103292035.0086 | -185445866.283 | -603775346.9377 | -1371625407.8351 | -1115002816.2146 | -89229492.2712 | 0 | -1188778.9638 | -1205421087.4495 | 635890656.6088 | -14062542.7374 | -185445866.283 | -602586567.9739 | -166204320.3856 | -5 | -1359597.3015 | 65469253.5748 | 275.2816 | 206.8826 | 580.2513 | 393.9318 | 415.2186 | 393.9318 | 144.2809 | 134.2783 | 93.5605 | 88.691 | 47662478.2365 | 5331938.8823 | 447694.2607 | 9996395.7401 | 31886449.3534 | 5 | 4175221420.6473 | 117384013.49 | 321.1916 | 281.4797 | 668.8972 | 602.3656 | 655.8505 | 602.3656 | 162.7252 | 134.2783 | 112.2984 | 88.7285 | 47245363.8489 | 5366926.514 | 408495.7984 | 9875266.2157 | 31594675.3207 | 0 | 65.0791 | 0 | 708.1579 | 736.1419 | 547595150.1 | 0 | 3475522636.05 | 3726643266.35 | 5269612879.2908 | 51914759.9818 | -1306156154.2603 | -2909582952.5861 | -4165566890.1626 | -65469253.5082 | 1094391458.6435 | 1028922205.1353 | 3178978572.9813 | 1922994635.542 | -277233949.1916 | -277233949.125 | -986588317.1813 | -986588317.0441 | -111632477.0459 | -24066902.699 | -43208632.8766 | -140678828.9685 | -319586841.5899 | -304332595.1669 | -259794129.186 | -20790349.4997 | 0 | -276983.8705 | -280861462.5563 | 148161652.1401 | -3276553.1992 | -43208632.8766 | -140401845.098 | -38725379.0337 | 254991711.0991 | 239737464.6916 | -64595130.4908 | -64595130.4753 | -316784.3093 | 15254246.423 | -15254246.4075 | 972820873.0614 | 127588920.0439 | 0 | 1227812584.1604 | -490145685.9956 | -1035067763.4335 | 872175334.8132 | -162892428.6203 | -162892428.6234 | 327253257.3721
HVDC_only | 2045 | 567973398.0572 | -20267697.1173 | 11796212.93 | 121768282.6426 | 681270196.5125 | -75018591.3026 | -5996737.5603 | 198123445.1663 | 718043796.8038 | 835151913.1072 | 642991989.3598 | -14270959.557 | -186327232.2363 | -596275514.1613 | -153881716.5947 | -5 | -1324949.1692 | 65048974.8472 | 278.173 | 206.8993 | 588.0564 | 393.9318 | 419.707 | 393.9318 | 144.289 | 134.2783 | 93.8869 | 88.7285 | 47858387.2229 | 5337676.0115 | 447887.7461 | 10047376.9649 | 32025446.5004 | 5 | 4188518706.3055 | 116405789.44 | 240.1043 | 197.9739 | 481.2993 | 407.9082 | 466.2348 | 407.9082 | 142.8746 | 114.4504 | 89.787 | 66.2216 | 47525607.761 | 5397311.731 | 410231.5959 | 9936998.7535 | 31781065.6807 | 0 | 81.3488 | 0 | 789.5067 | 736.1419 | 684493937.7 | 0 | 4160016573.75 | 3726643266.35 | 3704701186.0419 | 51356814.5706 | 746319171.3596 | -2163263781.2265 | -3484296693.6502 | -65048974.8694 | -483817520.2636 | -548866495.1329 | 2695161052.7177 | 1374128140.4091 | 197452676.2489 | 197452676.2267 | -789135640.9325 | -789135640.8174 | 124846248.9717 | -4455043.0866 | 2592925.9036 | 26765889.7118 | 149750021.5005 | 164048438.5336 | -16489838.7131 | -1318143.0557 | 43549520.1835 | 157833227.6388 | 183574766.0535 | 141336087.6847 | -3136900.0309 | -40956594.2798 | -131067337.927 | -33824744.553 | -106347943.0521 | -120646360.09 | 43402078.4484 | 43402078.4435 | -291237.115 | 14298417.0331 | -14298417.038 | 920678417.3671 | 150458632.1437 | 0 | 814330474.315 | -326097247.462 | -885317741.933 | 765827391.7611 | -119490350.1719 | -119490350.1799 | 206606897.2821
HVDC_only | 2046 | 1763250447.6515 | 75738193.8637 | 58390220.8517 | 161069933.7757 | 2058448796.1425 | 1117908592.3685 | 89386069.6778 | 237707829.8742 | 718689654.9081 | 2163692146.8286 | 645341855.2829 | -13647875.8141 | -179317609.0225 | -557619721.1324 | -105243350.686 | -4 | -1030342.2699 | 64034209.6805 | 351.534 | 282.2523 | 790.4146 | 602.3656 | 624.6309 | 602.3656 | 148.306 | 138.2039 | 94.1709 | 88.7285 | 48206900.7698 | 5380569.8766 | 450580.6051 | 10121889.3731 | 32253860.915 | 4 | 5329127316.5207 | 115464669.11 | 232.2537 | 192.9729 | 460.7144 | 393.9318 | 447.2991 | 393.9318 | 142.2717 | 114.4504 | 88.9105 | 66.2216 | 47256009.9569 | 5346177.5192 | 407111.8723 | 9892677.3225 | 31610043.2429 | 0 | 0 | 0 | 789.5067 | 736.1419 | 0 | 0 | 4160016573.75 | 3726643266.35 | 3600914639.7476 | 51430459.3994 | 2122483005.823 | -40780775.4035 | -1425847897.5077 | -64034209.7106 | -1728212676.7731 | -1792246886.4837 | 966948375.9446 | -418118746.0746 | 330236119.3694 | 330236119.3394 | -458899521.563 | -458899521.4781 | 365641633.6224 | 15705674.1252 | 12108260.496 | 33400742.2438 | 426856310.4874 | 440134953.386 | 231818414.9612 | 18535806.1775 | 49292985.7785 | 149033201.6295 | 448680408.5467 | 133823218.6612 | -2830132.0523 | -37184725.2826 | -115632459.3857 | -21824098.0594 | -358375922.8441 | -371654565.749 | 68480387.6433 | 68480387.6371 | -213659.966 | 13278642.8987 | -13278642.9049 | 1105090215.851 | 0 | 0 | 746714293.007 | 114037705.9241 | -458461431.4456 | 407451468.917 | -51009962.5286 | -51009962.5428 | -165047668.4669
HVDC_only | 2047 | 811156245.2268 | -4828652.7845 | -96554949.3835 | -546960721.9939 | 162811921.0649 | 0 | 0 | 53391411.4771 | 0 | 53391411.4771 | 811156245.2268 | -4828652.7845 | -149946360.8606 | -546960721.9939 | 109420509.5878 | -4 | -998985.6415 | 63300860.4097 | 347.0625 | 272.5934 | 803.8598 | 602.3656 | 633.6968 | 602.3656 | 146.4108 | 134.2783 | 74.31 | 68.7759 | 48475008.2053 | 5430888.0832 | 451975.8938 | 10202126.894 | 32390017.3343 | 5 | 4955878823.8153 | 114558686.44 | 305.4358 | 271.5525 | 654.7772 | 602.3656 | 645.2756 | 602.3656 | 155.9842 | 128.9895 | 91.1287 | 68.7759 | 47718928.3162 | 5408529.2976 | 410048.2391 | 9988494.7164 | 31911856.0629 | 1 | 0 | 81.3488 | 789.5067 | 817.4907 | 0 | 684621884.2 | 4160016573.75 | 4411265150.55 | 4885173670.4404 | 51257826.1007 | 226112781.4746 | 185332006.0711 | -1263035976.4427 | -63300860.3393 | -70705153.375 | -134006013.7143 | 896243222.5697 | -552124759.7888 | 92106767.6899 | 92106767.7604 | -366792753.8731 | -366792753.7177 | 158686612.323 | -944630.0352 | -18889058.5641 | -107002004.3089 | 31850919.4149 | 44234475.7946 | 0 | 0 | 10444969.4671 | 0 | 10444969.4671 | 158686612.323 | -944630.0352 | -29334028.0312 | -107002004.3089 | 21405949.9478 | -13832059.272 | -26215615.638 | 18018860.1429 | 18018860.1566 | -195431.704 | 12383556.3797 | -12383556.366 | 969519283.4456 | 0 | 133932677.1694 | 955687224.1736 | 158272181.7187 | -426610512.0308 | 393619409.645 | -32991102.3857 | -32991102.3862 | -191263284.1049
HVDC_only | 2048 | -368300556.6631 | -98647880.3507 | -84123558.1224 | -581545304.0637 | -1132617299.1999 | -1137560282.6691 | -90554263.808 | 96310205.3881 | 0 | -1131804341.0889 | 769259726.0059 | -8093616.5427 | -180433763.5105 | -581545304.0637 | -812958.1109 | -2 | -483104.2709 | 63316062.3372 | 271.2506 | 194.8421 | 602.71 | 393.9318 | 429.5233 | 393.9318 | 134.4225 | 123.9476 | 71.0895 | 66.2216 | 48634808.1421 | 5448332.6094 | 454821.3711 | 10209610.3693 | 32522043.7923 | 4 | 3726092627.0057 | 113685998.53 | 307.2214 | 267.5533 | 670.276 | 602.3656 | 656.5968 | 602.3656 | 142.4979 | 114.4504 | 88.7827 | 66.2216 | 48147460.8454 | 5466980.0405 | 414080.3621 | 10072346.214 | 32194054.2288 | 2 | 65.0791 | 65.0791 | 854.5858 | 882.5698 | 547697507.4 | 547697507.4 | 4707714081.15 | 4958962657.95 | 4782774750.1486 | 50369936.2652 | -1069301236.8627 | -883969230.7916 | -2395653275.6426 | -63316062.2648 | 1056682123.143 | 993366060.8782 | 1952925345.7127 | 441241301.0894 | -75935176.0569 | -75935175.9845 | -442727929.93 | -442727929.7022 | -67972349.6232 | -18206131.0836 | -15525569.5404 | -107328104.7622 | -209032155.0095 | -197346749.033 | -209944415.9183 | -16712399.6097 | 17774697.4162 | 0 | -208882118.1118 | 141972066.2951 | -1493731.4739 | -33300266.9566 | -107328104.7622 | -150036.8977 | 195017806.5588 | 183332400.5958 | -14014348.4506 | -14014348.4373 | -89160.1487 | 11685405.9764 | -11685405.963 | 687675503.5775 | 101081265.7956 | 101081265.7956 | 882693310.1363 | -39074567.3144 | -635642667.0402 | 588637216.2038 | -47005450.8364 | -47005450.8235 | -7930883.5091
HVDC_only | 2049 | -475546795.4816 | -104509118.4423 | -181108952.8788 | -599204259.4744 | -1360369126.2771 | -1140240305.3184 | -90463262.1616 | 4835513.1364 | 0 | -1225868054.3436 | 664693509.8368 | -14045856.2807 | -185944466.0152 | -599204259.4744 | -134501071.9335 | -5 | -1165614.2998 | 63070798.9146 | 267.0171 | 194.9856 | 591.4527 | 393.9318 | 421.5424 | 393.9318 | 134.5355 | 124.6767 | 70.471 | 66.2216 | 48722616.484 | 5447370.4802 | 453151.5776 | 10241867.8901 | 32580226.5361 | 6 | 3730674243.1366 | 112844877.41 | 311.4999 | 269.4726 | 677.2864 | 602.3656 | 661.5598 | 602.3656 | 152.0519 | 124.2018 | 88.6021 | 66.2216 | 48357310.0885 | 5493657.9805 | 414876.9611 | 10125245.1616 | 32323529.9852 | 1 | 0 | 0 | 854.5858 | 882.5698 | 0 | 0 | 4707714081.15 | 4958962657.95 | 4862126751.9228 | 49774078.4697 | -1297298327.3626 | -2181267558.1541 | -3756022401.9198 | -63070798.9403 | 1131452508.7862 | 1068381709.846 | 3084377854.4989 | 1509623010.9353 | -228916617.4909 | -228916617.5166 | -671644547.4209 | -671644547.2188 | -82797514.8154 | -18196096.2933 | -31532903.4948 | -104327532.0593 | -236854046.6629 | -225872781.6072 | -198527388.8286 | -15750570.4176 | 841911.8252 | 0 | -213436047.4209 | 115729874.0131 | -2445525.8758 | -32374815.32 | -104327532.0593 | -23417999.242 | 196997344.4239 | 186016079.3638 | -39856702.239 | -39856702.2434 | -202945.2583 | 10981265.0557 | -10981265.0601 | 649548180.8574 | 0 | 0 | 846545525.2814 | -264947348.9216 | -872496713.7031 | 785634560.6278 | -86862153.0753 | -86862153.0669 | 178085195.8547
Half_demand | 2008 | 0 | 0 | 0 | 0 | 0 | 0 | 0 | 0 | 0 | 0 | 0 | 0 | 0 | 0 | 0 | 0 | 0 | 0 | 222.835 | 177.0197 | 355.9702 | 236.8084 | 247.7358 | 236.6214 | 177.2594 | 170.1169 | 139.5568 | 132.0416 | 41261560.177 | 4827744.252 | 282869.1125 | 8626822.428 | 27524124.3845 | 0 |  | 100822072.5524 | 222.835 | 177.0197 | 355.9702 | 236.8084 | 247.7358 | 236.6214 | 177.2594 | 170.1169 | 139.5568 | 132.0416 | 41261560.177 | 4827744.252 | 282869.1125 | 8626822.428 | 27524124.3845 | 0 | [9 empty] | 100822072.5524 | 0 | 0 | 0 | 0 | [8 empty] | 0 | 0 | 0 | 0 | 0 | 0 | 0 | 0 | 0 | 0 | 0 | 0 | 0 | 0 | 0 | 0 |  |  |  |  | 0 | 0 | 0 |  |  |  |  | 0 | 0
Half_demand | 2009 | 0 | 0 | 0 | 0 | 0 | 0 | 0 | 0 | 0 | 0 | 0 | 0 | 0 | 0 | 0 | 0 | 0 | 0 | 98.4761 | 62.53 | 195.022 | 95.401 | 109.1309 | 95.1257 | 63.4507 | 59.672 | 39.2003 | 37.3931 | 39602848.455 | 4781931.383 | 228048.021 | 8373054.736 | 26219814.315 | -269.825 |  | 110628296.0159 | 98.4761 | 62.53 | 195.022 | 95.401 | 109.1309 | 95.1257 | 63.4507 | 59.672 | 39.2003 | 37.3931 | 39602848.455 | 4781931.383 | 228048.021 | 8373054.736 | 26219814.315 | -269.825 | [9 empty] | 110628296.0159 | 0 | 0 | 0 | 0 | [8 empty] | 0 | 0 | 0 | 0 | 0 | 0 | 0 | 0 | 0 | 0 | 0 | 0 | 0 | 0 | 0 | 0 |  |  |  |  | 0 | 0 | 0 |  |  |  |  | 0 | 0
Half_demand | 2010 | 0 | 0 | 0 | 0 | 0 | 0 | 0 | 0 | 0 | 0 | 0 | 0 | 0 | 0 | 0 | 0 | 0 | 0 | 115.9474 | 75.0646 | 201.1316 | 87.9426 | 97.9933 | 87.7062 | 84.4326 | 79.755 | 64.8128 | 62.6532 | 40939219.298 | 4741764.959 | 250531.468 | 8609720.309 | 27337202.562 | -102.054 |  | 115634004.5155 | 115.9474 | 75.0646 | 201.1316 | 87.9426 | 97.9933 | 87.7062 | 84.4326 | 79.755 | 64.8128 | 62.6532 | 40939219.298 | 4741764.959 | 250531.468 | 8609720.309 | 27337202.562 | -102.054 | [9 empty] | 115634004.5155 | 0 | 0 | 0 | 0 | [8 empty] | 0 | 0 | 0 | 0 | 0 | 0 | 0 | 0 | 0 | 0 | 0 | 0 | 0 | 0 | 0 | 0 |  |  |  |  | 0 | 0 | 0 |  |  |  |  | 0 | 0
Half_demand | 2011 | 0 | 0 | 0 | 0 | 0 | 0 | 0 | 0 | 0 | 0 | 0 | 0 | 0 | 0 | 0 | 0 | 0 | 0 | 101.3344 | 67.4736 | 181.5052 | 90.6321 | 95.3539 | 89.6583 | 72.3432 | 65.7461 | 52.5564 | 49.6632 | 41114178.262 | 4752964.725 | 275946.602 | 8622751.24 | 27462515.695 | 66.336 |  | 108065577.627 | 101.3344 | 67.4736 | 181.5052 | 90.6321 | 95.3539 | 89.6583 | 72.3432 | 65.7461 | 52.5564 | 49.6632 | 41114178.262 | 4752964.725 | 275946.602 | 8622751.24 | 27462515.695 | 66.336 | [9 empty] | 108065577.627 | 0 | 0 | 0 | 0 | [8 empty] | 0 | 0 | 0 | 0 | 0 | 0 | 0 | 0 | 0 | 0 | 0 | 0 | 0 | 0 | 0 | 0 |  |  |  |  | 0 | 0 | 0 |  |  |  |  | 0 | 0
Half_demand | 2012 | 0 | 0 | 0 | 0 | 0 | 0 | 0 | 0 | 0 | 0 | 0 | 0 | 0 | 0 | 0 | 0 | 0 | 0 | 153.4623 | 110.6784 | 242.8116 | 128.5609 | 135.7194 | 128.2835 | 120.4356 | 114.6827 | 99.7791 | 94.5508 | 40660356.413 | 4636441.846 | 296628.236 | 8528166.74 | 27199119.591 | 59.13 |  | 101290563.8065 | 153.4623 | 110.6784 | 242.8116 | 128.5609 | 135.7194 | 128.2835 | 120.4356 | 114.6827 | 99.7791 | 94.5508 | 40660356.413 | 4636441.846 | 296628.236 | 8528166.74 | 27199119.591 | 59.13 | [9 empty] | 101290563.8065 | 0 | 0 | 0 | 0 | [8 empty] | 0 | 0 | 0 | 0 | 0 | 0 | 0 | 0 | 0 | 0 | 0 | 0 | 0 | 0 | 0 | 0 |  |  |  |  | 0 | 0 | 0 |  |  |  |  | 0 | 0
Half_demand | 2013 | 0 | 0 | 0 | 0 | 0 | 0 | 0 | 0 | 0 | 0 | 0 | 0 | 0 | 0 | 0 | 0 | 0 | 0 | 128.9149 | 79.1418 | 224.721 | 86.4201 | 90.5413 | 85.5662 | 91.7316 | 86.131 | 72.7679 | 70.2336 | 40064639.297 | 4495056.824 | 315107.072 | 8408150.725 | 26846324.676 | 44.402 |  | 141601259.1533 | 128.9149 | 79.1418 | 224.721 | 86.4201 | 90.5413 | 85.5662 | 91.7316 | 86.131 | 72.7679 | 70.2336 | 40064639.297 | 4495056.824 | 315107.072 | 8408150.725 | 26846324.676 | 44.402 | [9 empty] | 141601259.1533 | 0 | 0 | 0 | 0 | [8 empty] | 0 | 0 | 0 | 0 | 0 | 0 | 0 | 0 | 0 | 0 | 0 | 0 | 0 | 0 | 0 | 0 |  |  |  |  | 0 | 0 | 0 |  |  |  |  | 0 | 0
Half_demand | 2014 | 0 | 0 | 0 | 0 | 0 | 0 | 0 | 0 | 0 | 0 | 0 | 0 | 0 | 0 | 0 | 0 | 0 | 0 | 124.2496 | 77.7268 | 221.5562 | 92.3317 | 97.0214 | 91.9174 | 84.5437 | 79.9298 | 67.6962 | 65.033 | 40093316.445 | 4491379.478 | 338160.091 | 8413164.722 | 26850612.154 | -9.904 |  | 175441488.8446 | 124.2496 | 77.7268 | 221.5562 | 92.3317 | 97.0214 | 91.9174 | 84.5437 | 79.9298 | 67.6962 | 65.033 | 40093316.445 | 4491379.478 | 338160.091 | 8413164.722 | 26850612.154 | -9.904 | [9 empty] | 175441488.8446 | 0 | 0 | 0 | 0 | [8 empty] | 0 | 0 | 0 | 0 | 0 | 0 | 0 | 0 | 0 | 0 | 0 | 0 | 0 | 0 | 0 | 0 |  |  |  |  | 0 | 0 | 0 |  |  |  |  | 0 | 0
Half_demand | 2015 | 0 | 0 | 0 | 0 | 0 | 0 | 0 | 0 | 0 | 0 | 0 | 0 | 0 | 0 | 0 | 0 | 0 | 0 | 126.5799 | 74.1005 | 223.882 | 75.9142 | 79.3821 | 75.4536 | 79.8433 | 76.4746 | 73.7905 | 71.6092 | 41050345.9 | 4591697.434 | 371084.042 | 8612380.534 | 27475183.89 | 111.76 |  | 183604863.8889 | 126.5799 | 74.1005 | 223.882 | 75.9142 | 79.3821 | 75.4536 | 79.8433 | 76.4746 | 73.7905 | 71.6092 | 41050345.9 | 4591697.434 | 371084.042 | 8612380.534 | 27475183.89 | 111.76 | [9 empty] | 183604863.8889 | 0 | 0 | 0 | 0 | [8 empty] | 0 | 0 | 0 | 0 | 0 | 0 | 0 | 0 | 0 | 0 | 0 | 0 | 0 | 0 | 0 | 0 |  |  |  |  | 0 | 0 | 0 |  |  |  |  | 0 | 0
Half_demand | 2016 | 0 | 0 | 0 | 0 | 0 | 0 | 0 | 0 | 0 | 0 | 0 | 0 | 0 | 0 | 0 | 0 | 0 | 0 | 118.9116 | 66.8003 | 221.8348 | 76.7035 | 83.2582 | 76.3436 | 68.0214 | 63.9106 | 63.2479 | 60.1327 | 41030948.485 | 4544238.781 | 372593.37 | 8584774.075 | 27529342.259 | -65.832 |  | 176394458.0176 | 118.9116 | 66.8003 | 221.8348 | 76.7035 | 83.2582 | 76.3436 | 68.0214 | 63.9106 | 63.2479 | 60.1327 | 41030948.485 | 4544238.781 | 372593.37 | 8584774.075 | 27529342.259 | -65.832 | [9 empty] | 176394458.0176 | 0 | 0 | 0 | 0 | [8 empty] | 0 | 0 | 0 | 0 | 0 | 0 | 0 | 0 | 0 | 0 | 0 | 0 | 0 | 0 | 0 | 0 |  |  |  |  | 0 | 0 | 0 |  |  |  |  | 0 | 0
Half_demand | 2017 | 0 | 0 | 0 | 0 | 0 | 0 | 0 | 0 | 0 | 0 | 0 | 0 | 0 | 0 | 0 | 0 | 0 | 0 | 135.3876 | 84.6124 | 268.1301 | 126.9731 | 132.8069 | 126.7204 | 81.1155 | 76.9617 | 57.1547 | 53.9688 | 40770953.213 | 4513235.66 | 385997.013 | 8518439.129 | 27353281.411 | 40.37 |  | 155621570.0617 | 135.3876 | 84.6124 | 268.1301 | 126.9731 | 132.8069 | 126.7204 | 81.1155 | 76.9617 | 57.1547 | 53.9688 | 40770953.213 | 4513235.66 | 385997.013 | 8518439.129 | 27353281.411 | 40.37 | [9 empty] | 155621570.0617 | 0 | 0 | 0 | 0 | [8 empty] | 0 | 0 | 0 | 0 | 0 | 0 | 0 | 0 | 0 | 0 | 0 | 0 | 0 | 0 | 0 | 0 |  |  |  |  | 0 | 0 | 0 |  |  |  |  | 0 | 0
Half_demand | 2018 | 0 | 0 | 0 | 0 | 0 | 0 | 0 | 0 | 0 | 0 | 0 | 0 | 0 | 0 | 0 | 0 | 0 | 0 | 135.8073 | 81.9117 | 253.7494 | 102.5411 | 107.6094 | 102.5411 | 84.0681 | 79.9122 | 68.7001 | 66.2216 | 40988039.831 | 4562473.9559 | 387102.3748 | 8563680.1738 | 27474783.3266 | 0 | 1713558061.2635 | 155584101.2 | 135.8073 | 81.9117 | 253.7494 | 102.5411 | 107.6094 | 102.5411 | 84.0681 | 79.9122 | 68.7001 | 66.2216 | 40988039.831 | 4562473.9559 | 387102.3748 | 8563680.1738 | 27474783.3266 | 0 | [8 empty] | 1713558061.2635 | 155584101.2 | 0 | 0 | 0 | 0 | 0 | 0 | 0 | 0 | 0 | 0 | 0 | 0 | 0 | 0 | 0 | 0 | 0 | 0 | 0 | 0 | 0 | 0 | 0 | 0 | 0 | 0 | 0 | 0 | 0 | 0 | 0 | 0 | 0 | 0 | 0 | 1816371544.9393 |  |  | 1816371544.9393 | 0 | 0 | 0 | 0 | 0 | 0
Half_demand | 2019 | 0 | 0 | 0 | 0 | 0 | 0 | 0 | 0 | 0 | 0 | 0 | 0 | 0 | 0 | 0 | 0 | 0 | 0 | 156.9606 | 104.8307 | 304.2864 | 158.526 | 163.7802 | 158.526 | 96.2446 | 92.0149 | 70.0288 | 67.355 | 41653327.8038 | 4629478.1954 | 389447.1758 | 8685432.3504 | 27948970.0822 | 0 | 2063245323.0899 | 150953074.5 | 156.9606 | 104.8307 | 304.2864 | 158.526 | 163.7802 | 158.526 | 96.2446 | 92.0149 | 70.0288 | 67.355 | 41653327.8038 | 4629478.1954 | 389447.1758 | 8685432.3504 | 27948970.0822 | 0 | 0 | 0 | 0 | 0 | 0 | 0 | 0 | 0 | 2063245323.0899 | 150953074.5 | 0 | 0 | 0 | 0 | 0 | 0 | 0 | 0 | 0 | 0 | 0 | 0 | 0 | 0 | 0 | 0 | 0 | 0 | 0 | 0 | 0 | 0 | 0 | 0 | 0 | 0 | 0 | 0 | 0 | 0 | 0 | 0 | 0 | 0 | 0 | 2063245323.0899 | 0 | 0 | 2063245323.0899 | 0 | 0 | 0 | 0 | 0 | 0
Half_demand | 2020 | 0 | 0 | 0 | 0 | 0 | 0 | 0 | 0 | 0 | 0 | 0 | 0 | 0 | 0 | 0 | 0 | 0 | 0 | 162.178 | 110.6922 | 307.6213 | 164.5074 | 171.2969 | 164.5074 | 99.3716 | 94.4661 | 77.5455 | 74.6273 | 41918544.9162 | 4667985.5224 | 391920.0492 | 8742277.222 | 28116362.1226 | 0 | 2220319698.5241 | 126307495.7 | 162.178 | 110.6922 | 307.6213 | 164.5074 | 171.2969 | 164.5074 | 99.3716 | 94.4661 | 77.5455 | 74.6273 | 41918544.9162 | 4667985.5224 | 391920.0492 | 8742277.222 | 28116362.1226 | 0 | 95 | 95 | 95 | 95 | 103810702.3 | 103810702.3 | 103810702.3 | 103810702.3 | 2220319698.5241 | 126307495.7 | 0 | 0 | 0 | 0 | 0 | 0 | 0 | 0 | 0 | 0 | 0 | 0 | 0 | 0 | 0 | 0 | 0 | 0 | 0 | 0 | 0 | 0 | 0 | 0 | 0 | 0 | 0 | 0 | 0 | 0 | 0 | 0 | 0 | 0 | 0 | 2094641225.0228 | 97934624.8113 | 97934624.8113 | 2094641225.0228 | 0 | 0 | 0 | 0 | 0 | 0
Half_demand | 2021 | 0 | 0 | 0 | 0 | 0 | 0 | 0 | 0 | 0 | 0 | 0 | 0 | 0 | 0 | 0 | 0 | 0 | 0 | 163.6951 | 112.0028 | 307.7444 | 164.5074 | 172.4067 | 164.5074 | 104.2132 | 98.9569 | 78.6811 | 75.5855 | 42214095.7656 | 4702999.1996 | 393032.7222 | 8806356.3662 | 28311707.4775 | 0 | 2272593588.202 | 99119072.34 | 163.6951 | 112.0028 | 307.7444 | 164.5074 | 172.4067 | 164.5074 | 104.2132 | 98.9569 | 78.6811 | 75.5855 | 42214095.7656 | 4702999.1996 | 393032.7222 | 8806356.3662 | 28311707.4775 | 0 | 17 | 17 | 112 | 112 | 41128931.45 | 41128931.45 | 144939633.75 | 144939633.75 | 2272593588.202 | 99119072.34 | 0 | 0 | 0 | 0 | 0 | 0 | 0 | 0 | 0 | 0 | 0 | 0 | 0 | 0 | 0 | 0 | 0 | 0 | 0 | 0 | 0 | 0 | 0 | 0 | 0 | 0 | 0 | 0 | 0 | 0 | 0 | 0 | 0 | 0 | 0 | 2022600203.0989 | 36604602.5721 | 36604602.5721 | 2022600203.0989 | 0 | 0 | 0 | 0 | 0 | 0
Half_demand | 2022 | 452325747.9561 | -14262474.3245 | -135500235.5377 | -428123108.309 | -125560070.2151 | -99893112.7852 | -8114643.2821 | 0 | 0 | -108007756.0673 | 552218860.7413 | -6147831.0424 | -135500235.5377 | -428123108.309 | -17552314.1478 | -1 | -732856.8382 | 19236100.5927 | 164.228 | 112.3979 | 307.6167 | 164.5074 | 172.7637 | 164.5074 | 104.6101 | 98.9569 | 79.7891 | 76.4726 | 42433739.0881 | 4730524.172 | 394093.366 | 8853718.3929 | 28455403.1572 | 1 | 2291174825.6284 | 96271373.37 | 141.9119 | 119.9168 | 212.5571 | 185.521 | 209.6565 | 185.521 | 120.0248 | 98.9569 | 94.9222 | 76.4726 | 42313813.8635 | 4776961.9248 | 378230.7316 | 8795899.3803 | 28362721.8269 | 0 | 0 | 0 | 112 | 112 | 0 | 0 | 144939633.75 | 144939633.75 | 2389903790.7058 | 77035273.0044 | -106323969.6224 | -106323969.6224 | -125560070.2151 | -19236100.3656 | 98728965.0774 | 79492864.7119 | 98728965.0774 | 79492864.7119 | -26831105.1377 | -26831104.9105 | -26831105.1377 | -26831104.9105 | 379781420.196 | -11975048.4666 | -113768610.6129 | -359460417.248 | -105422656.1315 | -89271655.1435 | -83872183.7365 | -6813210.9746 | 0 | 0 | -90685394.7112 | 463653603.9325 | -5161837.492 | -113768610.6129 | -359460417.248 | -14737261.4204 | 82894742.8728 | 66743742.0756 | -22527913.2587 | -22527913.068 | -615320.7331 | 16151000.988 | -16151000.7973 | 1923714564.3958 | 0 | 0 | 2006609307.2686 | -89271655.1435 | -105422656.1315 | 82894742.8728 | -22527913.2587 | -22527913.068 | 66743742.0756
Half_demand | 2023 | 446416142.5154 | -14745116.1835 | -127209867.1327 | -360271095.7794 | -55809936.5802 | -99554096.8246 | -8137881.0911 | 4587211.1585 | 62186377.4119 | -40918389.3453 | 545970239.34 | -6607235.0924 | -131797078.2912 | -422457473.1912 | -14891547.2348 | -4 | -2659962.8143 | 18500511.118 | 165.1498 | 112.7169 | 308.9926 | 164.5074 | 172.9427 | 164.5074 | 104.8949 | 98.9569 | 80.6666 | 77.1888 | 42145527.155 | 4711202.1339 | 394345.9128 | 8808890.5259 | 28231088.5824 | 4 | 2274900292.9453 | 93505489.03 | 141.9268 | 119.1513 | 214.8205 | 185.521 | 211.0842 | 185.521 | 119.384 | 98.4348 | 93.4478 | 74.9843 | 42097096.6821 | 4764017.579 | 380189.8803 | 8766045.6596 | 28186843.5632 | 0 | 0 | 0 | 112 | 112 | 0 | 0 | 144939633.75 | 144939633.75 | 2333803592.2835 | 75004978.0697 | -37309425.4622 | -143633395.0846 | -181370006.7953 | -18500510.9603 | 58903299.3381 | 40402788.3778 | 157632264.4156 | 119895653.0897 | 3093362.758 | 3093362.9156 | -23737742.3797 | -23737741.9949 | 353603397.6536 | -11679513.0926 | -100762129.6572 | -285368452.0146 | -44206697.1109 | -29552559.4876 | -78856169.2442 | -6445964.0444 | 3633500.8906 | 49257435.4877 | -32411196.9103 | 432459566.8978 | -5233549.0482 | -104395630.5478 | -334625887.5023 | -11795500.2005 | 46656930.1495 | 32002792.6512 | 2450233.0387 | 2450233.1636 | -2106939.6897 | 14654137.6232 | -14654137.4983 | 1801934106.5403 | 0 | 0 | 1848591036.6899 | -118824214.6312 | -149629353.2424 | 129551673.0224 | -20077680.22 | -20077679.9044 | 98746534.7268
Half_demand | 2024 | 497932707.6151 | -11295947.9465 | -55584640.8488 | -429602902.8219 | 1449215.9978 | -57035978.4201 | -4653296.4088 | 80074627.2492 | 0 | 18385352.4203 | 554968686.0352 | -6642651.5377 | -135659268.098 | -429602902.8219 | -16936136.4225 | -3 | -1817861.1031 | 17653353.9222 | 179.7149 | 127.1569 | 330.6663 | 185.521 | 193.7026 | 185.521 | 113.6578 | 108.0092 | 92.1146 | 88.7285 | 42425687.0036 | 4743526.6702 | 396515.856 | 8869617.7881 | 28416026.6894 | 3 | 3237850563.5137 | 90819068.77 | 152.3003 | 129.654 | 226.3129 | 197.479 | 222.7492 | 197.479 | 119.9508 | 98.9569 | 107.2504 | 88.7285 | 42352876.8699 | 4795829.019 | 381755.1722 | 8821806.1352 | 28353486.5435 | 0 | 0 | 0 | 112 | 112 | 0 | 0 | 144939633.75 | 144939633.75 | 3396254642.1074 | 73165714.9549 | 19102569.92 | -124530825.1646 | -179920790.7975 | -17653353.8151 | 158404078.5937 | 140750724.7786 | 316036343.0093 | 260646377.8682 | 159853294.5915 | 159853294.6986 | 136115552.2118 | 136115552.7037 | 372084285.3027 | -8440989.4233 | -41536077.1601 | -321024280.2207 | 1082938.4986 | 14274551.4955 | -42620601.0218 | -3477213.7722 | 59836419.6512 | 0 | 13738604.8571 | 414704886.3245 | -4963775.6511 | -101372496.8112 | -321024280.2207 | -12655666.3585 | 118368742.3445 | 105177129.4276 | 119451680.8431 | 119451680.9231 | -1358411.5664 | 13191612.9969 | -13191612.9169 | 2419510296.1046 | 0 | 0 | 2537879038.4491 | -104549663.1357 | -148546414.7438 | 247920415.3668 | 99374000.6231 | 99374001.0187 | 203923664.1544
Half_demand | 2025 | 524174091.7004 | -10075500.5014 | -136163417.6406 | -423087112.2785 | -45151938.7201 | -40698968.206 | -3305898.9218 | 0 | 12374379.4484 | -31630487.6794 | 564873059.9065 | -6769601.5796 | -136163417.6406 | -435461491.7269 | -13521451.0407 | -6 | -3329403.9688 | 17925717.9258 | 226.9508 | 173.0309 | 446.354 | 298.2196 | 307.4787 | 298.2196 | 140.5077 | 134.2783 | 93.4275 | 89.5787 | 42760253.0158 | 4781000.2771 | 398866.0914 | 8941961.624 | 28638425.0233 | 6 | 3380960470.6354 | 89600253.61 | 199.4926 | 175.8686 | 337.2989 | 306.6893 | 333.3225 | 306.6893 | 155.7948 | 134.2783 | 108.219 | 89.1459 | 42621773.5546 | 4829498.575 | 381776.249 | 8874151.3305 | 28536347.4001 | 0 | 35 | 35 | 147 | 147 | 113381610.1 | 113381610.1 | 258321243.85 | 258321243.85 | 3416245075.2113 | 71674535.8394 | -27226220.7942 | -151757045.9588 | -225072729.5175 | -17925717.7706 | 35284604.5759 | 17358886.8053 | 351320947.5852 | 278005264.6736 | -9867334.1441 | -9867333.9889 | 126248218.0677 | 126248218.7148 | 369522050.9696 | -7102830.2786 | -95989836.488 | -298259719.3249 | -31830335.122 | -19193411.3252 | -28691166.6219 | -2330528.2905 | 0 | 8723449.2236 | -22298245.6888 | 398213217.5915 | -4772301.9881 | -95989836.488 | -306983168.5485 | -9532089.4332 | 24874253.9111 | 12237330.2237 | -6956081.2109 | -6956081.1015 | -2347098.4212 | 12636923.7968 | -12636923.6874 | 2383443720.5843 | 79929561.132 | 79929561.132 | 2408317974.4954 | -123743074.4609 | -180376749.8658 | 272794669.2779 | 92417919.4121 | 92417919.9172 | 216160994.3781
Half_demand | 2026 | 568480427.2946 | -6977757.4665 | -103398008.9417 | -443784928.8052 | 14319732.0812 | 0 | 0 | 35133790.3397 | 0 | 35133790.3397 | 568480427.2946 | -6977757.4665 | -138531799.2814 | -443784928.8052 | -20814058.2585 | -5 | -2555132.9613 | 18619297.2056 | 234.4325 | 176.8341 | 463.8178 | 306.6893 | 322.0379 | 306.6893 | 146.3093 | 138.2039 | 93.727 | 89.5787 | 42974901.3874 | 4807204.7643 | 400551.0507 | 8988166.466 | 28778979.1065 | 5 | 3456352681.1631 | 88972624.71 | 203.4285 | 176.0614 | 346.0738 | 306.6893 | 339.8733 | 306.6893 | 157.8595 | 134.2783 | 109.1668 | 89.5787 | 42791312.7398 | 4847640.9413 | 383214.6526 | 8911445.8017 | 28649011.3443 | 0 | 0 | 0 | 147 | 147 | 0 | 0 | 258321243.85 | 258321243.85 | 3434251884.1669 | 70353327.6528 | 32939029.2868 | -118818016.672 | -210752997.4363 | -18619297.0572 | -22100796.9962 | -40720094.0534 | 329220150.589 | 237285170.6201 | -7781064.915 | -7781064.7666 | 118467153.1526 | 118467153.9482 | 378071952.1273 | -4640607.2403 | -68765581.3811 | -295142323.8203 | 9523439.6858 | 21906335.743 | 0 | 0 | 23365977.1939 | 0 | 23365977.1939 | 378071952.1273 | -4640607.2403 | -92131558.575 | -295142323.8203 | -13842537.5082 | -14698292.2591 | -27081188.2176 | -5174852.5733 | -5174852.4746 | -1699309.3521 | 12382896.0573 | -12382895.9585 | 2298671937.7952 | 0 | 0 | 2283973645.5361 | -101836738.7179 | -170853310.18 | 258096377.0188 | 87243066.8389 | 87243067.4426 | 189079806.1605
Half_demand | 2027 | 578360110.9747 | -7213772.0056 | 48481411.5667 | -448139362.8671 | 171488387.6687 | 0 | 0 | 187422036.8356 | 0 | 187422036.8356 | 578360110.9747 | -7213772.0056 | -138940625.2689 | -448139362.8671 | -15933649.1669 | -6 | -2841400.2457 | 17432845.1994 | 238.3715 | 180.1589 | 465.4103 | 306.6893 | 321.927 | 306.6893 | 163.4045 | 155.0971 | 93.7928 | 89.5787 | 43236045.3874 | 4838526.0995 | 403030.8404 | 9044375.6328 | 28950112.8147 | 6 | 3539218685.9053 | 86416434.01 | 203.599 | 176.0614 | 346.3172 | 306.6893 | 340.1192 | 306.6893 | 158.0087 | 134.2783 | 109.2881 | 89.5787 | 43016616.5509 | 4873872.2815 | 384606.4263 | 8960693.4985 | 28797444.3445 | 0 | 52.5 | 0 | 199.5 | 147 | 291785102 | 0 | 550106345.85 | 258321243.85 | 3425117751.3193 | 68983588.9526 | 188921232.8681 | 70103216.1961 | -39264609.7677 | -17432845.0574 | -114100934.586 | -131533779.6433 | 215119216.003 | 105751390.9768 | 57387453.0827 | 57387453.2247 | 175854606.2353 | 175854607.1729 | 362870288.7162 | -4526009.8004 | 30417837.3971 | -281168180.3481 | 107593935.9648 | 118531518.7106 | 0 | 0 | 117590904.5727 | 0 | 117590904.5727 | 362870288.7162 | -4526009.8004 | -87173067.1757 | -281168180.3481 | -9996968.6079 | -71588337.9409 | -82525920.5976 | 36005598.0239 | 36005598.113 | -1782729.6661 | 10937582.7458 | -10937582.6567 | 2220549588.4212 | 183069582.768 | 0 | 2148961250.4803 | 16694779.9927 | -63259374.2152 | 186508039.0779 | 123248664.8627 | 123248665.5556 | 106553885.5629
Half_demand | 2028 | 603649727.4155 | -7113796.4934 | -3028078.0176 | -439141352.1008 | 154366500.8036 | 0 | 0 | 124070379.716 | 12556344.833 | 136626724.549 | 603649727.4155 | -7113796.4934 | -127098457.7337 | -451697696.9338 | 17739776.2546 | -10 | -4417964.2868 | 16241222.9482 | 246.6331 | 186.4988 | 491.6368 | 328.3149 | 344.1193 | 328.3149 | 157.8359 | 147.9936 | 93.8653 | 89.5787 | 43404041.8759 | 4858293.8294 | 404151.0137 | 9079839.3897 | 29061757.6432 | 10 | 3970587075.5332 | 83933682.88 | 211.2277 | 183.6066 | 367.9456 | 328.3149 | 361.8859 | 328.3149 | 158.1596 | 134.2783 | 108.9695 | 89.1459 | 43254644.9494 | 4902367.7304 | 386050.405 | 9012456.3827 | 28953770.4314 | 0 | 0 | 0 | 199.5 | 147 | 0 | 0 | 550106345.85 | 258321243.85 | 3899814362.8871 | 67692460.0997 | 170607723.7518 | 240710939.9479 | 115101891.0359 | -16241222.7803 | -70772712.6461 | -87013935.4264 | 144346503.3569 | 18737455.5504 | 83593788.1575 | 83593788.3254 | 259448394.3928 | 259448395.4983 | 357299346.1675 | -4210645.2143 | -1792314.7261 | -259927091.581 | 91369294.6462 | 100982449.555 | 0 | 0 | 73437067.1235 | 7432081.2142 | 80869148.3377 | 357299346.1675 | -4210645.2143 | -75229381.8496 | -267359172.7952 | 10500146.3085 | -41890259.8751 | -51503414.6846 | 49479034.7711 | 49479034.8705 | -2614986.2733 | 9613154.9089 | -9613154.8095 | 2350184389.3203 | 0 | 0 | 2308294129.4452 | 117677229.5477 | 28109920.431 | 144617779.2029 | 172727699.6338 | 172727700.426 | 55050470.8783
Half_demand | 2029 | 629690608.3928 | -7427345.3611 | 254377281.3108 | -462728509.571 | 413912034.7715 | 0 | 0 | 388554686.8962 | 0 | 388554686.8962 | 629690608.3928 | -7427345.3611 | -134177405.5854 | -462728509.571 | 25357347.8753 | -31 | -12865974.308 | 14591244.5314 | 279.2158 | 216.4678 | 564.901 | 393.9318 | 411.2964 | 393.9318 | 190.5314 | 180.9703 | 93.9134 | 89.5787 | 43567236.6827 | 4873189.3902 | 407451.6674 | 9115076.3616 | 29171519.2635 | 31 | 4144357129.0881 | 81715220.8768 | 236.8994 | 208.0506 | 436.3399 | 393.9318 | 429.7583 | 393.9318 | 162.5156 | 138.2039 | 109.7544 | 89.5787 | 43450286.6188 | 4923952.2401 | 387382.5392 | 9055972.1623 | 29082979.6773 | 0 | 0 | 0 | 199.5 | 147 | 0 | 0 | 550106345.85 | 258321243.85 | 3929834464.3062 | 67123976.5067 | 428503279.3028 | 669214219.2507 | 529013925.8074 | -14591244.3701 | -214522664.7819 | -229113909.1521 | -70176161.425 | -210376453.6016 | 199389369.9895 | 199389370.1508 | 458837764.3824 | 458837765.6491 | 351615946.799 | -4147390.856 | 142042945.2498 | -258385182.8742 | 231126318.3187 | 239273993.0537 | 0 | 0 | 216966907.7087 | 0 | 216966907.7087 | 351615946.799 | -4147390.856 | -74923962.4589 | -258385182.8742 | 14159410.61 | -119788335.5441 | -127936010.1891 | 111337982.7746 | 111337982.8646 | -7184292.8535 | 8147674.735 | -8147674.645 | 2314187374.5538 | 0 | 0 | 2194399039.0096 | 356951222.6014 | 259236238.7496 | 24829443.6587 | 284065682.4084 | 284065683.2906 | -72885539.3108
Half_demand | 2030 | -387822980.8465 | -91455863.6751 | 265549734.5645 | -227668393.7851 | -441397503.7421 | -1026446521.9484 | -83593233.9259 | 398547509.8618 | 250818110.7943 | -460674135.2182 | 638623541.1019 | -7862629.7491 | -132997775.2973 | -478486504.5794 | 19276631.4761 | -31 | -12171456.2416 | 13445176.5922 | 287.5891 | 222.4779 | 570.7548 | 393.9318 | 414.1755 | 393.9318 | 202.8863 | 192.1266 | 102.6488 | 98.1431 | 43817167.3051 | 4896592.3082 | 413437.2601 | 9169228.4851 | 29337909.2517 | 31 | 4379089502.8614 | 80589445.7267 | 315.6434 | 284.6593 | 649.4768 | 602.3656 | 641.9668 | 602.3656 | 173.808 | 148.5094 | 110.3645 | 89.5787 | 43680926.9302 | 4952542.6134 | 388670.8107 | 9105551.1475 | 29234162.3587 | 0 | 0 | 0 | 199.5 | 147 | 0 | 0 | 550106345.85 | 258321243.85 | 5026546419.6352 | 67144269.2364 | -427952327.15 | 241261892.1008 | 87616422.0653 | -13445176.4903 | 647456916.7738 | 634011740.2836 | 577280755.3488 | 423635286.6819 | 206059413.0317 | 206059413.1336 | 664897177.4141 | 664897178.7827 | -204300308.3701 | -48177808.1079 | 139888287.5396 | -119932869.7719 | -232522698.7104 | -225439947.4049 | -540719223.244 | -44035872.8393 | 209949856.4711 | 132127851.9087 | -242677387.7035 | 336418914.8739 | -4141935.2686 | -70061568.9315 | -252060721.6807 | 10154688.9932 | 341072226.985 | 333989475.7332 | 108549528.2746 | 108549528.3283 | -6411771.3139 | 7082751.3054 | -7082751.2518 | 2306849722.6808 | 0 | 0 | 2647921949.6657 | 131511275.1965 | 26713540.0393 | 365901670.6437 | 392615210.683 | 392615211.6189 | 261103936.4224
Half_demand | 2031 | 346284836.4326 | -32101102.6939 | 114560463.5828 | -472892877.6871 | -44148680.3656 | -268029733.7491 | -21986796.1574 | 241486644.5426 | 13399001.9384 | -35130883.4255 | 614314570.1817 | -10114306.5365 | -126926180.9597 | -486291879.6256 | -9017796.9401 | -71 | -26552654.1786 | 19291236.5366 | 221.5189 | 153.946 | 428.1218 | 245.4208 | 268.9859 | 245.4208 | 146.5298 | 134.2783 | 93.8808 | 89.1459 | 43930745.6615 | 4890955.9193 | 420037.8879 | 9198687.0179 | 29421064.8363 | 71 | 3194799866.2181 | 85572009.206 | 203.2867 | 167.9438 | 358.0681 | 299.557 | 347.7561 | 299.557 | 134.0623 | 108.0092 | 109.8632 | 88.691 | 44088483.6593 | 5011108.1896 | 392240.1458 | 9186952.702 | 29498182.6219 | 0 | 317 | 247 | 516.5 | 394 | 1351331886.6 | 1059312049 | 1901438232.45 | 1317633292.85 | 3341362486.4816 | 66280772.7621 | -24857443.829 | 216404448.2718 | 43467741.6996 | -19291236.4439 | 146562620.2635 | 127271383.8196 | 723843375.6124 | 550906670.5015 | 102413939.8979 | 102413939.9906 | 767311117.312 | 767311118.7733 | 172092954.7783 | -15953264.5759 | 56933040.6778 | -235013272.4643 | -21940541.5841 | -12353388.0399 | -133202566.201 | -10926764.0934 | 120011464.0507 | 6658893.4659 | -17458972.7779 | 305295520.9793 | -5026500.4825 | -63078423.3728 | -241672165.9302 | -4481568.8062 | 72837132.1165 | 63249978.6184 | 50896590.5325 | 50896590.5785 | -13195855.6484 | 9587153.5442 | -9587153.4982 | 1587717656.2703 | 671570547.6649 | 526445634.821 | 1660554788.3869 | 119157887.1567 | 4772998.4552 | 438738802.7602 | 443511801.2155 | 443511802.1975 | 324353915.0408
Half_demand | 2032 | 598128750.9123 | -10405672.9899 | 180155242.4734 | -450879145.4123 | 316999174.9836 | 0 | 0 | 324061364.5351 | 48547222.7359 | 372608587.2709 | 598128750.9123 | -10405672.9899 | -143906122.0616 | -499426368.1482 | -55609412.2873 | -17 | -6094978.5271 | 37620018.0992 | 217.421 | 154.6233 | 418.0754 | 247.3138 | 262.4116 | 247.3138 | 143.9859 | 134.2783 | 93.7617 | 89.1459 | 43925613.0599 | 4890833.7923 | 417632.6115 | 9195383.1594 | 29421763.4967 | 17 | 3199881244.7682 | 104311732.36 | 179.0521 | 146.9364 | 296.698 | 247.3138 | 288.115 | 247.3138 | 124.3159 | 98.9569 | 109.0045 | 87.4955 | 43932639.4852 | 4980320.0506 | 388060.8875 | 9153901.5525 | 29410356.9945 | 0 | 0 | 0 | 516.5 | 394 | 0 | 0 | 1901438232.45 | 1317633292.85 | 2996276027.1968 | 66691714.4446 | 354619193.0828 | 571023641.3545 | 360466916.6832 | -37620017.9154 | -203605217.5713 | -241225235.4867 | 520238158.041 | 309681435.0148 | 113393957.4123 | 113393957.596 | 880705074.7243 | 880705076.3693 | 280426098.7528 | -4878585.5503 | 84463807.7331 | -211389737.6846 | 148621583.251 | 166259315.7533 | 0 | 0 | 151932613.2952 | 22760832.4401 | 174693445.7353 | 280426098.7528 | -4878585.5503 | -67468805.5621 | -234150570.1247 | -26071862.4843 | -95458071.1296 | -113095803.5458 | 53163512.1214 | 53163512.2075 | -2857563.7732 | 17637732.5024 | -17637732.4162 | 1500229194.0891 | 0 | 0 | 1404771122.9595 | 285417202.91 | 153394581.7062 | 343280731.6306 | 496675313.3368 | 496675314.405 | 211258111.495
Half_demand | 2033 | 648578094.5368 | -8058376.2563 | 36136684.5017 | -493466760.8503 | 183189641.9318 | 0 | 0 | 183259446.3303 | 25187637.7031 | 208447084.0334 | 648578094.5368 | -8058376.2563 | -147122761.8287 | -518654398.5535 | -25257442.1016 | -15 | -5186180.3627 | 58721375.3514 | 237.7459 | 176.0614 | 475.1895 | 306.6893 | 319.4129 | 306.6893 | 142.7727 | 134.2783 | 94.0517 | 89.5787 | 44222728.0683 | 4924737.312 | 421247.958 | 9259462.8192 | 29617279.9791 | 15 | 3489097780.8497 | 126499234.54 | 199.8421 | 171.7803 | 344.7041 | 306.6893 | 339.1877 | 306.6893 | 138.8253 | 114.4504 | 110.6038 | 88.7285 | 44268720.2731 | 5023315.0314 | 388394.4382 | 9225606.5593 | 29631404.2442 | 0 | 0 | 0 | 516.5 | 394 | 0 | 0 | 1901438232.45 | 1317633292.85 | 3392371161.0747 | 67777859.2811 | 241911017.2832 | 812934658.6378 | 543656558.6151 | -58721375.2589 | -96726619.775 | -155447995.0339 | 423511538.266 | 154233439.9809 | 86463022.1568 | 86463022.2494 | 967168096.8811 | 967168098.6187 | 286866716.6891 | -3564227.5895 | 15983290.4046 | -218260824.2134 | 81024955.2908 | 106997476.2384 | 0 | 0 | 81055829.8436 | 11140516.4465 | 92196346.2901 | 286866716.6891 | -3564227.5895 | -65072539.439 | -229401340.66 | -11171390.9993 | -42782277.2077 | -68754798.1144 | 38242678.0831 | 38242678.1241 | -2293852.5759 | 25972520.9476 | -25972520.9067 | 1543231313.2848 | 0 | 0 | 1500449036.0771 | 392414679.1484 | 234419536.997 | 300498454.423 | 534917991.42 | 534917992.5291 | 142503313.3806
Half_demand | 2034 | 665227775.9143 | -8239308.3939 | -92021839.9824 | -510763379.3065 | 54203248.2315 | 0 | 0 | 65618086.5204 | 25360375.2303 | 90978461.7508 | 665227775.9143 | -8239308.3939 | -157639926.5028 | -536123754.5369 | -36775213.5193 | -10 | -3351495.3232 | 65554956.9786 | 240.5408 | 176.8341 | 480.7371 | 306.6893 | 321.7319 | 306.6893 | 146.9119 | 138.2039 | 94.1466 | 89.5787 | 44531728.1131 | 4963667.5194 | 424710.2699 | 9325594.9914 | 29817755.3325 | 10 | 3535241755.4623 | 133013269.09 | 204.7681 | 175.0682 | 347.9788 | 306.6893 | 341.7964 | 306.6893 | 156.7305 | 131.1555 | 111.1425 | 88.7285 | 44586879.7789 | 5065897.1223 | 390031.0506 | 9293693.5737 | 29837258.0323 | 0 | 0 | 0 | 516.5 | 394 | 0 | 0 | 1901438232.45 | 1317633292.85 | 3509756441.7818 | 67458312.1983 | 119758205.2101 | 932692863.8479 | 597859806.8465 | -65554956.8917 | -25485313.6805 | -91040270.5722 | 398026224.5855 | 63193169.4087 | 28717934.551 | 28717934.6379 | 995886031.432 | 995886033.2566 | 277576308.3198 | -3437975.5174 | -38397498.6492 | -213123712.4878 | 22617121.6654 | 49970914.7706 | 0 | 0 | 27380134.8573 | 10581998.5108 | 37962133.3681 | 277576308.3198 | -3437975.5174 | -65777633.5065 | -223705710.9986 | -15345011.7027 | -10634130.9608 | -37987924.0297 | 11982990.7046 | 11982990.7409 | -1398461.8996 | 27353793.1052 | -27353793.0689 | 1475132865.8078 | 0 | 0 | 1464498734.847 | 442385593.919 | 257036658.6624 | 289864323.4622 | 546900982.1246 | 546900983.27 | 104515389.3509
Half_demand | 2035 | 676123935.7972 | -8438211.6484 | 86977301.9509 | -268504040.95 | 486158985.1497 | 0 | 0 | 248075476.8646 | 276086103.2599 | 524161580.1246 | 676123935.7972 | -8438211.6484 | -161098174.9138 | -544590144.2099 | -38002594.9748 | -11 | -3589273.6397 | 62448181.908 | 241.5424 | 176.0614 | 485.2773 | 306.6893 | 323.4526 | 306.6893 | 143.757 | 134.2783 | 94.2344 | 89.5787 | 44711233.8443 | 4984388.9218 | 425891.5418 | 9364758.64 | 29936194.7408 | 11 | 3525625427.4652 | 129419261.22 | 197.8224 | 166.7402 | 350.9688 | 306.6893 | 343.8978 | 306.6893 | 134.3823 | 107.7657 | 103.0501 | 80.3658 | 44833007.7188 | 5093068.4303 | 392346.5168 | 9349047.95 | 29998544.8217 | 0 | 73.214 | 52.5 | 589.714 | 446.5 | 593115946.1 | 291785102 | 2494554178.55 | 1609418394.85 | 3255810840.8031 | 66971079.3801 | 548607167.0578 | 1481300030.9056 | 1084018791.9962 | -62448181.8399 | -269814586.6622 | -332262768.5021 | 128211637.9233 | -269069599.0934 | 216344398.4876 | 216344398.5557 | 1212230429.9196 | 1212230431.8122 | 266153674.6558 | -3321670.6566 | 34238291.6803 | -105695617.8818 | 191374677.7978 | 215957172.5305 | 0 | 0 | 97653989.548 | 108680268.533 | 206334258.081 | 266153674.6558 | -3321670.6566 | -63415697.8677 | -214375886.4148 | -14959580.2833 | -106211509.3311 | -130794004.037 | 85163168.4667 | 85163168.4935 | -1412904.2295 | 24582494.7327 | -24582494.7059 | 1387849347.2849 | 233477887.9931 | 114860121.0451 | 1281637837.9539 | 658342766.4495 | 448411336.4601 | 183652814.1311 | 632064150.5913 | 632064151.7635 | -26278614.686
Half_demand | 2036 | 343307104.0255 | -35786500.8865 | -107235872.5969 | -543055574.9478 | -342770844.4056 | -337085278.5851 | -27290232.1188 | 55752385.3121 | 0 | -308623125.3918 | 680392382.6107 | -8496268.7677 | -162988257.909 | -543055574.9478 | -34147719.0138 | -7 | -2231507.4959 | 60221352.4934 | 209.7875 | 144.5341 | 418.3162 | 240.1615 | 256.4376 | 240.1615 | 123.4549 | 114.4504 | 85.705 | 81.0008 | 44979057.6954 | 5016836.1682 | 428120.8529 | 9422598.1003 | 30111502.574 | 7 | 2955689331.7342 | 126829656.5 | 197.9461 | 167.1715 | 350.4187 | 306.6893 | 343.4926 | 306.6893 | 134.771 | 108.5206 | 103.5934 | 81.0008 | 44985080.0183 | 5116837.5327 | 392295.5968 | 9381540.6407 | 30094406.2479 | 0 | 0 | 143.214 | 589.714 | 589.714 | 0 | 885135783.7 | 2494554178.55 | 2494554178.55 | 3273899531.9149 | 66608304.0757 | -282549491.9122 | 1198750538.9935 | 741247947.5907 | -60221352.4243 | 318210200.1807 | 257988847.7565 | 446421838.1041 | -11080751.337 | -24560644.2249 | -24560644.1557 | 1187669785.6947 | 1187669787.6565 | 127492043.0866 | -13289833.0953 | -39823587.4797 | -201671517.8563 | -127292895.3447 | -104928827.7888 | -125181478.4994 | -10134621.1842 | 20704452.1568 | 0 | -114611647.5267 | 252673521.586 | -3155211.9112 | -60528039.6365 | -201671517.8563 | -12681247.818 | 118171945.9817 | 95807878.4516 | -9120949.3629 | -9120949.3372 | -828702.4838 | 22364067.5558 | -22364067.5302 | 1097637850.2327 | 0 | 328707935.6931 | 1215809796.2144 | 553413938.6607 | 321118441.1155 | 301824760.1129 | 622943201.2283 | 622943202.4262 | 69529263.7655
Half_demand | 2037 | 235080742.5347 | -44666114.8622 | -165241114.3497 | -726033851.4511 | -700860338.1283 | -439532825.3681 | -35472883.5531 | 0 | -176809701.1276 | -651815410.0489 | 674613567.9028 | -9193231.3091 | -165241114.3497 | -549224150.3235 | -49044928.0794 | -4 | -1249018.1732 | 59677828.72 | 210.0705 | 145.4144 | 418.7955 | 241.8314 | 256.469 | 241.8314 | 122.8867 | 114.4504 | 86.2209 | 81.6358 | 44960532.3774 | 5016801.818 | 426501.6938 | 9418684.02 | 30098544.8455 | 4 | 2972188786.4614 | 125465844.28 | 209.7682 | 178.9691 | 372.3032 | 328.3149 | 365.1714 | 328.3149 | 140.3127 | 114.4504 | 110.1133 | 87.4955 | 45224451.5496 | 5147740.1921 | 393836.6161 | 9433433.8541 | 30249440.8873 | 0 | 0 | 0 | 589.714 | 589.714 | 0 | 0 | 2494554178.55 | 2494554178.55 | 3553180099.0904 | 65788015.7242 | -641182509.4083 | 557568029.5852 | 40387609.4623 | -59677828.5558 | 580991312.629 | 521313484.0732 | 1027413150.7331 | 510232732.7363 | -119869025.4993 | -119869025.3351 | 1067800760.1954 | 1067800762.3214 | 82359078.5611 | -15648496.0158 | -57891198.4517 | -254361452.0055 | -245542067.912 | -224634311.1518 | -153987596.3652 | -12427704.5063 | 0 | -61944181.0015 | -228359481.873 | 236346674.9263 | -3220791.5096 | -57891198.4517 | -192417271.004 | -17182586.039 | 203546699.0796 | 182638942.377 | -41995368.8324 | -41995368.7749 | -437585.762 | 20907756.7601 | -20907756.7026 | 1041287887.4006 | 0 | 0 | 1244834586.4802 | 328779627.5088 | 75576373.2035 | 505371459.1925 | 580947832.396 | 580947833.6514 | 252168206.1425
Half_demand | 2038 | 291492353.6489 | -39652225.0764 | -180492309.5183 | -580074786.5138 | -508726967.4596 | -356731179.2463 | -28736555.4679 | 0 | -12059450.3791 | -397527185.0933 | 648223532.8952 | -10915669.6085 | -180492309.5183 | -568015336.1347 | -111199782.3663 | -7 | -2144649.8604 | 59360716.2918 | 230.3087 | 166.8 | 458.5998 | 284.1228 | 297.0744 | 284.1228 | 138.7808 | 131.1555 | 92.6332 | 88.2938 | 45273490.2933 | 5053590.0356 | 429324.6816 | 9486344.5238 | 30304231.0522 | 7 | 3415739906.2634 | 124160493.37 | 224.1203 | 191.9392 | 401.1494 | 353.8864 | 393.0776 | 353.8864 | 157.6356 | 131.1555 | 111.5388 | 88.691 | 45456412.235 | 5173275.4748 | 394502.629 | 9483200.393 | 30405433.7382 | 0 | 0 | 0 | 589.714 | 589.714 | 0 | 0 | 2494554178.55 | 2494554178.55 | 3811062871.6325 | 64799777.2407 | -449366251.1679 | 108201778.4173 | -468339357.9973 | -59360716.1293 | 395322965.3691 | 335962249.2398 | 1422736116.1022 | 846194981.9761 | -113404002.0905 | -113404001.928 | 954396758.1049 | 954396760.3934 | 96342015.342 | -13105576.283 | -59655056.5909 | -191722264.0054 | -168140881.5372 | -148521392.4902 | -117904295.9917 | -9497805.4591 | 0 | -3985805.2498 | -131387906.7005 | 214246311.3337 | -3607770.8239 | -59655056.5909 | -187736458.7556 | -36752974.8367 | 130659383.4036 | 111039894.4104 | -37481498.1336 | -37481498.0799 | -708834.6818 | 19619489.047 | -19619488.9933 | 1128946479.5015 | 0 | 0 | 1259605862.9052 | 180258235.0186 | -92564508.3337 | 636030842.5961 | 543466334.2623 | 543466335.5715 | 363208100.5529
Half_demand | 2039 | 489330748.5565 | -24385072.5632 | 10052061.9218 | -390609893.7262 | 84387844.1889 | -171280367.8984 | -13792696.036 | 189472363.2168 | 177997037.6413 | 182396336.9237 | 660611116.4549 | -10592376.5272 | -179420301.295 | -568606931.3675 | -98008492.7348 | -4 | -1203506.5155 | 59071720.9554 | 240.5978 | 175.6828 | 484.2019 | 306.6893 | 321.7997 | 306.6893 | 142.839 | 134.2783 | 93.402 | 88.7285 | 45629724.1138 | 5093712.5807 | 432738.5728 | 9563663.8304 | 30539609.1299 | 4 | 3580143375.7602 | 122910277.79 | 214.0477 | 181.0861 | 388.7686 | 339.9443 | 380.3199 | 339.9443 | 141.6082 | 114.4504 | 105.9645 | 82.9058 | 45751884.4881 | 5207319.9172 | 396772.7825 | 9548091.9317 | 30599699.8567 | 0 | 53.3648 | 0 | 643.0788 | 589.714 | 433373307.4 | 0 | 2927927485.95 | 2494554178.55 | 3577991587.4362 | 63838556.8905 | 143459565.1443 | 251661343.5616 | -383951513.8084 | -59071720.8995 | -2151788.324 | -61223509.2235 | 1420584327.7782 | 784971472.7526 | 82236055.8649 | 82236055.9208 | 1036632813.9697 | 1036632816.3142 | 152575640.4106 | -7603380.8907 | 3134280.4222 | -121794011.2323 | 26312528.7098 | 44731370.529 | -53406028.3335 | -4300627.8205 | 59078378.4653 | 55500317.7083 | 56872040.0195 | 205981668.7441 | -3302753.0701 | -55944098.0431 | -177294328.9406 | -30559511.3097 | -670937.7707 | -19089779.5724 | 25641590.9391 | 25641590.9566 | -375259.0204 | 18418841.8192 | -18418841.8018 | 1116305627.4919 | 135127845.7536 | 0 | 1115634689.7212 | 224989605.5476 | -66251979.6239 | 635359904.8254 | 569107925.2015 | 569107926.528 | 344118320.9805
Half_demand | 2040 | 219458361.2384 | -46520748.8093 | -21337308.313 | -509492150.5204 | -357891846.4043 | -451614772.517 | -36289701.2414 | 151882243.6467 | 50685121.4015 | -285337108.7101 | 671073133.7553 | -10231047.5679 | -173219551.9597 | -560177271.9219 | -72554737.6942 | -2 | -591013.7558 | 58588575.0818 | 241.6983 | 175.8686 | 486.1862 | 306.6893 | 323.1893 | 306.6893 | 143.4301 | 134.2783 | 94.0369 | 89.1459 | 45936416.0785 | 5131203.6031 | 435381.5777 | 9629757.2511 | 30740073.6466 | 2 | 3604021809.6138 | 121712085.37 | 236.333 | 203.2372 | 443.3831 | 393.9318 | 434.7497 | 393.9318 | 145.4941 | 118.4618 | 110.4132 | 87.4955 | 45877129.8738 | 5221889.4421 | 396545.7117 | 9575827.9518 | 30682866.7682 | 0 | 0 | 0 | 643.0788 | 589.714 | 0 | 0 | 2927927485.95 | 2494554178.55 | 3952283969.2925 | 63123510.4418 | -299303271.3225 | -47641927.7609 | -741843360.2127 | -58588574.9282 | 348262159.6787 | 289673584.7505 | 1768846487.4568 | 1074645057.5031 | -9629686.7256 | -9629686.572 | 1027003127.2441 | 1027003129.7422 | 64554862.6309 | -13684329.601 | -6276484.5198 | -149869868.7204 | -105275820.2102 | -88041674.3121 | -132844925.2853 | -10674811.6833 | 44676982.5463 | 14909302.2979 | -83933452.1244 | 197399787.9162 | -3009517.9176 | -50953467.0662 | -164779171.0183 | -21342368.0859 | 102443195.8334 | 85209049.9804 | -2832624.3769 | -2832624.3317 | -173849.8894 | 17234145.8981 | -17234145.853 | 1060142486.8284 | 0 | 0 | 1162585682.6618 | 136947931.2355 | -171527799.8342 | 737803100.6588 | 566275300.8246 | 566275302.1964 | 429327370.9609
Half_demand | 2041 | 230023617.7496 | -46422752.9837 | -256862001.3891 | -922735158.8557 | -995996295.479 | -454615287.8488 | -36459374.9688 | -86899962.0813 | -356615844.9602 | -934590469.8591 | 684638905.5984 | -9963378.0149 | -169962039.3078 | -566119313.8955 | -61405825.6199 | -4 | -1160270.5536 | 58343555.8127 | 235.1486 | 168.1593 | 489.244 | 306.6893 | 324.928 | 306.6893 | 131.513 | 122.1652 | 82.1837 | 77.1888 | 46154608.9953 | 5152130.1822 | 437141.9295 | 9678279.8433 | 30887057.0403 | 4 | 3316625234.8635 | 120563003.47 | 239.8755 | 206.2847 | 444.7131 | 393.9318 | 435.7259 | 393.9318 | 157.9401 | 131.1555 | 111.8104 | 88.7285 | 46241715.9592 | 5269748.5103 | 398675.0641 | 9653676.0074 | 30919616.3774 | 0 | 0 | 81.3488 | 643.0788 | 671.0628 | 0 | 684493937.7 | 2927927485.95 | 3179048116.25 | 4082057151.7035 | 62219447.7077 | -937652739.6663 | -985294667.4272 | -1737839655.6917 | -58343555.7623 | 765431916.8399 | 707088361.0777 | 2534278404.2968 | 1781733418.5807 | -230564378.6391 | -230564378.5886 | 796438748.6051 | 796438751.1535 | 63832726.3348 | -12882550.5655 | -71280514.5875 | -256063709.6789 | -276394048.4971 | -260203414.3874 | -126158059.5104 | -10117662.3839 | -24115182.3987 | -98962714.6147 | -259353618.9077 | 189990785.8452 | -2764888.1816 | -47165332.1888 | -157100995.0642 | -17040429.5894 | 212411258.2593 | 196220624.1635 | -63982790.2378 | -63982790.2238 | -321980.9924 | 16190634.1098 | -16190634.0958 | 920380407.2091 | 0 | 189950556.5145 | 1132791665.4684 | -123255483.1519 | -447921848.3313 | 950214358.9181 | 502292510.5868 | 502292511.9725 | 625547995.1244
Half_demand | 2042 | 295322922.3409 | -40283117.9986 | -19339502.5383 | 58718939.232 | 294419241.036 | -340491638.5299 | -27355224.8243 | 161433276.9168 | 637593302.5808 | 431179716.1434 | 635814560.8708 | -12927893.1742 | -180772779.4551 | -578874363.3489 | -136760475.1074 | -5 | -1421987.2856 | 58162018.8553 | 239.6784 | 173.2439 | 488.0777 | 306.6893 | 323.9281 | 306.6893 | 133.7594 | 124.6767 | 92.2935 | 87.4955 | 46244582.9756 | 5171840.2677 | 438762.3236 | 9692952.5054 | 30941027.8788 | 5 | 3543036515.6109 | 119460305.63 | 220.7522 | 184.1428 | 430.6614 | 371.9475 | 419.5027 | 371.9475 | 135.5404 | 108.0092 | 90.1314 | 66.9039 | 46327604.776 | 5263361.8356 | 399605.6928 | 9678148.8791 | 30986488.3684 | 0 | 65.0791 | 0 | 708.1579 | 671.0628 | 547595150.1 | 0 | 3475522636.05 | 3179048116.25 | 3414835462.3214 | 61298286.8241 | 352581259.8913 | -632713407.5359 | -1443420414.6557 | -58162018.8059 | -128201053.2896 | -186363072.0955 | 2406077351.0072 | 1595370346.4853 | 166218187.7464 | 166218187.7958 | 962656936.3515 | 962656938.9493 | 77314732.2485 | -10546009.966 | -5063028.7982 | 15372457.4735 | 77078150.9579 | 92304808.202 | -89139778.4403 | -7161522.9395 | 42262789.7689 | 166920180.3969 | 112881668.7861 | 166454510.6888 | -3384487.0265 | -47325818.567 | -151547722.9234 | -35803517.8282 | -33562684.6386 | -48789341.8698 | 43515466.3193 | 43515466.3323 | -372272.3769 | 15226657.2442 | -15226657.2312 | 927557256.2396 | 143358910.5613 | 0 | 893994571.6011 | -30950674.9498 | -370843697.3734 | 916651674.2795 | 545807976.9061 | 545807978.3048 | 576758653.2546
Half_demand | 2043 | 339360356.6628 | -38051756.7614 | 15519536.8383 | 106771856.7351 | 423599993.4747 | -344643619.6059 | -27589687.4642 | 193094001.2588 | 665175842.2557 | 486036536.4445 | 684003976.2686 | -10462069.2973 | -177574464.4206 | -558403985.5205 | -62436542.9698 | -4 | -1113500.2289 | 57482087.3822 | 249.7778 | 183.4207 | 509.6055 | 328.3149 | 345.462 | 328.3149 | 143.1664 | 134.2783 | 93.517 | 88.7285 | 46606513.0243 | 5212915.9548 | 440776.4087 | 9773578.978 | 31179241.6829 | 4 | 3761819500.015 | 118401439.15 | 226.7568 | 193.4777 | 444.4953 | 393.9318 | 435.6085 | 393.9318 | 141.3693 | 114.4504 | 89.8493 | 67.355 | 46459244.6351 | 5291819.8258 | 400157.1255 | 9703485.2679 | 31063782.4159 | 0 | 0 | 0 | 708.1579 | 671.0628 | 0 | 0 | 3475522636.05 | 3179048116.25 | 3587909990.4614 | 60919351.9077 | 481082080.8569 | -151631326.679 | -1019820421.181 | -57482087.2423 | -173909509.5536 | -231391596.7959 | 2232167841.4535 | 1363978749.6894 | 249690483.9211 | 249690484.061 | 1212347420.2725 | 1212347423.0103 | 83814728.2507 | -9397967.6465 | 3832992.6791 | 26370358.1794 | 104620111.4627 | 118816953.9596 | -85119580.8629 | -6814060.9589 | 47690076.1229 | 164284163.9072 | 120040598.2084 | 168934309.1136 | -2583906.6876 | -43857083.4438 | -137913805.7278 | -15420486.7457 | -42951918.2111 | -57148760.6734 | 61668193.2517 | 61668193.2862 | -275010.6701 | 14196842.4969 | -14196842.4623 | 929088719.2087 | 0 | 0 | 886136800.9977 | 87866279.0098 | -266223585.9107 | 873699756.0685 | 607476170.1578 | 607476171.591 | 519609892.5813
Half_demand | 2044 | 628598427.5825 | -15550692.0054 | -94568990.0058 | -109493433.834 | 408985311.7373 | -68958302.6655 | -5515109.6255 | 75827371.3969 | 430533692.2334 | 431887651.3393 | 697556730.2481 | -10035582.3799 | -170396361.4026 | -540027126.0674 | -22902339.6019 | -2 | -543838.9206 | 57278765.5693 | 274.7549 | 206.8993 | 578.7707 | 393.9318 | 413.4126 | 393.9318 | 143.6697 | 134.2783 | 93.8481 | 88.7285 | 46871407.7512 | 5239398.0732 | 443157.2259 | 9831752.162 | 31357100.2901 | 2 | 4099140914.1255 | 117384013.49 | 237.6509 | 203.9229 | 459.4174 | 406.9748 | 449.8574 | 406.9748 | 153.1508 | 126.5447 | 97.137 | 74.9843 | 46807583.3283 | 5334555.3515 | 402520.6701 | 9778141.8282 | 31292365.4785 | 0 | 0 | 0 | 708.1579 | 671.0628 | 0 | 0 | 3475522636.05 | 3179048116.25 | 3880874076.327 | 60105248.0511 | 466264077.3067 | 314632750.6277 | -610835109.4437 | -57278765.4389 | -218266837.7984 | -275545603.2374 | 2013901003.6551 | 1088433146.452 | 190718473.9389 | 190718474.0693 | 1403065894.2115 | 1403065897.0797 | 146462572.7636 | -3623289.9407 | -22034445.1595 | -25511820.1325 | 95293017.531 | 108638891.4656 | -16067190.0829 | -1285012.9898 | 17667673.6902 | 100313760.6762 | 100629231.2936 | 162529762.8466 | -2338276.9508 | -39702118.8497 | -125825580.8087 | -5336213.7626 | -50855874.2915 | -64201748.1957 | 44437143.2396 | 44437143.2699 | -126713.7237 | 13345873.9346 | -13345873.9042 | 955094219.2337 | 0 | 0 | 904238344.9423 | 196505170.4754 | -170930568.3797 | 822843881.777 | 651913313.3973 | 651913314.861 | 455408144.3856
Half_demand | 2045 | 670916594.2007 | -11674141.2717 | 169832081.3813 | 161680282.2668 | 990754816.5771 | 0 | 0 | 347947615.7742 | 721074024.6221 | 1069021640.3963 | 670916594.2007 | -11674141.2717 | -178115534.3929 | -559393742.3553 | -78266823.8192 | -5 | -1324949.1692 | 57313392.8033 | 275.8565 | 207.0852 | 581.05 | 393.9318 | 415.2922 | 393.9318 | 144.0056 | 134.2783 | 94.355 | 89.1459 | 47224164.5907 | 5285029.0865 | 446562.5163 | 9906749.2177 | 31585823.7702 | 5 | 4142382474.2841 | 116405789.44 | 226.7552 | 189.9235 | 453.8606 | 393.9318 | 442.2676 | 393.9318 | 126.5444 | 98.9569 | 88.9613 | 66.2216 | 46846685.5458 | 5325185.4039 | 403098.5298 | 9795043.6073 | 31323358.0048 | 0 | 65.0791 | 0 | 773.2369 | 671.0628 | 547697507.4 | 0 | 4023220143.45 | 3179048116.25 | 3491288361.1858 | 59092396.6751 | 1048068209.3804 | 1362700960.008 | 379919707.1335 | -57313392.7649 | -651094113.0983 | -708407505.8632 | 1362806890.5568 | 380025640.5889 | 339660703.4788 | 339660703.5172 | 1742726597.6903 | 1742726600.5969 | 147474195.8784 | -2566093.3289 | 37330794.6957 | 35538947.4978 | 217777844.743 | 230375903.2644 | 0 | 0 | 76482375.4363 | 158499302.1027 | 234981677.539 | 147474195.8784 | -2566093.3289 | -39151580.7406 | -122960354.6049 | -17203832.796 | -143117015.7368 | -155715074.2498 | 74660829.0062 | 74660829.0146 | -291237.115 | 12598058.5214 | -12598058.513 | 910537210.8788 | 120389404.8628 | 0 | 767420195.142 | 426881073.7398 | 46847276.3633 | 679726866.0402 | 726574142.4035 | 726574143.8756 | 299693070.1358
Half_demand | 2046 | 504655303.3684 | -27542342.7485 | 30954937.4491 | -216866918.5286 | 291200979.5404 | -254240823.5653 | -20283904.2836 | 195881630.1888 | 327639411.6535 | 248996313.9935 | 758896126.9337 | -7258438.4649 | -164926692.7397 | -544506330.1821 | 42204665.547 | -4 | -1030342.2699 | 56862172.7587 | 256.6189 | 184.3925 | 542.6601 | 346.1086 | 372.936 | 346.1086 | 144.4774 | 134.2783 | 81.9245 | 76.6149 | 47275184.5725 | 5277930.993 | 445571.1331 | 9925045.9755 | 31626636.4709 | 4 | 3620341479.9796 | 115464669.11 | 227.3066 | 192.9729 | 447.7507 | 393.9318 | 437.8158 | 393.9318 | 141.2073 | 114.4504 | 88.5742 | 66.2216 | 47011949.1725 | 5354611.9499 | 402717.0384 | 9833201.6702 | 31421418.5139 | 0 | 0 | 65.0791 | 773.2369 | 736.1419 | 0 | 547595150.1 | 4023220143.45 | 3726643266.35 | 3592798783.8995 | 58602496.3788 | 348063152.2992 | 1710764112.3072 | 671120686.6739 | -56862172.7312 | -27542696.0802 | -84404868.8114 | 1335264194.4766 | 295620771.7775 | 263658283.4603 | 263658283.4878 | 2006384881.1506 | 2006384884.0847 | 104649336.5623 | -5711399.2001 | 6419061.9731 | -44971248.6817 | 60385750.6535 | 72177142.9464 | -52721398.8153 | -4206231.6833 | 40619572.4233 | 67941913.6831 | 51633855.6079 | 157370735.3776 | -1505167.5168 | -34200510.4502 | -112913162.3648 | 8751895.0457 | -5711472.4698 | -17502864.757 | 54674278.1837 | 54674278.1894 | -213659.966 | 11791392.2929 | -11791392.2872 | 750742797.0734 | 0 | 113553684.6243 | 745031324.6036 | 499058216.6862 | 107233027.0169 | 674015393.5704 | 781248420.5873 | 781248422.065 | 282190205.3788
Half_demand | 2047 | 504246514.827 | -26414870.2934 | -3091361.9573 | 78602255.5586 | 553342538.1349 | -203598035.4912 | -16245780.254 | 165343081.8358 | 638287888.3681 | 583787154.4586 | 707844550.3182 | -10169090.0393 | -168434443.7931 | -559685632.8095 | -30444616.3237 | -6 | -1498478.4622 | 56738725.6743 | 275.2367 | 206.3501 | 581.7724 | 393.9318 | 414.9946 | 393.9318 | 144.1764 | 134.2783 | 92.3409 | 87.4955 | 47486555.1892 | 5303878.1416 | 447959.8889 | 9967545.3363 | 31767171.8224 | 7 | 4107689117.4322 | 114558686.44 | 242.3682 | 207.7345 | 486.8777 | 432.0256 | 476.5407 | 432.0256 | 144.3261 | 117.6325 | 89.5924 | 67.355 | 47305270.8716 | 5385419.8015 | 404975.578 | 9898574.9405 | 31616300.5516 | 1 | 0 | 0 | 773.2369 | 736.1419 | 0 | 0 | 4023220143.45 | 3726643266.35 | 3854439094.0173 | 57819960.8908 | 610081263.8093 | 2320845376.1165 | 1224463224.8089 | -56738725.5492 | -253250023.4148 | -309988748.9641 | 1082014171.0618 | -14367977.1866 | 300092514.7201 | 300092514.8452 | 2306477395.8706 | 2306477398.9299 | 98645817.8488 | -5167544.8552 | -604763.5821 | 15376970.5022 | 108250479.9138 | 119350284.9363 | -39829912.8162 | -3178164.3157 | 32346090.7587 | 124868350.9348 | 114206364.5615 | 138475730.6651 | -1989380.5395 | -32950854.3407 | -109491380.4326 | -5955884.6478 | -49543338.3185 | -60643143.3165 | 58707141.5953 | 58707141.6198 | -293147.556 | 11099805.0225 | -11099804.998 | 803587809.8174 | 0 | 0 | 754044471.4989 | 618408501.6225 | 215483506.9307 | 624472055.2519 | 839955562.1826 | 839955563.6848 | 221547062.0623
Half_demand | 2048 | -110018916.2312 | -74869815.2342 | -82014950.5551 | -51023557.0188 | -317927239.0393 | -790458052.0565 | -62997519.9741 | 95962534.8043 | 506355461.3667 | -251137575.8596 | 680439135.8253 | -11872295.2601 | -177977485.3594 | -557379018.3855 | -66789663.1797 | -3 | -724656.4064 | 56748605.1406 | 298.2116 | 228.8253 | 644.0938 | 455.2095 | 477.3649 | 455.2095 | 144.2562 | 134.2783 | 93.8206 | 88.7285 | 47896828.342 | 5353230.6227 | 451056.3352 | 10058267.3612 | 32034274.0229 | 5 | 4470776316.5296 | 113685998.53 | 309.6477 | 272.5126 | 663.7096 | 602.3656 | 651.64 | 602.3656 | 152.2271 | 124.6767 | 95.1538 | 72.8376 | 47420400.7011 | 5389892.057 | 405143.5401 | 9930562.6033 | 31694802.5007 | 2 | 0 | 0 | 773.2369 | 736.1419 | 0 | 0 | 4023220143.45 | 3726643266.35 | 4893571399.1947 | 56937393.5137 | -261178633.8987 | 2059666742.2178 | 906535985.7695 | -56748605.0163 | 422795082.6651 | 366046477.6489 | 1504809253.7269 | 351678500.4623 | 104867843.6258 | 104867843.7502 | 2411345239.4965 | 2411345242.6801 | -20304732.3821 | -13817728.9316 | -15136411.8044 | -9416741.2836 | -58675614.4017 | -48202276.9075 | -145884360.2183 | -11626616.8367 | 17710532.4671 | 93451312.6058 | -46349131.9821 | 125579627.8362 | -2191112.0949 | -32846944.2716 | -102868053.8894 | -12326482.4197 | 78029681.6227 | 67556344.1514 | 19354067.2209 | 19354067.2439 | -133740.2231 | 10473337.4942 | -10473337.4713 | 825111896.7277 | 0 | 0 | 903141578.3504 | 570206224.715 | 156807892.5289 | 702501736.8746 | 859309629.4035 | 859309630.9287 | 289103406.2137
Half_demand | 2049 | -420610662.9057 | -100731518.6502 | 20138998.0876 | -522955776.1431 | -1024158959.6114 | -1128138459.8872 | -89682695.8464 | 199586459.8922 | 36357840.8231 | -981876855.0184 | 707527796.9815 | -11048822.8038 | -179447461.8046 | -559313616.9662 | -42282104.593 | -3 | -699368.5799 | 56939951.1277 | 270.5717 | 197.3802 | 592.9837 | 393.9318 | 422.6872 | 393.9318 | 144.5997 | 134.2783 | 72.7872 | 67.355 | 48086195.1984 | 5369567.6447 | 452102.6721 | 10103870.3015 | 32160654.5801 | 4 | 3755188072.8 | 112844877.41 | 307.1058 | 267.5533 | 669.9997 | 602.3656 | 656.301 | 602.3656 | 142.3473 | 114.4504 | 88.8122 | 66.2216 | 47887977.5395 | 5455339.1225 | 408436.0434 | 10028077.2297 | 31996125.1439 | 1 | 65.0791 | 81.3488 | 838.316 | 817.4907 | 547799864.6 | 684621884.2 | 4571020008.05 | 4411265150.55 | 4763748761.1754 | 55904926.3059 | -967219008.4837 | 1092447733.7341 | -117622973.8419 | -56939951.1041 | 1008560688.3754 | 951620737.2713 | 2513369942.1023 | 1303299237.7336 | -15598271.236 | -15598271.2124 | 2395746968.2604 | 2395746971.4677 | -73232577.5809 | -17538377.899 | 3506403.5934 | -91051898.6448 | -178316450.5312 | -168402628.1863 | -196420334.9363 | -15614665.9142 | 34750024.6598 | 6330268.4253 | -170954707.7654 | 123187757.3554 | -1923711.9848 | -31243621.0664 | -97382167.0701 | -7361742.7659 | 175600633.4844 | 165686811.1436 | -2715817.0469 | -2715817.0428 | -121767.155 | 9913822.3449 | -9913822.3408 | 653816286.9493 | 95377506.1383 | 119199605.8823 | 829416920.4336 | 401803596.5286 | -21508558.0023 | 878102370.3589 | 856593812.3566 | 856593813.8859 | 454790217.3573
High_battery_cost | 2008 | 0 | 0 | 0 | 0 | 0 | 0 | 0 | 0 | 0 | 0 | 0 | 0 | 0 | 0 | 0 | 0 | 0 | 0 | 222.835 | 177.0197 | 355.9702 | 236.8084 | 247.7358 | 236.6214 | 177.2594 | 170.1169 | 139.5568 | 132.0416 | 41261560.177 | 4827744.252 | 282869.1125 | 8626822.428 | 27524124.3845 | 0 |  | 100822072.5524 | 222.835 | 177.0197 | 355.9702 | 236.8084 | 247.7358 | 236.6214 | 177.2594 | 170.1169 | 139.5568 | 132.0416 | 41261560.177 | 4827744.252 | 282869.1125 | 8626822.428 | 27524124.3845 | 0 | [9 empty] | 100822072.5524 | 0 | 0 | 0 | 0 | [8 empty] | 0 | 0 | 0 | 0 | 0 | 0 | 0 | 0 | 0 | 0 | 0 | 0 | 0 | 0 | 0 | 0 |  |  |  |  | 0 | 0 | 0 |  |  |  |  | 0 | 0
High_battery_cost | 2009 | 0 | 0 | 0 | 0 | 0 | 0 | 0 | 0 | 0 | 0 | 0 | 0 | 0 | 0 | 0 | 0 | 0 | 0 | 98.4761 | 62.53 | 195.022 | 95.401 | 109.1309 | 95.1257 | 63.4507 | 59.672 | 39.2003 | 37.3931 | 39602848.455 | 4781931.383 | 228048.021 | 8373054.736 | 26219814.315 | -269.825 |  | 110628296.0159 | 98.4761 | 62.53 | 195.022 | 95.401 | 109.1309 | 95.1257 | 63.4507 | 59.672 | 39.2003 | 37.3931 | 39602848.455 | 4781931.383 | 228048.021 | 8373054.736 | 26219814.315 | -269.825 | [9 empty] | 110628296.0159 | 0 | 0 | 0 | 0 | [8 empty] | 0 | 0 | 0 | 0 | 0 | 0 | 0 | 0 | 0 | 0 | 0 | 0 | 0 | 0 | 0 | 0 |  |  |  |  | 0 | 0 | 0 |  |  |  |  | 0 | 0
High_battery_cost | 2010 | 0 | 0 | 0 | 0 | 0 | 0 | 0 | 0 | 0 | 0 | 0 | 0 | 0 | 0 | 0 | 0 | 0 | 0 | 115.9474 | 75.0646 | 201.1316 | 87.9426 | 97.9933 | 87.7062 | 84.4326 | 79.755 | 64.8128 | 62.6532 | 40939219.298 | 4741764.959 | 250531.468 | 8609720.309 | 27337202.562 | -102.054 |  | 115634004.5155 | 115.9474 | 75.0646 | 201.1316 | 87.9426 | 97.9933 | 87.7062 | 84.4326 | 79.755 | 64.8128 | 62.6532 | 40939219.298 | 4741764.959 | 250531.468 | 8609720.309 | 27337202.562 | -102.054 | [9 empty] | 115634004.5155 | 0 | 0 | 0 | 0 | [8 empty] | 0 | 0 | 0 | 0 | 0 | 0 | 0 | 0 | 0 | 0 | 0 | 0 | 0 | 0 | 0 | 0 |  |  |  |  | 0 | 0 | 0 |  |  |  |  | 0 | 0
High_battery_cost | 2011 | 0 | 0 | 0 | 0 | 0 | 0 | 0 | 0 | 0 | 0 | 0 | 0 | 0 | 0 | 0 | 0 | 0 | 0 | 101.3344 | 67.4736 | 181.5052 | 90.6321 | 95.3539 | 89.6583 | 72.3432 | 65.7461 | 52.5564 | 49.6632 | 41114178.262 | 4752964.725 | 275946.602 | 8622751.24 | 27462515.695 | 66.336 |  | 108065577.627 | 101.3344 | 67.4736 | 181.5052 | 90.6321 | 95.3539 | 89.6583 | 72.3432 | 65.7461 | 52.5564 | 49.6632 | 41114178.262 | 4752964.725 | 275946.602 | 8622751.24 | 27462515.695 | 66.336 | [9 empty] | 108065577.627 | 0 | 0 | 0 | 0 | [8 empty] | 0 | 0 | 0 | 0 | 0 | 0 | 0 | 0 | 0 | 0 | 0 | 0 | 0 | 0 | 0 | 0 |  |  |  |  | 0 | 0 | 0 |  |  |  |  | 0 | 0
High_battery_cost | 2012 | 0 | 0 | 0 | 0 | 0 | 0 | 0 | 0 | 0 | 0 | 0 | 0 | 0 | 0 | 0 | 0 | 0 | 0 | 153.4623 | 110.6784 | 242.8116 | 128.5609 | 135.7194 | 128.2835 | 120.4356 | 114.6827 | 99.7791 | 94.5508 | 40660356.413 | 4636441.846 | 296628.236 | 8528166.74 | 27199119.591 | 59.13 |  | 101290563.8065 | 153.4623 | 110.6784 | 242.8116 | 128.5609 | 135.7194 | 128.2835 | 120.4356 | 114.6827 | 99.7791 | 94.5508 | 40660356.413 | 4636441.846 | 296628.236 | 8528166.74 | 27199119.591 | 59.13 | [9 empty] | 101290563.8065 | 0 | 0 | 0 | 0 | [8 empty] | 0 | 0 | 0 | 0 | 0 | 0 | 0 | 0 | 0 | 0 | 0 | 0 | 0 | 0 | 0 | 0 |  |  |  |  | 0 | 0 | 0 |  |  |  |  | 0 | 0
High_battery_cost | 2013 | 0 | 0 | 0 | 0 | 0 | 0 | 0 | 0 | 0 | 0 | 0 | 0 | 0 | 0 | 0 | 0 | 0 | 0 | 128.9149 | 79.1418 | 224.721 | 86.4201 | 90.5413 | 85.5662 | 91.7316 | 86.131 | 72.7679 | 70.2336 | 40064639.297 | 4495056.824 | 315107.072 | 8408150.725 | 26846324.676 | 44.402 |  | 141601259.1533 | 128.9149 | 79.1418 | 224.721 | 86.4201 | 90.5413 | 85.5662 | 91.7316 | 86.131 | 72.7679 | 70.2336 | 40064639.297 | 4495056.824 | 315107.072 | 8408150.725 | 26846324.676 | 44.402 | [9 empty] | 141601259.1533 | 0 | 0 | 0 | 0 | [8 empty] | 0 | 0 | 0 | 0 | 0 | 0 | 0 | 0 | 0 | 0 | 0 | 0 | 0 | 0 | 0 | 0 |  |  |  |  | 0 | 0 | 0 |  |  |  |  | 0 | 0
High_battery_cost | 2014 | 0 | 0 | 0 | 0 | 0 | 0 | 0 | 0 | 0 | 0 | 0 | 0 | 0 | 0 | 0 | 0 | 0 | 0 | 124.2496 | 77.7268 | 221.5562 | 92.3317 | 97.0214 | 91.9174 | 84.5437 | 79.9298 | 67.6962 | 65.033 | 40093316.445 | 4491379.478 | 338160.091 | 8413164.722 | 26850612.154 | -9.904 |  | 175441488.8446 | 124.2496 | 77.7268 | 221.5562 | 92.3317 | 97.0214 | 91.9174 | 84.5437 | 79.9298 | 67.6962 | 65.033 | 40093316.445 | 4491379.478 | 338160.091 | 8413164.722 | 26850612.154 | -9.904 | [9 empty] | 175441488.8446 | 0 | 0 | 0 | 0 | [8 empty] | 0 | 0 | 0 | 0 | 0 | 0 | 0 | 0 | 0 | 0 | 0 | 0 | 0 | 0 | 0 | 0 |  |  |  |  | 0 | 0 | 0 |  |  |  |  | 0 | 0
High_battery_cost | 2015 | 0 | 0 | 0 | 0 | 0 | 0 | 0 | 0 | 0 | 0 | 0 | 0 | 0 | 0 | 0 | 0 | 0 | 0 | 126.5799 | 74.1005 | 223.882 | 75.9142 | 79.3821 | 75.4536 | 79.8433 | 76.4746 | 73.7905 | 71.6092 | 41050345.9 | 4591697.434 | 371084.042 | 8612380.534 | 27475183.89 | 111.76 |  | 183604863.8889 | 126.5799 | 74.1005 | 223.882 | 75.9142 | 79.3821 | 75.4536 | 79.8433 | 76.4746 | 73.7905 | 71.6092 | 41050345.9 | 4591697.434 | 371084.042 | 8612380.534 | 27475183.89 | 111.76 | [9 empty] | 183604863.8889 | 0 | 0 | 0 | 0 | [8 empty] | 0 | 0 | 0 | 0 | 0 | 0 | 0 | 0 | 0 | 0 | 0 | 0 | 0 | 0 | 0 | 0 |  |  |  |  | 0 | 0 | 0 |  |  |  |  | 0 | 0
High_battery_cost | 2016 | 0 | 0 | 0 | 0 | 0 | 0 | 0 | 0 | 0 | 0 | 0 | 0 | 0 | 0 | 0 | 0 | 0 | 0 | 118.9116 | 66.8003 | 221.8348 | 76.7035 | 83.2582 | 76.3436 | 68.0214 | 63.9106 | 63.2479 | 60.1327 | 41030948.485 | 4544238.781 | 372593.37 | 8584774.075 | 27529342.259 | -65.832 |  | 176394458.0176 | 118.9116 | 66.8003 | 221.8348 | 76.7035 | 83.2582 | 76.3436 | 68.0214 | 63.9106 | 63.2479 | 60.1327 | 41030948.485 | 4544238.781 | 372593.37 | 8584774.075 | 27529342.259 | -65.832 | [9 empty] | 176394458.0176 | 0 | 0 | 0 | 0 | [8 empty] | 0 | 0 | 0 | 0 | 0 | 0 | 0 | 0 | 0 | 0 | 0 | 0 | 0 | 0 | 0 | 0 |  |  |  |  | 0 | 0 | 0 |  |  |  |  | 0 | 0
High_battery_cost | 2017 | 0 | 0 | 0 | 0 | 0 | 0 | 0 | 0 | 0 | 0 | 0 | 0 | 0 | 0 | 0 | 0 | 0 | 0 | 135.3876 | 84.6124 | 268.1301 | 126.9731 | 132.8069 | 126.7204 | 81.1155 | 76.9617 | 57.1547 | 53.9688 | 40770953.213 | 4513235.66 | 385997.013 | 8518439.129 | 27353281.411 | 40.37 |  | 155621570.0617 | 135.3876 | 84.6124 | 268.1301 | 126.9731 | 132.8069 | 126.7204 | 81.1155 | 76.9617 | 57.1547 | 53.9688 | 40770953.213 | 4513235.66 | 385997.013 | 8518439.129 | 27353281.411 | 40.37 | [9 empty] | 155621570.0617 | 0 | 0 | 0 | 0 | [8 empty] | 0 | 0 | 0 | 0 | 0 | 0 | 0 | 0 | 0 | 0 | 0 | 0 | 0 | 0 | 0 | 0 |  |  |  |  | 0 | 0 | 0 |  |  |  |  | 0 | 0
High_battery_cost | 2018 | 0 | 0 | 0 | 0 | 0 | 0 | 0 | 0 | 0 | 0 | 0 | 0 | 0 | 0 | 0 | 0 | 0 | 0 | 135.7799 | 81.9117 | 253.6695 | 102.5411 | 107.6094 | 102.5411 | 84.0681 | 79.9122 | 68.7001 | 66.2216 | 41010567.718 | 4564981.652 | 387315.2631 | 8568387.1645 | 27489883.6385 | 0 | 1714652821.0135 | 155584101.2 | 135.7799 | 81.9117 | 253.6695 | 102.5411 | 107.6094 | 102.5411 | 84.0681 | 79.9122 | 68.7001 | 66.2216 | 41010567.718 | 4564981.652 | 387315.2631 | 8568387.1645 | 27489883.6385 | 0 | [8 empty] | 1714652821.0135 | 155584101.2 | 0 | 0 | 0 | 0 | 0 | 0 | 0 | 0 | 0 | 0 | 0 | 0 | 0 | 0 | 0 | 0 | 0 | 0 | 0 | 0 | 0 | 0 | 0 | 0 | 0 | 0 | 0 | 0 | 0 | 0 | 0 | 0 | 0 | 0 | 0 | 1817531990.2743 |  |  | 1817531990.2743 | 0 | 0 | 0 | 0 | 0 | 0
High_battery_cost | 2019 | 0 | 0 | 0 | 0 | 0 | 0 | 0 | 0 | 0 | 0 | 0 | 0 | 0 | 0 | 0 | 0 | 0 | 0 | 156.9148 | 104.8307 | 304.144 | 158.526 | 163.7872 | 158.526 | 96.25 | 92.0149 | 70.0331 | 67.355 | 41698415.8096 | 4634500.4494 | 389874.2527 | 8694848.3028 | 27979192.8047 | 0 | 2065248001.0665 | 150953074.5 | 156.9148 | 104.8307 | 304.144 | 158.526 | 163.7872 | 158.526 | 96.25 | 92.0149 | 70.0331 | 67.355 | 41698415.8096 | 4634500.4494 | 389874.2527 | 8694848.3028 | 27979192.8047 | 0 | 0 | 0 | 0 | 0 | 0 | 0 | 0 | 0 | 2065248001.0665 | 150953074.5 | 0 | 0 | 0 | 0 | 0 | 0 | 0 | 0 | 0 | 0 | 0 | 0 | 0 | 0 | 0 | 0 | 0 | 0 | 0 | 0 | 0 | 0 | 0 | 0 | 0 | 0 | 0 | 0 | 0 | 0 | 0 | 0 | 0 | 0 | 0 | 2065248001.0665 | 0 | 0 | 2065248001.0665 | 0 | 0 | 0 | 0 | 0 | 0
High_battery_cost | 2020 | 0 | 0 | 0 | 0 | 0 | 0 | 0 | 0 | 0 | 0 | 0 | 0 | 0 | 0 | 0 | 0 | 0 | 0 | 163.0006 | 111.5761 | 307.4235 | 164.5074 | 171.3146 | 164.5074 | 103.8745 | 98.9569 | 77.5546 | 74.6273 | 41986742.2338 | 4675591.2484 | 392563.8181 | 8756515.5907 | 28162071.5767 | 0 | 2245610217.7482 | 126307495.7 | 163.0006 | 111.5761 | 307.4235 | 164.5074 | 171.3146 | 164.5074 | 103.8745 | 98.9569 | 77.5546 | 74.6273 | 41986742.2338 | 4675591.2484 | 392563.8181 | 8756515.5907 | 28162071.5767 | 0 | 95 | 95 | 95 | 95 | 103810702.3 | 103810702.3 | 103810702.3 | 103810702.3 | 2245610217.7482 | 126307495.7 | 0 | 0 | 0 | 0 | 0 | 0 | 0 | 0 | 0 | 0 | 0 | 0 | 0 | 0 | 0 | 0 | 0 | 0 | 0 | 0 | 0 | 0 | 0 | 0 | 0 | 0 | 0 | 0 | 0 | 0 | 0 | 0 | 0 | 0 | 0 | 2118500205.4229 | 97934624.8113 | 97934624.8113 | 2118500205.4229 | 0 | 0 | 0 | 0 | 0 | 0
High_battery_cost | 2021 | 0 | 0 | 0 | 0 | 0 | 0 | 0 | 0 | 0 | 0 | 0 | 0 | 0 | 0 | 0 | 0 | 0 | 0 | 163.62 | 112.0028 | 307.4471 | 164.5074 | 172.4371 | 164.5074 | 104.3155 | 98.9569 | 78.6954 | 75.5855 | 42328514.3335 | 4714799.8074 | 394976.5314 | 8830035.2112 | 28388702.7835 | 0 | 2276182673.1072 | 99119072.34 | 163.62 | 112.0028 | 307.4471 | 164.5074 | 172.4371 | 164.5074 | 104.3155 | 98.9569 | 78.6954 | 75.5855 | 42328514.3335 | 4714799.8074 | 394976.5314 | 8830035.2112 | 28388702.7835 | 0 | 17 | 17 | 112 | 112 | 41128931.45 | 41128931.45 | 144939633.75 | 144939633.75 | 2276182673.1072 | 99119072.34 | 0 | 0 | 0 | 0 | 0 | 0 | 0 | 0 | 0 | 0 | 0 | 0 | 0 | 0 | 0 | 0 | 0 | 0 | 0 | 0 | 0 | 0 | 0 | 0 | 0 | 0 | 0 | 0 | 0 | 0 | 0 | 0 | 0 | 0 | 0 | 2025794475.8875 | 36604602.5721 | 36604602.5721 | 2025794475.8875 | 0 | 0 | 0 | 0 | 0 | 0
High_battery_cost | 2022 | 470992353.8548 | -12753012.8796 | -135305533.8193 | -407155501.1982 | -84221694.0423 | -81292667.8879 | -6607898.4533 | 0 | 20375845.0232 | -67524721.318 | 552285021.7428 | -6145114.4263 | -135305533.8193 | -427531346.2214 | -16696972.7242 | 0 | 0 | 19236100.5927 | 165.9913 | 114.1275 | 311.3815 | 168.4498 | 176.7543 | 168.4498 | 104.8503 | 98.9569 | 80.6099 | 77.1888 | 42495138.4161 | 4738809.3251 | 394970.8323 | 8865843.5032 | 28495514.7555 | 0 | 2325888249.3866 | 96271373.37 | 141.9824 | 119.9168 | 212.5667 | 185.521 | 209.6602 | 185.521 | 120.2227 | 98.9569 | 94.9856 | 76.4726 | 42375744.1337 | 4785150.5251 | 379187.0493 | 8808029.6544 | 28403376.9049 | 0 | 0 | 0 | 112 | 112 | 0 | 0 | 144939633.75 | 144939633.75 | 2392266397.9732 | 77035273.0044 | -64985593.4496 | -64985593.4496 | -84221694.0423 | -19236100.3656 | 66378148.5866 | 47142048.221 | 66378148.5866 | 47142048.221 | -17843545.4557 | -17843545.2285 | -17843545.4557 | -17843545.2285 | 395454262.4573 | -10707675.5305 | -113605135.2956 | -341855609.9987 | -70714158.3675 | -54563157.3796 | -68254891.5278 | -5548118.9617 | 0 | 17107952.3896 | -56695058.1 | 463709153.9851 | -5159556.5688 | -113605135.2956 | -358963562.3883 | -14019100.2675 | 55732373.5253 | 39581372.728 | -14981784.8423 | -14981784.6515 | 0 | 16151000.988 | -16151000.7973 | 1952860624.3632 | 0 | 0 | 2008592997.8885 | -54563157.3796 | -70714158.3675 | 55732373.5253 | -14981784.8423 | -14981784.6515 | 39581372.728
High_battery_cost | 2023 | 445981135.0849 | -14823243.4546 | -131898334.0284 | -255795843.756 | 43463713.8459 | -99821389.6964 | -8160605.148 | 0 | 166686474.4275 | 58704479.5831 | 545802524.7812 | -6662638.3066 | -131898334.0284 | -422482318.1835 | -15240765.7373 | 0 | 0 | 18472665.3622 | 167.689 | 115.3426 | 308.7108 | 164.5074 | 172.7191 | 164.5074 | 104.9116 | 98.9569 | 86.5852 | 83.0843 | 42256429.4412 | 4725794.499 | 395224.6005 | 8832131.8164 | 28303278.5253 | 0 | 2386142967.0658 | 93505489.03 | 143.0253 | 120.2358 | 214.8829 | 185.521 | 210.9357 | 185.521 | 119.9003 | 98.9569 | 95.6429 | 77.1888 | 42183124.5081 | 4774865.2386 | 381473.9908 | 8783224.3511 | 28243560.9276 | 0 | 0 | 0 | 112 | 112 | 0 | 0 | 144939633.75 | 144939633.75 | 2381382845.8614 | 75032823.8255 | 61936379.208 | -3049214.2416 | -40757980.1964 | -18472665.2045 | -4760121.2044 | -23232786.4089 | 61618027.3822 | 23909261.8122 | 38703592.6415 | 38703592.7991 | 20860047.1858 | 20860047.5706 | 353258831.0244 | -11741397.209 | -104475834.5755 | -202614266.9218 | 34427332.3181 | 49059413.4946 | -79067890.2341 | -6463963.6259 | 0 | 132031300.1415 | 46499446.2815 | 432326721.2585 | -5277433.5831 | -104475834.5755 | -334645567.0633 | -12072113.9634 | -3770461.8422 | -18402542.8938 | 30656870.4758 | 30656870.6007 | 0 | 14632081.1765 | -14632081.0516 | 1890048723.7928 | 0 | 0 | 1886278261.9505 | -5503743.885 | -36286826.0495 | 51961911.683 | 15675085.6336 | 15675085.9492 | 21178829.8342
High_battery_cost | 2024 | 513507962.2409 | -9951935.0265 | 52208.3392 | -428472399.7691 | 75135835.7845 | -40690098.313 | -3313278.312 | 135906097.3159 | 0 | 91902720.6909 | 554198060.5538 | -6638656.7144 | -135853888.9767 | -428472399.7691 | -16766884.9063 | 0 | 0 | 17658744.4329 | 184.1777 | 131.7366 | 339.4 | 194.7769 | 202.9178 | 194.7769 | 120.1409 | 114.4504 | 92.2377 | 88.7285 | 42635055.3482 | 4767769.7749 | 396828.981 | 8913682.7336 | 28556773.8587 | 0 | 3434958111.1386 | 90819068.77 | 154.4661 | 131.7641 | 232.2417 | 203.2714 | 228.4531 | 203.2714 | 120.1443 | 99.1475 | 107.2719 | 88.7285 | 42489365.722 | 4812557.3036 | 383269.6486 | 8848438.2176 | 28445100.5522 | 0 | 0 | 0 | 112 | 112 | 0 | 0 | 144939633.75 | 144939633.75 | 3416280968.0282 | 73160324.4442 | 92794580.2174 | 89745365.9759 | 34377855.5881 | -17658744.3258 | -18677143.1104 | -36335887.4362 | 42940884.2718 | -12426625.624 | 56458692.6742 | 56458692.7812 | 77318739.86 | 77318740.3518 | 383723021.6163 | -7436664.7844 | 39013.1082 | -320179502.575 | 56145867.3651 | 69341508.4651 | -30406008.5191 | -2475874.2977 | 101556941.9616 | 0 | 68675059.1449 | 414129030.1354 | -4960790.4867 | -101517928.8535 | -320179502.575 | -12529191.7798 | -13956647.835 | -27152288.855 | 42189219.5301 | 42189219.6101 | 0 | 13195641.1 | -13195641.02 | 2566800522.0009 | 0 | 0 | 2552843874.1658 | 63837764.5802 | 19859041.3157 | 38005263.848 | 57864305.1637 | 57864305.5593 | -5973459.0209
High_battery_cost | 2025 | 565085748.6587 | -6708436.1091 | -96438023.6491 | -433363599.3286 | 28575689.572 | 0 | 0 | 35102767.3851 | 0 | 35102767.3851 | 565085748.6587 | -6708436.1091 | -131540791.0342 | -433363599.3286 | -6527077.8131 | -3 | -1664701.9844 | 17950304.284 | 230.8979 | 176.8341 | 454.7086 | 306.6893 | 316.1752 | 306.6893 | 145.014 | 138.2039 | 93.5751 | 89.5787 | 42936795.0372 | 4804392.8748 | 398417.5607 | 8979008.903 | 28754975.6987 | 3 | 3457931978.7035 | 89600253.61 | 199.8132 | 176.0614 | 337.6446 | 306.6893 | 333.365 | 306.6893 | 155.7983 | 134.2783 | 108.6695 | 89.5787 | 42772922.3912 | 4847554.0978 | 383533.4994 | 8904798.0999 | 28637036.694 | 0 | 35 | 35 | 147 | 147 | 113381610.1 | 113381610.1 | 258321243.85 | 258321243.85 | 3437548506.6477 | 71649949.4812 | 46525993.856 | 136271359.8319 | 62953545.1601 | -17950304.1288 | -20383472.0558 | -38333776.1847 | 22557412.216 | -50760401.8087 | 8192217.5161 | 8192217.6713 | 85510957.3761 | 85510958.0232 | 398363154.7692 | -4729182.7449 | -67985001.2706 | -305504237.1896 | 20144733.5641 | 32798989.7732 | 0 | 0 | 24746065.8667 | 0 | 24746065.8667 | 398363154.7692 | -4729182.7449 | -92731067.1373 | -305504237.1896 | -4601332.3026 | -14369543.4765 | -27023799.5762 | 5775190.0876 | 5775190.197 | -1173549.2106 | 12654256.2091 | -12654256.0997 | 2437705596.5105 | 79929561.132 | 79929561.132 | 2423336053.034 | 96636754.3534 | 40003774.8798 | 23635720.3715 | 63639495.2513 | 63639495.7563 | -32997258.5971
High_battery_cost | 2026 | 461235531.497 | -15718126.9001 | -57738066.9632 | -443812717.146 | -56033379.5123 | -104761977.3727 | -8489686.1799 | 79965242.8762 | 0 | -33286420.6765 | 565997508.8697 | -7228440.7203 | -137703309.8393 | -443812717.146 | -22746958.8358 | -2 | -1022053.1845 | 18645972.5948 | 235.6539 | 177.8138 | 464.3215 | 306.6893 | 322.1887 | 306.6893 | 151.5125 | 143.1816 | 93.7769 | 89.5787 | 43169551.4941 | 4831103.1269 | 400344.6112 | 9029550.4727 | 28908553.2832 | 2 | 3499250780.4374 | 88972624.71 | 211.6817 | 183.7994 | 369.1283 | 328.3149 | 362.2152 | 328.3149 | 157.9389 | 134.2783 | 109.164 | 89.5787 | 42900439.2013 | 4857563.7714 | 384804.195 | 8933525.9369 | 28724545.298 | 0 | 0 | 0 | 147 | 147 | 0 | 0 | 258321243.85 | 258321243.85 | 3547224295.6806 | 70326652.2637 | -37387406.9176 | 98883952.9143 | 6920165.6478 | -18645972.4463 | 47973515.2432 | 29327542.7969 | 70530927.4592 | -21432859.0118 | -8059864.2691 | -8059864.1207 | 77451093.107 | 77451093.9025 | 306747971.2775 | -10453452.1077 | -38399112.1607 | -295160804.654 | -37265397.645 | -24864760.9304 | -69672698.2889 | -5646126.1863 | 53181453.6173 | 0 | -22137370.8579 | 376420669.5663 | -4807325.9214 | -91580565.778 | -295160804.654 | -15128026.7871 | 31905127.578 | 19504490.9621 | -5360270.067 | -5360269.9683 | -679723.7409 | 12400636.7145 | -12400636.6158 | 2327201623.8784 | 0 | 0 | 2359106751.4564 | 71771993.423 | 2738377.2348 | 55540847.9495 | 58279225.1843 | 58279225.788 | -13492767.6349
High_battery_cost | 2027 | 590559047.8346 | -6436760.082 | 51183282.3988 | -448504195.694 | 186801374.4574 | 10946521.8852 | 885008.581 | 188208724.7984 | 0 | 200040255.2646 | 579612525.9494 | -7321768.6629 | -137025442.3996 | -448504195.694 | -13238880.8072 | -1 | -473566.7076 | 17472530.9918 | 246.3077 | 187.8969 | 487.3477 | 328.3149 | 343.5535 | 328.3149 | 163.7596 | 155.0971 | 93.8408 | 89.5787 | 43428132.9377 | 4860549.0005 | 402278.726 | 9086172.8117 | 29079132.3996 | 1 | 3655282107.9756 | 86416434.01 | 210.7474 | 182.9963 | 366.272 | 326.0706 | 359.6752 | 326.0706 | 158.0886 | 134.2783 | 109.2845 | 89.5787 | 43187942.6616 | 4894147.9172 | 386372.735 | 8994471.0568 | 28912950.9527 | 0 | 52.5 | 0 | 199.5 | 147 | 291785102 | 0 | 550106345.85 | 258321243.85 | 3532753128.3081 | 68943903.1602 | 204273905.4492 | 303157858.3635 | 193721540.1052 | -17472530.8498 | -122528979.6675 | -140001510.5173 | -51998052.2083 | -161434369.5291 | 64272394.7899 | 64272394.9319 | 141723487.8969 | 141723488.8344 | 370524052.6193 | -4038502.9068 | 32113024.5829 | -281397080.9771 | 117201493.3182 | 128163975.4211 | 6867983.254 | 555265.3324 | 118084482.333 | 0 | 125507730.9194 | 363656069.3653 | -4593768.2392 | -85971457.7501 | -281397080.9771 | -8306237.6011 | -76876197.6913 | -87838679.7051 | 40325295.6269 | 40325295.716 | -297121.611 | 10962482.1029 | -10962482.0138 | 2293369215.2883 | 183069582.768 | 0 | 2216493017.597 | 199935968.8441 | 119939870.553 | -21335349.7418 | 98604520.8112 | 98604521.5041 | -101331447.3401
High_battery_cost | 2028 | 863462190.4362 | 13749618.5419 | 144962746.5769 | -451492209.7356 | 570682345.8194 | 264430463.0393 | 21325292.4367 | 271511960.5722 | 0 | 557267716.0482 | 599031727.3969 | -7575673.8947 | -126549213.9953 | -451492209.7356 | 13414629.7713 | 0 | 0 | 16311114.301 | 273.8438 | 213.1626 | 558.6539 | 393.9318 | 410.2241 | 393.9318 | 174.2134 | 164.1775 | 93.9124 | 89.5787 | 43597697.2642 | 4881364.21 | 402360.5458 | 9123130.1113 | 29190842.3972 | 0 | 4076658578.9544 | 83933682.88 | 216.5697 | 187.9605 | 382.3617 | 339.9443 | 375.1116 | 339.9443 | 158.2399 | 134.2783 | 109.3854 | 89.5787 | 43387166.6201 | 4914625.5397 | 387648.0777 | 9038697.6 | 29046195.4027 | 0 | 0 | 0 | 199.5 | 147 | 0 | 0 | 550106345.85 | 258321243.85 | 3919724108.261 | 67622568.7469 | 586993460.1204 | 890151318.484 | 764403885.9246 | -16311114.1331 | -156934470.6935 | -173245584.8265 | -208932522.9018 | -334679954.3557 | 413747875.126 | 413747875.2939 | 555471363.0228 | 555471364.1283 | 511081943.8355 | 8138378.0891 | 85803226.968 | -267237545.2383 | 337786003.6542 | 347440527.1475 | 156515984.7835 | 12622407.8276 | 160707512.2927 | 0 | 329845904.9038 | 354565959.052 | -4484029.7385 | -74904285.3247 | -267237545.2383 | 7940098.7504 | -92889272.0784 | -102543795.4722 | 244896731.5759 | 244896731.6753 | 0 | 9654523.4932 | -9654523.3938 | 2412967949.2196 | 0 | 0 | 2320078677.1413 | 547376495.9916 | 457725874.2073 | -114224621.8202 | 343501252.3871 | 343501253.1793 | -203875242.8123
High_battery_cost | 2029 | 1662490801.0392 | 75435954.0659 | 494279219.4889 | -242395386.0316 | 1989810588.5624 | 1027836110.9868 | 82719259.8688 | 619990483.4756 | 221339763.1355 | 1951885617.4667 | 634654690.0524 | -7283305.8029 | -125711263.9867 | -463735149.1671 | 37924971.0956 | -4 | -1660125.7172 | 14636460.5071 | 362.6645 | 299.3522 | 774.3162 | 602.3656 | 620.3731 | 602.3656 | 216.6254 | 206.0617 | 101.5169 | 97.1356 | 43884974.8823 | 4920882.73 | 404591.5484 | 9182634.803 | 29376865.8009 | 4 | 5466304713.6747 | 81715220.8768 | 237.1871 | 208.0506 | 437.1795 | 393.9318 | 429.8987 | 393.9318 | 162.5167 | 138.2039 | 109.7483 | 89.5787 | 43624186.5966 | 4941585.8136 | 389130.4173 | 9090588.081 | 29202882.2848 | 0 | 0 | 0 | 199.5 | 147 | 0 | 0 | 550106345.85 | 258321243.85 | 3946220213.2204 | 67078760.5309 | 2004447049.0695 | 2894598367.5535 | 2754214474.487 | -14636460.3459 | -1520084500.4543 | -1534720960.8002 | -1729017023.3561 | -1869400915.1559 | 469726088.1081 | 469726088.2693 | 1025197451.1309 | 1025197452.3976 | 928326179.9697 | 42123042.742 | 276002934.5003 | -135352317.5084 | 1111099839.7036 | 1119272762.8033 | 573938315.8998 | 46190002.661 | 346199447.7098 | 123594967.6585 | 1089922733.9292 | 354387864.0699 | -4066959.919 | -70196513.2096 | -258947285.1669 | 21177105.7745 | -848807245.5233 | -856980168.533 | 262292594.1803 | 262292594.2703 | -927005.5295 | 8172923.0997 | -8172923.0097 | 3052356001.1424 | 0 | 0 | 2203548755.6191 | 1666649258.7949 | 1568825713.9109 | -963031867.3435 | 605793846.5674 | 605793847.4497 | -1060855411.3452
High_battery_cost | 2030 | 232618338.7704 | -41818245.9606 | -251440224.9331 | -472522682.3548 | -533162814.478 | -432139313.2293 | -34845735.1337 | -130781387.7719 | 0 | -597766436.1348 | 664757651.9997 | -6972510.8269 | -120658837.1612 | -472522682.3548 | 64603621.6568 | -3 | -1177882.8621 | 13490264.6447 | 245.0641 | 176.0614 | 493.4151 | 306.6893 | 333.129 | 306.6893 | 146.4501 | 134.2783 | 94.3631 | 89.5787 | 44328529.3948 | 4973719.2986 | 409555.7299 | 9273245.0874 | 29672009.279 | 3 | 3545048577.3775 | 80589445.7267 | 242.9788 | 210.0789 | 446.4917 | 393.9318 | 437.0306 | 393.9318 | 173.8095 | 148.5094 | 110.3519 | 89.5787 | 43668043.8365 | 4932906.4157 | 389269.198 | 9106423.5512 | 29239444.6716 | 0 | 0 | 247 | 199.5 | 394 | 0 | 1059312049 | 550106345.85 | 1317633292.85 | 3997246645.9458 | 67099181.184 | -519672549.8334 | 2374925817.7201 | 2221051660.009 | -13490264.5427 | 452198068.5682 | 438707804.0255 | -1276818954.7878 | -1430693111.1304 | -80964745.9098 | -80964745.8079 | 944232705.2211 | 944232706.5897 | 122540439.0416 | -22029330.3058 | -132455573.8764 | -248919054.5291 | -280863519.6697 | -273757016.5407 | -227645599.4405 | -18356298.5815 | -68894003.6316 | 0 | -314895901.6536 | 350186038.4821 | -3673031.7243 | -63561570.2448 | -248919054.5291 | 34032381.9839 | 238212301.5279 | 231105798.4526 | -42651218.1418 | -42651218.0881 | -620493.9981 | 7106503.129 | -7106503.0754 | 1867487367.4698 | 0 | 558032372.9102 | 2105699668.9977 | 1392892242.2542 | 1287962194.2412 | -724819565.8156 | 563142628.4256 | 563142629.3616 | -829749612.8927
High_battery_cost | 2031 | -1110967325.214 | -148839517.9228 | -605468068.1897 | -500043374.4858 | -2365318285.8123 | -1767667356.5082 | -141468659.7686 | -461738988.2854 | -12758278.8547 | -2383633283.417 | 656700031.2942 | -7370858.1542 | -143729079.9043 | -487285095.6311 | 18314997.6046 | -2 | -747962.0895 | 18802979.1467 | 220.2435 | 153.946 | 425.566 | 245.4208 | 266.8608 | 245.4208 | 144.7359 | 134.2783 | 93.8492 | 89.1459 | 44058656.6435 | 4932255.6994 | 401281.2389 | 9222744.963 | 29502374.7422 | 2 | 3211429310.6829 | 85572009.206 | 323.1864 | 291.7378 | 649.9024 | 602.3656 | 641.9404 | 602.3656 | 210.5252 | 184.4743 | 110.7478 | 89.5787 | 43984424.9465 | 4972174.9689 | 391382.9054 | 9174694.6916 | 29446172.3806 | 0 | 0 | 52.5 | 199.5 | 446.5 | 0 | 291785102 | 550106345.85 | 1609418394.85 | 5242676647.4775 | 66769030.152 | -2346515306.6657 | 28410511.0544 | -144266625.8034 | -18802979.054 | 2031247336.7946 | 2012444357.7406 | 754428382.0067 | 581751246.6102 | -334070949.0178 | -334070948.9251 | 610161756.2034 | 610161757.6646 | -552116724.5665 | -73968680.4972 | -300899080.5144 | -248506237.5791 | -1175490723.1572 | -1166146218.5773 | -878476521.1797 | -70305589.8113 | -229470131.1469 | -6340473.7228 | -1184592715.8607 | 326359796.6133 | -3663090.6859 | -71428949.3675 | -242165763.8564 | 9101992.7035 | 1009467696.2343 | 1000123191.7005 | -166023026.9229 | -166023026.8769 | -371714.2436 | 9344504.5799 | -9344504.5338 | 1595981980.7026 | 0 | 145008256.4422 | 2605449676.9369 | 226746023.6769 | 112471471.084 | 284648130.4187 | 397119601.5027 | 397119602.4847 | 170373578.8078
High_battery_cost | 2032 | 123715268.1214 | -46532700.6663 | -31146487.4499 | -514880696.611 | -468844616.6058 | -400248966.7446 | -31957442.3705 | 154901295.0018 | 0 | -277305114.1132 | 523964234.8659 | -14575258.2958 | -186047782.4517 | -514880696.611 | -191539502.4926 | -2 | -717056.2973 | 38326440.931 | 207.0636 | 146.4147 | 392.0941 | 226.6099 | 239.0047 | 226.6099 | 139.6235 | 131.1555 | 93.2229 | 88.7285 | 44400109.9326 | 4973891.2859 | 402836.2775 | 9297009.6029 | 29726372.7663 | 2 | 3120112063.382 | 104311732.36 | 208.4399 | 171.7803 | 366.9168 | 306.6893 | 355.7954 | 306.6893 | 142.8644 | 114.4504 | 110.4614 | 88.7285 | 44357293.8612 | 5022416.2707 | 395308.0007 | 9248398.3353 | 29691171.2544 | 0 | 317 | 70 | 516.5 | 516.5 | 1351331886.6 | 292019837.6 | 1901438232.45 | 1901438232.45 | 3427032963.9021 | 65985291.6128 | -430518175.6749 | -402107664.6204 | -613111242.4092 | -38326440.7472 | 306920900.5201 | 268594459.7729 | 1061349282.5269 | 850345706.3831 | -161923716.0857 | -161923715.902 | 448238040.1176 | 448238041.7627 | 58002545.3425 | -21816345.8827 | -14602688.7223 | -241396162.3706 | -219812651.6331 | -201843720.541 | -187652334.2221 | -14982896.0344 | 72623771.6927 | 0 | -130011458.5637 | 245654879.5646 | -6833449.8483 | -87226460.415 | -241396162.3706 | -89801193.0694 | 143896494.9056 | 125927563.8997 | -75916156.7275 | -75916156.6413 | -336183.9733 | 17968931.0921 | -17968931.006 | 1462830289.0829 | 633557120.4386 | 136910295.1358 | 1606726783.9885 | 24902303.1359 | -107341180.5491 | 428544625.3244 | 321203444.7752 | 321203445.8434 | 296301142.7075
High_battery_cost | 2033 | 547424201.5516 | -14391469.731 | 11960607.8558 | -522395534.0515 | 22597805.6248 | -39031096.3692 | -3102514.4626 | 183871615.8786 | 0 | 141738005.0467 | 586455297.9208 | -11288955.2684 | -171911008.0228 | -522395534.0515 | -119140199.4219 | 0 | 0 | 59339014.9531 | 222.8901 | 161.3246 | 434.5092 | 266.5618 | 279.4496 | 266.5618 | 142.8957 | 134.2783 | 93.3004 | 88.7285 | 44571230.0676 | 4988839.3871 | 403896.991 | 9334711.3385 | 29843782.351 | 0 | 3315825221.959 | 126499234.54 | 193.1891 | 160.2198 | 324.5596 | 274.3805 | 315.6831 | 274.3805 | 141.5084 | 114.4504 | 110.7743 | 88.7285 | 44193003.1593 | 4995127.9754 | 389711.3372 | 9212106.5435 | 29596057.3032 | 0 | 0 | 0 | 516.5 | 516.5 | 0 | 0 | 1901438232.45 | 1901438232.45 | 3223268419.1543 | 67160219.6794 | 81936820.5779 | -320170844.0425 | -590513436.7844 | -59339014.8606 | -92556802.8047 | -151895817.6652 | 968792479.7222 | 698449888.7179 | -69958997.1799 | -69958997.0873 | 378279042.9378 | 378279044.6754 | 242126252.271 | -6365360.9409 | 5290188.3892 | -231056048.4986 | 9995031.2207 | 36240734.7598 | -17263491.5649 | -1372245.1388 | 81326593.0251 | 0 | 62690856.3214 | 259389743.8359 | -4993115.8021 | -76036404.636 | -231056048.4986 | -52695825.1007 | -40937963.1404 | -67183666.6386 | -30942931.9197 | -30942931.8787 | 0 | 26245703.5391 | -26245703.4982 | 1466592693.3869 | 0 | 0 | 1425654730.2465 | 61143037.8957 | -97346149.3284 | 387606662.184 | 290260512.8555 | 290260513.9646 | 229117476.0689
High_battery_cost | 2034 | 654845356.6556 | -8378505.8955 | -127471956.8816 | -525439312.8292 | -6444418.9507 | 0 | 0 | 29196111.312 | 12499028.6817 | 41695139.9937 | 654845356.6556 | -8378505.8955 | -156668068.1936 | -537938341.5109 | -48139558.9444 | -1 | -335149.5323 | 65437875.7101 | 238.2071 | 175.8686 | 476.7867 | 306.6893 | 319.6998 | 306.6893 | 142.9721 | 134.2783 | 93.7587 | 89.1459 | 44905578.9302 | 5030035.282 | 406590.2786 | 9407275.0379 | 30061678.3316 | 1 | 3545500863.8294 | 133013269.09 | 204.2648 | 175.0682 | 346.6232 | 306.6893 | 340.5543 | 306.6893 | 156.5445 | 131.1555 | 111.1801 | 88.7285 | 44557521.4661 | 5041622.9768 | 392072.9865 | 9291695.2718 | 29832130.2311 | 0 | 0 | 0 | 516.5 | 516.5 | 0 | 0 | 1901438232.45 | 1901438232.45 | 3501969804.8666 | 67575393.4669 | 58993456.7593 | -261177387.2832 | -596957855.7352 | -65437875.6231 | -43531058.9628 | -108968934.5859 | 925261420.7594 | 589480954.132 | -49975477.9135 | -49975477.8266 | 328303565.0242 | 328303566.8488 | 273244087.5173 | -3496057.7713 | -53189593.8303 | -219247466.7805 | -2689030.8649 | 24615908.3177 | 0 | 0 | 12182517.1599 | 5215407.962 | 17397925.1218 | 273244087.5173 | -3496057.7713 | -65372110.9901 | -224462874.7425 | -20086955.9867 | -18163989.962 | -45468929.1083 | -20853020.8269 | -20853020.7906 | -139846.19 | 27304939.1826 | -27304939.1463 | 1479413633.2837 | 0 | 0 | 1461249643.3217 | 85758946.2134 | -100035180.1933 | 369442672.222 | 269407492.0286 | 269407493.174 | 183648546.9606
High_battery_cost | 2035 | 631360195.1467 | -11369303.6319 | 32019467.8278 | -331232724.2716 | 320777635.071 | -36198085.8063 | -2867427.5344 | 199918813.0708 | 215010734.8659 | 375864034.596 | 667558280.953 | -8501876.0975 | -167899345.243 | -546243459.1375 | -55086399.525 | -2 | -652595.2072 | 62343799.48 | 235.5374 | 171.5407 | 474.1359 | 299.557 | 314.6698 | 299.557 | 137.8927 | 128.9895 | 92.2165 | 87.4955 | 45232910.7174 | 5070785.8766 | 409355.1124 | 9477794.0965 | 30274975.6319 | 2 | 3472599281.6547 | 129419261.22 | 197.3423 | 166.7402 | 349.599 | 306.6893 | 342.7858 | 306.6893 | 134.3937 | 107.7657 | 103.0593 | 80.3658 | 44875104.9419 | 5079668.4416 | 394712.0517 | 9361296.8603 | 30039427.5884 | 0 | 73.214 | 73.214 | 589.714 | 589.714 | 593115946.1 | 593115946.1 | 2494554178.55 | 2494554178.55 | 3250781311.8328 | 67075461.8081 | 383121434.551 | 121944047.2677 | -276180220.6642 | -62343799.4119 | -221817969.8219 | -284161769.2338 | 703443450.9375 | 305319184.8982 | 98959665.2491 | 98959665.3172 | 427263230.2733 | 427263232.1659 | 248532594.5037 | -4475484.1231 | 12604344.5169 | -130388530.9536 | 126272923.9439 | 150814328.9217 | -14249241.9552 | -1128752.1927 | 78697297.8096 | 84638176.7383 | 147957480.4 | 262781836.4588 | -3346731.9304 | -66092953.2927 | -215026707.6919 | -21684556.4561 | -87317819.4811 | -111859224.4321 | 38955104.4628 | 38955104.4896 | -256891.6781 | 24541404.9778 | -24541404.951 | 1366975802.047 | 233477887.9931 | 233477887.9931 | 1279657982.5659 | 236573275.1351 | 26237743.7505 | 282124852.7409 | 308362596.4914 | 308362597.6636 | 71789322.5285
High_battery_cost | 2036 | 675408241.96 | -8411910.5598 | 78793111.7697 | -313276317.3824 | 432513125.7874 | 0 | 0 | 243714387.9392 | 232880675.2741 | 476595063.2133 | 675408241.96 | -8411910.5598 | -164921276.1695 | -546156992.6565 | -44081937.4259 | -1 | -318786.7851 | 60132379.1783 | 240.2259 | 175.6661 | 482.8083 | 306.6893 | 322.5322 | 306.6893 | 143.1985 | 134.2783 | 93.458 | 88.691 | 45476799.0039 | 5100966.4707 | 410713.3812 | 9530848.5718 | 30434270.5802 | 1 | 3579319522.8992 | 126829656.5 | 197.9232 | 167.1715 | 350.2829 | 306.6893 | 343.2307 | 306.6893 | 134.7755 | 108.5206 | 103.6532 | 81.0008 | 45021713.1107 | 5102620.6487 | 395032.3351 | 9392814.2753 | 30131245.8515 | 0 | 0 | 0 | 589.714 | 589.714 | 0 | 0 | 2494554178.55 | 2494554178.55 | 3268704090.5721 | 66697277.3909 | 492645504.9657 | 614589552.2335 | 156332905.1232 | -60132379.1091 | -310615432.3271 | -370747811.4362 | 392828018.6104 | -65428626.538 | 121897693.4603 | 121897693.5295 | 549160923.7336 | 549160925.6954 | 250822589.0911 | -3123884.2743 | 29260958.1418 | -116339677.4649 | 160619985.4936 | 182951011.526 | 0 | 0 | 90506851.9807 | 86483596.5756 | 176990448.5564 | 250822589.0911 | -3123884.2743 | -61245893.839 | -202823274.0406 | -16370463.0628 | -115351519.4334 | -137682545.4401 | 45268466.0602 | 45268466.0859 | -118386.0691 | 22331026.0324 | -22331026.0067 | 1329231913.5942 | 0 | 0 | 1213880394.1608 | 419524286.6611 | 186857729.2441 | 166773333.3074 | 353631062.5516 | 353631063.7495 | -65893222.9116
High_battery_cost | 2037 | 680154831.8568 | -8419446.3644 | 27598902.4238 | -512365094.5224 | 186969193.3938 | 0 | 0 | 188896137.1401 | 34882436.4663 | 223778573.6064 | 680154831.8568 | -8419446.3644 | -161297234.7163 | -547247530.9887 | -36809380.2126 | 0 | 0 | 59569025.1549 | 240.3739 | 175.6828 | 483.0571 | 306.6893 | 322.6633 | 306.6893 | 143.3002 | 134.2783 | 93.5495 | 88.7285 | 45811757.795 | 5140704.5504 | 413183.8228 | 9603425.7581 | 30654443.6637 | 0 | 3606137500.3521 | 125465844.28 | 202.0172 | 171.2706 | 350.5372 | 306.6893 | 343.2736 | 306.6893 | 140.3169 | 114.4504 | 110.1992 | 87.584 | 45287258.2125 | 5136344.1849 | 396821.9836 | 9450207.0575 | 30303884.9866 | 0 | 0 | 0 | 589.714 | 589.714 | 0 | 0 | 2494554178.55 | 2494554178.55 | 3444980983.1985 | 65896819.2893 | 246538218.5487 | 861127770.7822 | 343302098.517 | -59569024.9907 | -161156517.1535 | -220725542.1443 | 231671501.4568 | -286154168.6823 | 25812676.2402 | 25812676.4045 | 574973599.9738 | 574973602.0999 | 238288022.3476 | -2949700.7585 | 9669104.1062 | -179503929.6573 | 65503496.0379 | 86373134.1446 | 0 | 0 | 66178588.8153 | 12220845.0354 | 78399433.8507 | 238288022.3476 | -2949700.7585 | -56509484.7092 | -191724774.6927 | -12895937.8128 | -56460185.1848 | -77329823.2339 | 9043310.8532 | 9043310.9107 | 0 | 20869638.1067 | -20869638.0491 | 1263387883.2065 | 0 | 0 | 1206927698.0218 | 505897420.8057 | 252361225.2821 | 110313148.1227 | 362674373.4048 | 362674374.6602 | -143223046.1455
High_battery_cost | 2038 | 675431929.0666 | -9585558.612 | -135931843.1949 | -554451205.9223 | -24536678.6625 | -19920274.059 | -1567004.719 | 29914916.9048 | 0 | 8427638.1268 | 695352203.1256 | -8018553.893 | -165846760.0997 | -554451205.9223 | -32964316.7893 | -2 | -612757.103 | 59206432.5825 | 253.5986 | 187.5818 | 519.8074 | 339.9443 | 357.8013 | 339.9443 | 143.5582 | 134.2783 | 93.6564 | 88.7285 | 46024189.7407 | 5159411.6156 | 414680.1471 | 9651256.365 | 30798841.613 | 2 | 3789575940.6951 | 124160493.37 | 219.7531 | 188.3476 | 388.8868 | 343.802 | 381.2085 | 343.802 | 157.6375 | 131.1555 | 111.5711 | 88.7285 | 45561074.0168 | 5168013.5781 | 397714.5 | 9508080.8852 | 30487265.0535 | 0 | 0 | 0 | 589.714 | 589.714 | 0 | 0 | 2494554178.55 | 2494554178.55 | 3765673989.552 | 64954060.95 | 34669753.92 | 895797524.7022 | 318765419.8545 | -59206432.42 | -23901951.1431 | -83108383.5631 | 207769550.3137 | -369262552.2454 | -48438629.8056 | -48438629.6431 | 526534970.1682 | 526534972.4568 | 223239040.2631 | -3168151.8342 | -44927242.717 | -183253337.2443 | -8109691.5324 | 11458804.7414 | -6583909.7492 | -517915.4472 | 9887269.245 | 0 | 2785444.0487 | 229822950.0123 | -2650236.387 | -54814511.9621 | -183253337.2443 | -10895135.5811 | -7899905.8291 | -27468402.0492 | -16009597.3615 | -16009597.3078 | -202524.1948 | 19568496.2738 | -19568496.2201 | 1252504152.6747 | 0 | 0 | 1244604246.8456 | 517356225.547 | 244251533.7497 | 102413242.2936 | 346664776.0433 | 346664777.3524 | -170691448.1946
High_battery_cost | 2039 | 511997063.3815 | -22460054.6702 | -10938458.2235 | -563241673.9758 | -84643123.488 | -173001348.8713 | -13584408.329 | 161191709.0012 | 0 | -25394048.1991 | 684998412.2528 | -8875646.3412 | -172130167.2247 | -563241673.9758 | -59249075.2889 | 0 | 0 | 58924212.8653 | 238.512 | 172.4749 | 486.4215 | 306.6893 | 324.5913 | 306.6893 | 140.6183 | 131.1555 | 87.8979 | 82.9058 | 46345015.4453 | 5200174.6331 | 416675.9392 | 9720531.0353 | 31007633.8377 | 0 | 3528984651.8378 | 122910277.79 | 213.6893 | 181.0861 | 387.7791 | 339.9443 | 379.3832 | 339.9443 | 141.608 | 114.4504 | 105.9531 | 82.9058 | 45879507.5358 | 5204359.9832 | 400308.7122 | 9577990.6436 | 30696848.1968 | 0 | 53.3648 | 81.3488 | 643.0788 | 671.0628 | 433373307.4 | 684493937.7 | 2927927485.95 | 3179048116.25 | 3577678914.3598 | 63986064.9806 | -25718910.6227 | 870078614.0795 | 234122296.3665 | -58924212.8094 | 48694262.522 | -10229950.2874 | 256463812.8358 | -379492502.5328 | -35948860.9659 | -35948860.9101 | 490586109.2023 | 490586111.5468 | 159643104.5142 | -7003151.2123 | -3410662.9789 | -175621416.3249 | -26392126.0019 | -8019277.9025 | -53942638.3357 | -4235682.7289 | 50260336.8014 | 0 | -7917984.2632 | 213585742.8499 | -2767468.4833 | -53670999.7804 | -175621416.3249 | -18474141.7387 | 15183101.2266 | -3189746.8554 | -11209024.7754 | -11209024.7579 | 0 | 18372848.0994 | -18372848.082 | 1100354095.5515 | 135127845.7536 | 213428445.2997 | 1115537196.7781 | 509336947.6445 | 217859407.7477 | 117596343.5202 | 335455751.2679 | 335455752.5945 | -173881195.05
High_battery_cost | 2040 | 410887331.171 | -30684561.4953 | -56099067.4906 | -565272357.4862 | -241168655.301 | -274807218.4346 | -21541307.3622 | 117224520.6293 | 0 | -179124005.1675 | 685694549.6056 | -9143254.133 | -173323588.1199 | -565272357.4862 | -62044650.1335 | -1 | -295506.8779 | 58457875.6076 | 249.7687 | 183.404 | 509.0928 | 328.3149 | 346.4703 | 328.3149 | 143.7059 | 134.2783 | 93.6202 | 88.691 | 46489985.7384 | 5214803.4691 | 417816.6067 | 9752581.6944 | 31104783.9682 | 1 | 3760178043.6668 | 121712085.37 | 232.8846 | 199.868 | 430.06 | 380.9906 | 421.3064 | 380.9906 | 149.3442 | 122.1652 | 111.6769 | 88.691 | 45991275.1436 | 5219127.0016 | 400067.6706 | 9602509.4199 | 30769571.0515 | 0 | 0 | 0 | 643.0788 | 671.0628 | 0 | 0 | 2927927485.95 | 3179048116.25 | 3933042640.4977 | 63254209.916 | -182710779.6934 | 687367834.3861 | -7046358.9345 | -58457875.454 | 172864596.8308 | 114406721.3768 | 429328409.6666 | -265085781.1559 | -68304058.4702 | -68304058.3166 | 422282050.7321 | 422282053.2302 | 120864728.3743 | -9026029.544 | -16501843.7901 | -166277917.9644 | -70941062.9242 | -53745362.9825 | -80836028.0097 | -6336491.9423 | 34482226.0747 | 0 | -52690293.8773 | 201700756.384 | -2689537.6017 | -50984069.8648 | -166277917.9644 | -18250769.0468 | 50849055.0973 | 33653355.2008 | -20092007.8269 | -20092007.7817 | -86924.9447 | 17195699.9417 | -17195699.8965 | 1106076686.7439 | 0 | 0 | 1156925741.8412 | 455591584.662 | 146918344.8236 | 168445398.6175 | 315363743.441 | 315363744.8128 | -140227839.8493
High_battery_cost | 2041 | 679626018.0294 | -9725773.7724 | -173181598.0454 | -571729962.4293 | -75011316.2176 | 0 | 0 | 0 | 0 | 0 | 679626018.0294 | -9725773.7724 | -173181598.0454 | -571729962.4293 | -75011316.2176 | -1 | -290067.6384 | 58191086.2423 | 272.9727 | 206.8993 | 573.7657 | 393.9318 | 411.6545 | 393.9318 | 143.7682 | 134.2783 | 93.7177 | 88.7285 | 46868777.5621 | 5259432.314 | 420188.7734 | 9835264.9105 | 31353891.5642 | 1 | 4133759164.3188 | 120563003.47 | 240.3839 | 206.8993 | 444.2547 | 393.9318 | 435.1018 | 393.9318 | 161.3521 | 134.2783 | 111.8177 | 88.7285 | 46368388.7747 | 5266140.4526 | 402114.9545 | 9683144.3141 | 31016989.0535 | 0 | 0 | 0 | 643.0788 | 671.0628 | 0 | 0 | 2927927485.95 | 3179048116.25 | 4106315179.0607 | 62371917.2781 | -16820229.9753 | 670547604.4108 | -82057675.1521 | -58191086.1919 | -27443985.2581 | -85635071.4499 | 401884424.4085 | -350720852.6059 | -102455301.4757 | -102455301.4253 | 319826749.2564 | 319826751.8049 | 188599683.9946 | -2698951.7932 | -48058776.1483 | -158657978.6293 | -20816022.5762 | -4667699.5493 | 0 | 0 | 0 | 0 | 0 | 188599683.9946 | -2698951.7932 | -48058776.1483 | -158657978.6293 | -20816022.5762 | -7615845.7886 | -23764168.8015 | -28431868.3648 | -28431868.3508 | -80495.2481 | 16148323.0269 | -16148323.0129 | 1147139237.4896 | 0 | 0 | 1139523391.701 | 450923885.1127 | 126102322.2474 | 160829552.8289 | 286931875.0763 | 286931876.462 | -163992008.6507
High_battery_cost | 2042 | 1879122054.9343 | 84274071.8244 | 16245137.3609 | 109847220.596 | 2089488484.7156 | 1217939742.923 | 95259842.4193 | 194596361.277 | 683107294.4365 | 2190903241.0558 | 661182312.0114 | -10985770.5949 | -178351223.9162 | -573260073.8404 | -101414756.3402 | -2 | -568794.9142 | 58007559.1969 | 349.3002 | 281.6656 | 786.2208 | 602.3656 | 622.9646 | 602.3656 | 143.9943 | 134.2783 | 94.3474 | 89.1459 | 47234519.7455 | 5306737.4912 | 423307.2396 | 9912973.5619 | 31591501.4527 | 2 | 5273397629.0473 | 119460305.63 | 222.0805 | 185.6115 | 430.17 | 371.9475 | 418.8406 | 371.9475 | 142.1411 | 114.4504 | 90.5973 | 67.355 | 46489118.1948 | 5264827.8027 | 403536.3295 | 9715631.1896 | 31105122.873 | 0 | 65.0791 | 0 | 708.1579 | 671.0628 | 547595150.1 | 0 | 3475522636.05 | 3179048116.25 | 3468505940.456 | 61452746.4825 | 2147496043.9125 | 2818043648.3233 | 2007430809.5635 | -58007559.1475 | -1804891688.5913 | -1862899247.7388 | -1403007264.1828 | -2213620100.3447 | 284596796.1243 | 284596796.1737 | 604423545.3807 | 604423547.9786 | 491949007.5066 | 22062721.1967 | 4252932.4694 | 28757701.5062 | 547022362.6789 | 562208582.8075 | 318853289.0455 | 24938765.851 | 50944794.4285 | 178835618.8126 | 573572468.1375 | 173095718.4611 | -2876044.6543 | -46691861.959 | -150077917.3063 | -26550105.4586 | -472515700.8975 | -487701921.0132 | 74506661.7814 | 74506661.7943 | -148908.9508 | 15186220.1286 | -15186220.1157 | 1380561056.6834 | 143358910.5613 | 0 | 908045355.7859 | 1013132467.9202 | 673124684.9263 | -311686148.0687 | 361438536.8576 | 361438538.2563 | -651693929.6639
High_battery_cost | 2043 | 1896656394.6121 | 81609971.677 | 34548667.1879 | 81750601.9025 | 2094565635.3795 | 1108996725.6144 | 86424873.2463 | 195564471.3188 | 633440564.2984 | 2024426634.478 | 787659668.9977 | -4814901.5693 | -161015804.131 | -551689962.3959 | 70139000.9015 | -1 | -278375.0572 | 57356715.8091 | 354.2157 | 280.9306 | 801.3698 | 602.3656 | 632.9806 | 602.3656 | 145.3056 | 134.2783 | 92.8021 | 87.4955 | 47532060.7867 | 5357429.88 | 424772.8256 | 9996270.716 | 31753587.365 | 1 | 5283235392.9173 | 118401439.15 | 227.1761 | 193.4777 | 445.3364 | 393.9318 | 435.9701 | 393.9318 | 141.6979 | 114.4504 | 89.9854 | 67.355 | 46566830.8282 | 5283804.8503 | 404505.8742 | 9729985.6527 | 31148534.451 | 0 | 0 | 65.0791 | 708.1579 | 736.1419 | 0 | 547595150.1 | 3475522636.05 | 3726643266.35 | 3590128910.3829 | 61044723.4809 | 2151922351.1886 | 4969965999.5119 | 4101996444.943 | -57356715.6691 | -1693106482.5345 | -1750463198.2036 | -3096113746.7173 | -3964083298.5483 | 401459152.845 | 401459152.985 | 1005882698.2257 | 1005882700.9635 | 468433443.0299 | 20155912.3344 | 8532779.6689 | 20190644.9833 | 517312780.0166 | 531478658.4243 | 273898401.3996 | 21345089.7343 | 48300229.2321 | 156446231.0264 | 499989951.3923 | 194535041.6304 | -1189177.4 | -39767449.5631 | -136255586.0431 | 17322828.6243 | -418160981.2315 | -432326859.6047 | 99151798.7851 | 99151798.8197 | -68752.6675 | 14165878.4077 | -14165878.3732 | 1304845807.8502 | 0 | 135244255.2465 | 886684826.6187 | 1544611126.3446 | 1190437464.9429 | -729847129.3001 | 460590335.6427 | 460590337.076 | -1084020789.2686
High_battery_cost | 2044 | 818826765.4665 | -3901549.0842 | -187445715.4749 | -890316717.7074 | -262837216.8 | -7742946.1045 | -602598.2259 | -18535828.4563 | -346988431.9974 | -373869804.784 | 826569711.571 | -3298950.8583 | -168909887.0186 | -543328285.71 | 111032587.9841 | -1 | -271919.4603 | 57083879.9788 | 270.506 | 194.9856 | 599.8367 | 393.9318 | 428.6861 | 393.9318 | 134.6818 | 124.6767 | 71.5448 | 66.2216 | 47806414.8975 | 5387116.3214 | 426840.6177 | 10053695.2798 | 31938762.6786 | 1 | 3704065132.3875 | 117384013.49 | 234.5408 | 200.7551 | 447.6746 | 395.3776 | 437.8942 | 395.3776 | 153.4162 | 126.5447 | 99.4779 | 77.1888 | 46860254.1481 | 5323198.5658 | 406694.4042 | 9791594.8798 | 31338766.2983 | 0 | 0 | 81.3488 | 708.1579 | 817.4907 | 0 | 684621884.2 | 3475522636.05 | 4411265150.55 | 3862496758.9002 | 60300133.6416 | -205753336.8212 | 4764212662.6907 | 3839159228.1431 | -57083879.8484 | 158431626.5127 | 101347746.6643 | -2937682120.2046 | -3862735551.884 | -104405590.2873 | -104405590.1569 | 901477107.9384 | 901477110.8067 | 190785514.9736 | -909055.5935 | -43674594.9995 | -207442575.9405 | -61240711.5598 | -47940245.7009 | -1804095.8384 | -140404.5614 | -4318822.6456 | -80847829.4561 | -87111152.5014 | 192589610.812 | -768651.0321 | -39355772.3539 | -126594746.4845 | 25870440.9416 | 36914352.006 | 23613886.1774 | -24326359.5539 | -24326359.5235 | -63356.8619 | 13300465.8589 | -13300465.8285 | 863042103.1435 | 0 | 159515961.4316 | 899956455.1495 | 1496670880.6436 | 1129196753.383 | -692932777.2942 | 436263976.0888 | 436263977.5525 | -1060406903.0912
High_battery_cost | 2045 | 719714097.2751 | -8852739.562 | -68817597.0291 | -589382299.6808 | 52661461.0032 | 0 | 0 | 110260748.6412 | 0 | 110260748.6412 | 719714097.2751 | -8852739.562 | -179078345.6704 | -589382299.6808 | -57599287.638 | -1 | -264989.8338 | 57063177.7536 | 265.4609 | 194.4913 | 588.1595 | 393.9318 | 420.481 | 393.9318 | 131.9547 | 122.1652 | 70.6901 | 66.2216 | 47778760.7161 | 5380465.2565 | 425219.9642 | 10046570.6301 | 31926504.8653 | 1 | 3684041850.0579 | 116405789.44 | 228.9647 | 192.3063 | 453.3403 | 393.9318 | 441.5223 | 393.9318 | 138.6523 | 111.0633 | 88.9971 | 66.2216 | 46935215.9016 | 5315538.6461 | 407328.2406 | 9816696.5179 | 31395652.497 | 0 | 65.0791 | 0 | 773.2369 | 817.4907 | 547697507.4 | 0 | 4023220143.45 | 4411265150.55 | 3561432224.3314 | 59342611.7248 | 109724638.7568 | 4873937301.4475 | 3891820689.1463 | -57063177.7152 | -122609625.7265 | -179672803.4417 | -3060291745.9311 | -4042408355.3257 | -69948164.7232 | -69948164.6848 | 831528943.2152 | 831528946.1218 | 158200376.4334 | -1945920.9379 | -15126797.9834 | -129552140.2536 | 11575517.2586 | 24118576.0027 | 0 | 0 | 24236418.3318 | 0 | 24236418.3318 | 158200376.4334 | -1945920.9379 | -39363216.3152 | -129552140.2536 | -12660901.0733 | -26950825.3593 | -39493884.095 | -15375308.1007 | -15375308.0923 | -58247.423 | 12543058.7441 | -12543058.7357 | 809789345.0779 | 120389404.8628 | 0 | 782838519.7186 | 1520789456.6463 | 1140772270.6416 | -719883602.6535 | 420888667.9881 | 420888669.4602 | -1099900787.1862
High_battery_cost | 2046 | 1854364452.4842 | 78937571.2966 | -15721377.9792 | -595539868.4819 | 1322040777.3198 | 1124696257.1422 | 87249601.1458 | 166768664.3145 | 0 | 1378714522.6026 | 729668195.3421 | -8312029.8493 | -182490042.2937 | -595539868.4819 | -56673745.2828 | -2 | -515171.1349 | 56654831.1528 | 340.0666 | 271.915 | 789.5373 | 602.3656 | 624.7701 | 602.3656 | 143.1091 | 134.0469 | 71.391 | 67.355 | 48172282.2214 | 5427271.1364 | 427908.0946 | 10130575.3404 | 32186527.65 | 2 | 4919794073.5746 | 115464669.11 | 227.7241 | 194.054 | 445.6893 | 393.9318 | 436.0291 | 393.9318 | 144.4248 | 117.3783 | 89.7368 | 67.355 | 47247188.1244 | 5364606.4193 | 409284.1752 | 9879376.8396 | 31593920.6903 | 0 | 0 | 0 | 773.2369 | 817.4907 | 0 | 0 | 4023220143.45 | 4411265150.55 | 3645259105.1509 | 58809837.9847 | 1378695608.4725 | 6252632909.9201 | 5213861466.466 | -56654831.1253 | -1274534968.4237 | -1331189799.549 | -4334826714.3548 | -5373598154.8747 | 47505808.8961 | 47505808.9236 | 879034752.1113 | 879034755.0454 | 384535758.1737 | 16369122.4701 | -3260109.9491 | -123495882.6689 | 274148888.0258 | 285897284.3146 | 233225959.102 | 18092771.0742 | 34582476.3228 | 0 | 285901206.499 | 151309799.0717 | -1723648.6041 | -37842586.2718 | -123495882.6689 | -11752318.4731 | -264297705.7423 | -276046102.0253 | 9851182.2835 | 9851182.2892 | -106829.983 | 11748396.2887 | -11748396.283 | 1020207619.7081 | 0 | 0 | 755909913.9658 | 1806686740.9609 | 1414921158.6674 | -984181308.3958 | 430739850.2716 | 430739851.7494 | -1375946889.2115
High_battery_cost | 2047 | 2123583630.9606 | 98716627.9839 | -9611576.1574 | -345297335.4075 | 1867391347.3796 | 1359917053.3223 | 105599719.4121 | 167510304.0873 | 244702747.4248 | 1877729824.2466 | 763666577.6382 | -6883091.4282 | -177121880.2447 | -590000082.8324 | -10338476.867 | -3 | -749239.2311 | 56568127.5678 | 363.679 | 290.5451 | 845.4162 | 644.8085 | 676.4055 | 644.8085 | 144.2188 | 134.2783 | 79.1636 | 74.9843 | 48645037.0919 | 5486636.6408 | 432677.7469 | 10221945.0992 | 32503777.6051 | 3 | 5348328179.4698 | 114558686.44 | 230.6389 | 194.104 | 453.8075 | 393.9318 | 441.8151 | 393.9318 | 144.949 | 117.6325 | 89.6041 | 67.355 | 47312814.5468 | 5354678.9106 | 409167.627 | 9904568.884 | 31644399.1252 | 0 | 0 | 0 | 773.2369 | 817.4907 | 0 | 0 | 4023220143.45 | 4411265150.55 | 3642319486.6066 | 57990558.9973 | 1923959474.9474 | 8176592384.8675 | 7081252813.8457 | -56568127.4427 | -1706008692.8632 | -1762576820.3059 | -6040835407.218 | -7136174975.1805 | 161382654.5164 | 161382654.6415 | 1040417406.6277 | 1040417409.6869 | 415436969.5909 | 19311948.058 | -1880314.019 | -67550567.1348 | 365318036.4951 | 376384467.3856 | 266040767.7336 | 20658488.219 | 32770064.7579 | 47871233.4935 | 367340554.204 | 149396201.8573 | -1346540.161 | -34650378.7769 | -115421800.6283 | -2022517.7088 | -333746724.6996 | -344813155.5657 | 31571311.7955 | 31571311.82 | -146573.778 | 11066430.8905 | -11066430.866 | 1046294207.0483 | 0 | 0 | 712547482.3487 | 2183071208.3465 | 1780239195.1625 | -1317928033.0954 | 462311162.0671 | 462311163.5694 | -1720760044.7771
High_battery_cost | 2048 | 890630882.2745 | -912994.0162 | -174680628.3359 | -786573262.533 | -71536002.6105 | 0 | 0 | 0 | -213209937.668 | -213209937.668 | 890630882.2745 | -912994.0162 | -174680628.3359 | -573363324.8649 | 141673935.0575 | -1 | -241552.1355 | 56379769.6794 | 349.7356 | 270.8412 | 818.2277 | 602.3656 | 643.2264 | 602.3656 | 141.5647 | 131.1555 | 71.0686 | 66.2216 | 48771168.4092 | 5493585.5891 | 433355.4197 | 10249618.7036 | 32594608.6968 | 1 | 4921661472.4021 | 113685998.53 | 308.2103 | 273.7878 | 656.0657 | 602.3656 | 645.8153 | 602.3656 | 158.6261 | 131.1555 | 95.1802 | 72.8376 | 47640728.1823 | 5398199.5435 | 410840.1253 | 9973820.3923 | 31857868.1213 | 0 | 0 | 65.0791 | 773.2369 | 882.5698 | 0 | 547697507.4 | 4023220143.45 | 4958962657.95 | 4933510487.3752 | 57306228.975 | -15156232.9311 | 8161436151.9363 | 7009716811.2351 | -56379769.555 | 11849014.9731 | -44530754.5819 | -6028986392.2448 | -7180705729.7624 | -59686987.6374 | -59686987.513 | 980730418.9903 | 980730422.1739 | 164371931.0762 | -168499.1981 | -32238487.0911 | -145167396.133 | -13202451.3461 | -2797184.9217 | 0 | 0 | 0 | -39349330.7684 | -39349330.7684 | 164371931.0762 | -168499.1981 | -32238487.0911 | -105818065.3647 | 26146879.4223 | 2186815.561 | -8218450.8404 | -11015635.7851 | -11015635.7621 | -44580.0744 | 10405266.4244 | -10405266.4014 | 908325790.6532 | 0 | 101081265.7956 | 910512606.2142 | 2180274023.4248 | 1767036743.8164 | -1315741217.5344 | 451295526.282 | 451295527.8072 | -1728978495.6175
High_battery_cost | 2049 | 1006276459.2541 | 10522325.6378 | -80909482.7308 | -582281473.6455 | 353607828.5155 | 233181579.6532 | 18039443.1493 | 102625143.8167 | 22155131.5057 | 376001298.1249 | 773094879.6009 | -7517117.5115 | -183534626.5475 | -604436605.1513 | -22393469.6094 | -4 | -932491.4398 | 56677813.0937 | 362.9945 | 286.9463 | 853.1795 | 644.8085 | 680.8719 | 644.8085 | 144.6588 | 134.2783 | 71.3031 | 66.9039 | 49043982.0418 | 5527882.1851 | 435343.797 | 10301918.012 | 32778838.0477 | 4 | 5217864973.5187 | 112844877.41 | 309.1254 | 269.4726 | 670.115 | 602.3656 | 656.0217 | 602.3656 | 152.3187 | 124.2018 | 88.8605 | 66.2216 | 48103817.3079 | 5460127.3028 | 414712.9389 | 10067384.5813 | 32161592.4849 | 0 | 65.0791 | 0 | 838.316 | 882.5698 | 547799864.6 | 0 | 4571020008.05 | 4958962657.95 | 4833306242.5723 | 56167064.34 | 410285641.6092 | 8571721793.5455 | 7363324639.7507 | -56677813.07 | -384558730.9464 | -441236544.0165 | -6413545123.1912 | -7621942273.7789 | -30950902.4309 | -30950902.4073 | 949779516.5594 | 949779519.7666 | 175202926.053 | 1832043.4943 | -14087160.6302 | -101381103.6033 | 61566705.3139 | 71434886.7713 | 40599275.3594 | 3140849.8083 | 17868077.2246 | 3857432.8468 | 65465635.2391 | 134603650.6936 | -1308806.314 | -31955237.8548 | -105238536.4501 | -3898929.9252 | -66955570.9879 | -76823752.4413 | -5388865.674 | -5388865.6699 | -162356.2067 | 9868181.4575 | -9868181.4534 | 908483153.6134 | 95377506.1383 | 0 | 841527582.6254 | 2251708910.1961 | 1828603449.1303 | -1382696788.5223 | 445906660.608 | 445906662.1373 | -1805802248.0588
High_generation_cost | 2008 | 0 | 0 | 0 | 0 | 0 | 0 | 0 | 0 | 0 | 0 | 0 | 0 | 0 | 0 | 0 | 0 | 0 | 0 | 222.835 | 177.0197 | 355.9702 | 236.8084 | 247.7358 | 236.6214 | 177.2594 | 170.1169 | 139.5568 | 132.0416 | 41261560.177 | 4827744.252 | 282869.1125 | 8626822.428 | 27524124.3845 | 0 |  | 100822072.5524 | 222.835 | 177.0197 | 355.9702 | 236.8084 | 247.7358 | 236.6214 | 177.2594 | 170.1169 | 139.5568 | 132.0416 | 41261560.177 | 4827744.252 | 282869.1125 | 8626822.428 | 27524124.3845 | 0 | [9 empty] | 100822072.5524 | 0 | 0 | 0 | 0 | [8 empty] | 0 | 0 | 0 | 0 | 0 | 0 | 0 | 0 | 0 | 0 | 0 | 0 | 0 | 0 | 0 | 0 |  |  |  |  | 0 | 0 | 0 |  |  |  |  | 0 | 0
High_generation_cost | 2009 | 0 | 0 | 0 | 0 | 0 | 0 | 0 | 0 | 0 | 0 | 0 | 0 | 0 | 0 | 0 | 0 | 0 | 0 | 98.4761 | 62.53 | 195.022 | 95.401 | 109.1309 | 95.1257 | 63.4507 | 59.672 | 39.2003 | 37.3931 | 39602848.455 | 4781931.383 | 228048.021 | 8373054.736 | 26219814.315 | -269.825 |  | 110628296.0159 | 98.4761 | 62.53 | 195.022 | 95.401 | 109.1309 | 95.1257 | 63.4507 | 59.672 | 39.2003 | 37.3931 | 39602848.455 | 4781931.383 | 228048.021 | 8373054.736 | 26219814.315 | -269.825 | [9 empty] | 110628296.0159 | 0 | 0 | 0 | 0 | [8 empty] | 0 | 0 | 0 | 0 | 0 | 0 | 0 | 0 | 0 | 0 | 0 | 0 | 0 | 0 | 0 | 0 |  |  |  |  | 0 | 0 | 0 |  |  |  |  | 0 | 0
High_generation_cost | 2010 | 0 | 0 | 0 | 0 | 0 | 0 | 0 | 0 | 0 | 0 | 0 | 0 | 0 | 0 | 0 | 0 | 0 | 0 | 115.9474 | 75.0646 | 201.1316 | 87.9426 | 97.9933 | 87.7062 | 84.4326 | 79.755 | 64.8128 | 62.6532 | 40939219.298 | 4741764.959 | 250531.468 | 8609720.309 | 27337202.562 | -102.054 |  | 115634004.5155 | 115.9474 | 75.0646 | 201.1316 | 87.9426 | 97.9933 | 87.7062 | 84.4326 | 79.755 | 64.8128 | 62.6532 | 40939219.298 | 4741764.959 | 250531.468 | 8609720.309 | 27337202.562 | -102.054 | [9 empty] | 115634004.5155 | 0 | 0 | 0 | 0 | [8 empty] | 0 | 0 | 0 | 0 | 0 | 0 | 0 | 0 | 0 | 0 | 0 | 0 | 0 | 0 | 0 | 0 |  |  |  |  | 0 | 0 | 0 |  |  |  |  | 0 | 0
High_generation_cost | 2011 | 0 | 0 | 0 | 0 | 0 | 0 | 0 | 0 | 0 | 0 | 0 | 0 | 0 | 0 | 0 | 0 | 0 | 0 | 101.3344 | 67.4736 | 181.5052 | 90.6321 | 95.3539 | 89.6583 | 72.3432 | 65.7461 | 52.5564 | 49.6632 | 41114178.262 | 4752964.725 | 275946.602 | 8622751.24 | 27462515.695 | 66.336 |  | 108065577.627 | 101.3344 | 67.4736 | 181.5052 | 90.6321 | 95.3539 | 89.6583 | 72.3432 | 65.7461 | 52.5564 | 49.6632 | 41114178.262 | 4752964.725 | 275946.602 | 8622751.24 | 27462515.695 | 66.336 | [9 empty] | 108065577.627 | 0 | 0 | 0 | 0 | [8 empty] | 0 | 0 | 0 | 0 | 0 | 0 | 0 | 0 | 0 | 0 | 0 | 0 | 0 | 0 | 0 | 0 |  |  |  |  | 0 | 0 | 0 |  |  |  |  | 0 | 0
High_generation_cost | 2012 | 0 | 0 | 0 | 0 | 0 | 0 | 0 | 0 | 0 | 0 | 0 | 0 | 0 | 0 | 0 | 0 | 0 | 0 | 153.4623 | 110.6784 | 242.8116 | 128.5609 | 135.7194 | 128.2835 | 120.4356 | 114.6827 | 99.7791 | 94.5508 | 40660356.413 | 4636441.846 | 296628.236 | 8528166.74 | 27199119.591 | 59.13 |  | 101290563.8065 | 153.4623 | 110.6784 | 242.8116 | 128.5609 | 135.7194 | 128.2835 | 120.4356 | 114.6827 | 99.7791 | 94.5508 | 40660356.413 | 4636441.846 | 296628.236 | 8528166.74 | 27199119.591 | 59.13 | [9 empty] | 101290563.8065 | 0 | 0 | 0 | 0 | [8 empty] | 0 | 0 | 0 | 0 | 0 | 0 | 0 | 0 | 0 | 0 | 0 | 0 | 0 | 0 | 0 | 0 |  |  |  |  | 0 | 0 | 0 |  |  |  |  | 0 | 0
High_generation_cost | 2013 | 0 | 0 | 0 | 0 | 0 | 0 | 0 | 0 | 0 | 0 | 0 | 0 | 0 | 0 | 0 | 0 | 0 | 0 | 128.9149 | 79.1418 | 224.721 | 86.4201 | 90.5413 | 85.5662 | 91.7316 | 86.131 | 72.7679 | 70.2336 | 40064639.297 | 4495056.824 | 315107.072 | 8408150.725 | 26846324.676 | 44.402 |  | 141601259.1533 | 128.9149 | 79.1418 | 224.721 | 86.4201 | 90.5413 | 85.5662 | 91.7316 | 86.131 | 72.7679 | 70.2336 | 40064639.297 | 4495056.824 | 315107.072 | 8408150.725 | 26846324.676 | 44.402 | [9 empty] | 141601259.1533 | 0 | 0 | 0 | 0 | [8 empty] | 0 | 0 | 0 | 0 | 0 | 0 | 0 | 0 | 0 | 0 | 0 | 0 | 0 | 0 | 0 | 0 |  |  |  |  | 0 | 0 | 0 |  |  |  |  | 0 | 0
High_generation_cost | 2014 | 0 | 0 | 0 | 0 | 0 | 0 | 0 | 0 | 0 | 0 | 0 | 0 | 0 | 0 | 0 | 0 | 0 | 0 | 124.2496 | 77.7268 | 221.5562 | 92.3317 | 97.0214 | 91.9174 | 84.5437 | 79.9298 | 67.6962 | 65.033 | 40093316.445 | 4491379.478 | 338160.091 | 8413164.722 | 26850612.154 | -9.904 |  | 175441488.8446 | 124.2496 | 77.7268 | 221.5562 | 92.3317 | 97.0214 | 91.9174 | 84.5437 | 79.9298 | 67.6962 | 65.033 | 40093316.445 | 4491379.478 | 338160.091 | 8413164.722 | 26850612.154 | -9.904 | [9 empty] | 175441488.8446 | 0 | 0 | 0 | 0 | [8 empty] | 0 | 0 | 0 | 0 | 0 | 0 | 0 | 0 | 0 | 0 | 0 | 0 | 0 | 0 | 0 | 0 |  |  |  |  | 0 | 0 | 0 |  |  |  |  | 0 | 0
High_generation_cost | 2015 | 0 | 0 | 0 | 0 | 0 | 0 | 0 | 0 | 0 | 0 | 0 | 0 | 0 | 0 | 0 | 0 | 0 | 0 | 126.5799 | 74.1005 | 223.882 | 75.9142 | 79.3821 | 75.4536 | 79.8433 | 76.4746 | 73.7905 | 71.6092 | 41050345.9 | 4591697.434 | 371084.042 | 8612380.534 | 27475183.89 | 111.76 |  | 183604863.8889 | 126.5799 | 74.1005 | 223.882 | 75.9142 | 79.3821 | 75.4536 | 79.8433 | 76.4746 | 73.7905 | 71.6092 | 41050345.9 | 4591697.434 | 371084.042 | 8612380.534 | 27475183.89 | 111.76 | [9 empty] | 183604863.8889 | 0 | 0 | 0 | 0 | [8 empty] | 0 | 0 | 0 | 0 | 0 | 0 | 0 | 0 | 0 | 0 | 0 | 0 | 0 | 0 | 0 | 0 |  |  |  |  | 0 | 0 | 0 |  |  |  |  | 0 | 0
High_generation_cost | 2016 | 0 | 0 | 0 | 0 | 0 | 0 | 0 | 0 | 0 | 0 | 0 | 0 | 0 | 0 | 0 | 0 | 0 | 0 | 118.9116 | 66.8003 | 221.8348 | 76.7035 | 83.2582 | 76.3436 | 68.0214 | 63.9106 | 63.2479 | 60.1327 | 41030948.485 | 4544238.781 | 372593.37 | 8584774.075 | 27529342.259 | -65.832 |  | 176394458.0176 | 118.9116 | 66.8003 | 221.8348 | 76.7035 | 83.2582 | 76.3436 | 68.0214 | 63.9106 | 63.2479 | 60.1327 | 41030948.485 | 4544238.781 | 372593.37 | 8584774.075 | 27529342.259 | -65.832 | [9 empty] | 176394458.0176 | 0 | 0 | 0 | 0 | [8 empty] | 0 | 0 | 0 | 0 | 0 | 0 | 0 | 0 | 0 | 0 | 0 | 0 | 0 | 0 | 0 | 0 |  |  |  |  | 0 | 0 | 0 |  |  |  |  | 0 | 0
High_generation_cost | 2017 | 0 | 0 | 0 | 0 | 0 | 0 | 0 | 0 | 0 | 0 | 0 | 0 | 0 | 0 | 0 | 0 | 0 | 0 | 135.3876 | 84.6124 | 268.1301 | 126.9731 | 132.8069 | 126.7204 | 81.1155 | 76.9617 | 57.1547 | 53.9688 | 40770953.213 | 4513235.66 | 385997.013 | 8518439.129 | 27353281.411 | 40.37 |  | 155621570.0617 | 135.3876 | 84.6124 | 268.1301 | 126.9731 | 132.8069 | 126.7204 | 81.1155 | 76.9617 | 57.1547 | 53.9688 | 40770953.213 | 4513235.66 | 385997.013 | 8518439.129 | 27353281.411 | 40.37 | [9 empty] | 155621570.0617 | 0 | 0 | 0 | 0 | [8 empty] | 0 | 0 | 0 | 0 | 0 | 0 | 0 | 0 | 0 | 0 | 0 | 0 | 0 | 0 | 0 | 0 |  |  |  |  | 0 | 0 | 0 |  |  |  |  | 0 | 0
High_generation_cost | 2018 | 0 | 0 | 0 | 0 | 0 | 0 | 0 | 0 | 0 | 0 | 0 | 0 | 0 | 0 | 0 | 0 | 0 | 0 | 135.7799 | 81.9117 | 253.6695 | 102.5411 | 107.6094 | 102.5411 | 84.0681 | 79.9122 | 68.7001 | 66.2216 | 41010567.718 | 4564981.652 | 387315.2631 | 8568387.1645 | 27489883.6385 | 0 | 1708541489.0116 | 155584101.2 | 135.7799 | 81.9117 | 253.6695 | 102.5411 | 107.6094 | 102.5411 | 84.0681 | 79.9122 | 68.7001 | 66.2216 | 41010567.718 | 4564981.652 | 387315.2631 | 8568387.1645 | 27489883.6385 | 0 | [8 empty] | 1708541489.0116 | 155584101.2 | 0 | 0 | 0 | 0 | 0 | 0 | 0 | 0 | 0 | 0 | 0 | 0 | 0 | 0 | 0 | 0 | 0 | 0 | 0 | 0 | 0 | 0 | 0 | 0 | 0 | 0 | 0 | 0 | 0 | 0 | 0 | 0 | 0 | 0 | 0 | 1811053978.3523 |  |  | 1811053978.3523 | 0 | 0 | 0 | 0 | 0 | 0
High_generation_cost | 2019 | 0 | 0 | 0 | 0 | 0 | 0 | 0 | 0 | 0 | 0 | 0 | 0 | 0 | 0 | 0 | 0 | 0 | 0 | 156.7953 | 104.7112 | 303.8101 | 158.192 | 163.4532 | 158.192 | 96.25 | 92.0149 | 70.0331 | 67.355 | 41698415.8096 | 4634500.4494 | 389874.2527 | 8694848.3028 | 27979192.8047 | 0 | 2057514748.3306 | 150953074.5 | 156.7953 | 104.7112 | 303.8101 | 158.192 | 163.4532 | 158.192 | 96.25 | 92.0149 | 70.0331 | 67.355 | 41698415.8096 | 4634500.4494 | 389874.2527 | 8694848.3028 | 27979192.8047 | 0 | 0 | 0 | 0 | 0 | 0 | 0 | 0 | 0 | 2057514748.3306 | 150953074.5 | 0 | 0 | 0 | 0 | 0 | 0 | 0 | 0 | 0 | 0 | 0 | 0 | 0 | 0 | 0 | 0 | 0 | 0 | 0 | 0 | 0 | 0 | 0 | 0 | 0 | 0 | 0 | 0 | 0 | 0 | 0 | 0 | 0 | 0 | 0 | 2057514748.3306 | 0 | 0 | 2057514748.3306 | 0 | 0 | 0 | 0 | 0 | 0
High_generation_cost | 2020 | 0 | 0 | 0 | 0 | 0 | 0 | 0 | 0 | 0 | 0 | 0 | 0 | 0 | 0 | 0 | 0 | 0 | 0 | 163.14 | 111.7165 | 307.4205 | 164.5074 | 171.3093 | 164.5074 | 103.8745 | 98.9569 | 77.8699 | 74.9426 | 41985896.0367 | 4675434.2681 | 392556.5862 | 8756336.067 | 28161569.1154 | 0 | 2242959391.2813 | 126307495.7 | 163.14 | 111.7165 | 307.4205 | 164.5074 | 171.3093 | 164.5074 | 103.8745 | 98.9569 | 77.8699 | 74.9426 | 41985896.0367 | 4675434.2681 | 392556.5862 | 8756336.067 | 28161569.1154 | 0 | 95 | 95 | 95 | 95 | 103810702.3 | 103810702.3 | 103810702.3 | 103810702.3 | 2242959391.2813 | 126307495.7 | 0 | 0 | 0 | 0 | 0 | 0 | 0 | 0 | 0 | 0 | 0 | 0 | 0 | 0 | 0 | 0 | 0 | 0 | 0 | 0 | 0 | 0 | 0 | 0 | 0 | 0 | 0 | 0 | 0 | 0 | 0 | 0 | 0 | 0 | 0 | 2115999425.7371 | 97934624.8113 | 97934624.8113 | 2115999425.7371 | 0 | 0 | 0 | 0 | 0 | 0
High_generation_cost | 2021 | 0 | 0 | 0 | 0 | 0 | 0 | 0 | 0 | 0 | 0 | 0 | 0 | 0 | 0 | 0 | 0 | 0 | 0 | 163.7699 | 112.1574 | 307.4283 | 164.5074 | 172.4311 | 164.5074 | 104.3152 | 98.9569 | 79.0467 | 75.9325 | 42332958.4019 | 4715171.9846 | 394948.9803 | 8830984.2481 | 28391853.189 | 0 | 2271468669.3157 | 99119072.34 | 163.7699 | 112.1574 | 307.4283 | 164.5074 | 172.4311 | 164.5074 | 104.3152 | 98.9569 | 79.0467 | 75.9325 | 42332958.4019 | 4715171.9846 | 394948.9803 | 8830984.2481 | 28391853.189 | 0 | 0 | 0 | 95 | 95 | 0 | 0 | 103810702.3 | 103810702.3 | 2271468669.3157 | 99119072.34 | 0 | 0 | 0 | 0 | 0 | 0 | 0 | 0 | 0 | 0 | 0 | 0 | 0 | 0 | 0 | 0 | 0 | 0 | 0 | 0 | 0 | 0 | 0 | 0 | 0 | 0 | 0 | 0 | 0 | 0 | 0 | 0 | 0 | 0 | 0 | 2021599029.2949 | 0 | 0 | 2021599029.2949 | 0 | 0 | 0 | 0 | 0 | 0
High_generation_cost | 2022 | 452335375.7875 | -14278924.684 | -135236440.3782 | -418059357.899 | -115239347.1737 | -100006274.3068 | -8134313.7568 | 0 | 9282515.9739 | -98858072.0897 | 552341650.0944 | -6144610.9272 | -135236440.3782 | -427341873.8729 | -16381275.084 | -1 | -732856.8382 | 19236100.5927 | 164.705 | 112.7169 | 307.7598 | 164.5074 | 172.9868 | 164.5074 | 104.8518 | 98.9569 | 80.6356 | 77.1888 | 42479844.133 | 4735957.3206 | 395056.2691 | 8862211.7382 | 28486618.8052 | 1 | 2297704789.0367 | 96271373.37 | 142.2515 | 120.0905 | 212.8064 | 185.521 | 209.8332 | 185.521 | 120.2224 | 98.9569 | 95.3994 | 76.8624 | 42360833.9366 | 4782299.1043 | 379139.9972 | 8804936.5315 | 28394458.3036 | 0 | 17 | 17 | 112 | 112 | 41128931.45 | 41128931.45 | 144939633.75 | 144939633.75 | 2389681321.0242 | 77035273.0044 | -96003246.5809 | -96003246.5809 | -115239347.1737 | -19236100.3656 | 91976531.9875 | 72740431.6219 | 91976531.9875 | 72740431.6219 | -23262815.1862 | -23262814.9591 | -23262815.1862 | -23262814.9591 | 379789503.9089 | -11988860.5056 | -113547123.1102 | -351010698.3441 | -96757178.0511 | -80606177.0631 | -83967196.3322 | -6829726.6844 | 0 | 7793779.4068 | -83003143.6099 | 463756700.2411 | -5159133.8212 | -113547123.1102 | -358804477.7509 | -13754034.4412 | 77225269.8431 | 61074269.0458 | -19531908.208 | -19531908.0172 | -615320.7331 | 16151000.988 | -16151000.7973 | 1929197247.5909 | 34532643.9359 | 34532643.9359 | 2006422517.434 | -80606177.0631 | -96757178.0511 | 77225269.8431 | -19531908.208 | -19531908.0172 | 61074269.0458
High_generation_cost | 2023 | 446595063.6994 | -14808547.2597 | -131921550.6838 | -245220947.7369 | 54644018.0191 | -99754669.3603 | -8162882.798 | 0 | 178965758.5071 | 71048206.3487 | 546349733.0598 | -6645664.4616 | -131921550.6838 | -424186706.244 | -16404188.3297 | -4 | -2659962.8143 | 18474743.6051 | 167.9096 | 115.5363 | 308.849 | 164.5074 | 172.7128 | 164.5074 | 104.906 | 98.9569 | 86.9767 | 83.5194 | 42248709.2888 | 4721713.1386 | 395527.9644 | 8829332.0252 | 28302136.1606 | 4 | 2384040157.8303 | 93505489.03 | 143.0148 | 120.2358 | 214.8292 | 185.521 | 210.8752 | 185.521 | 119.9017 | 98.9569 | 95.662 | 77.1888 | 42172536.5702 | 4772596.3848 | 381387.406 | 8781051.5059 | 28237501.2735 | 0 | 0 | 0 | 112 | 112 | 0 | 0 | 144939633.75 | 144939633.75 | 2371470472.9598 | 75030745.5826 | 73118761.6241 | -22884484.9568 | -60595329.1546 | -18474743.4474 | -12569684.8705 | -31044428.3179 | 79406847.1169 | 41696003.304 | 42074333.1485 | 42074333.3062 | 18811517.9623 | 18811518.3472 | 353745119.9897 | -11729756.4461 | -104494224.3412 | -194237958.7956 | 43283180.4068 | 57916907.7463 | -79015041.4787 | -6465767.7381 | 0 | 141757643.25 | 56276834.0332 | 432760161.4684 | -5263988.7081 | -104494224.3412 | -335995602.0457 | -12993653.6265 | -9956367.7348 | -24590094.9495 | 33326812.6719 | 33326812.7968 | -2106939.6897 | 14633727.3395 | -14633727.2146 | 1888383101.9223 | 0 | 0 | 1878426734.1875 | -22689269.3168 | -53473997.6443 | 67268902.1083 | 13794904.464 | 13794904.7796 | 36484174.0963
High_generation_cost | 2024 | 438958657.7646 | -16029253.5859 | -3389257.0071 | -428481165.0446 | -8941017.873 | -114809574.5295 | -9360023.7645 | 132531419.0609 | 0 | 8361820.7669 | 553768232.2942 | -6669229.8214 | -135920676.0681 | -428481165.0446 | -17302838.6399 | -3 | -1817861.1031 | 17655106.9269 | 180.858 | 128.4247 | 330.1172 | 185.521 | 193.5615 | 185.521 | 120.1368 | 114.4504 | 92.2459 | 88.7285 | 42637524.2763 | 4764706.7304 | 397395.7076 | 8913078.2729 | 28562343.5654 | 3 | 3425290504.3003 | 90819068.77 | 156.7727 | 134.0682 | 238.466 | 209.5036 | 234.6567 | 209.5036 | 120.528 | 99.5244 | 107.2816 | 88.7285 | 42473974.5878 | 4809699.9368 | 383172.2398 | 8845332.5578 | 28435769.8535 | 0 | 0 | 0 | 112 | 112 | 0 | 0 | 144939633.75 | 144939633.75 | 3397898720.1061 | 73163961.9501 | 8714089.054 | -14170395.9028 | -69536347.0275 | -17655106.8199 | -27391784.1942 | -45046891.014 | 52015062.9227 | -3350887.7101 | -36332802.0671 | -36332801.9601 | -17521284.1048 | -17521283.6129 | 328015444.5649 | -11977990.747 | -2532649.9985 | -320186052.4987 | -6681248.6793 | 6511674.2647 | -85792392.8905 | -6994354.2562 | 99035186.0548 | 0 | 6248438.9081 | 413807837.4554 | -4983636.4908 | -101567836.0533 | -320186052.4987 | -12929687.5874 | -20468734.6085 | -33661657.4724 | -27149983.2878 | -27149983.2078 | -1358411.5664 | 13192922.944 | -13192922.864 | 2559576323.7789 | 0 | 0 | 2539107589.1704 | -16177595.0521 | -60155246.3236 | 46800167.4998 | -13355078.8238 | -13355078.4282 | 2822516.6239
High_generation_cost | 2025 | 558883371.5474 | -7213690.2862 | -96472873.9482 | -433037127.9084 | 22159679.4045 | -4875746.9607 | -395812.0988 | 35084688.5436 | 0 | 29813129.4841 | 563759118.508 | -6817878.1874 | -131557562.4918 | -433037127.9084 | -7653450.0796 | -5 | -2774503.3073 | 17957683.2609 | 230.954 | 176.8341 | 454.8648 | 306.6893 | 316.0874 | 306.6893 | 145.0129 | 138.2039 | 93.584 | 89.5787 | 42907070.7451 | 4795653.3618 | 399153.7451 | 8970550.0604 | 28741713.5778 | 5 | 3445253666.3197 | 89600253.61 | 200.2841 | 176.4233 | 338.9576 | 307.7007 | 334.5643 | 307.7007 | 155.807 | 134.2783 | 108.6718 | 89.5787 | 42765952.1516 | 4845507.119 | 383513.6074 | 8904046.3151 | 28632885.1101 | 0 | 35 | 35 | 147 | 147 | 113381610.1 | 113381610.1 | 258321243.85 | 258321243.85 | 3432846003.0053 | 71642570.5043 | 40117362.6654 | 25946966.7625 | -47376667.623 | -17957683.1057 | -12407663.3144 | -30365346.42 | 39607399.6084 | -33716234.1301 | 9752016.0901 | 9752016.2453 | -7769268.0147 | -7769267.3676 | 393990723.6488 | -5085367.0028 | -68009569.3563 | -305274087.7207 | 15621699.569 | 28281157.6656 | -3437209.2124 | -279031.9111 | 24733320.9968 | 0 | 21017079.8733 | 397427932.8612 | -4806335.0917 | -92742890.3531 | -305274087.7207 | -5395380.3043 | -8746913.0357 | -21406371.0229 | 6874786.5333 | 6874786.6427 | -1955915.351 | 12659458.0966 | -12659457.9872 | 2428767886.5605 | 79929561.132 | 79929561.132 | 2420020973.5248 | 12103562.6135 | -44533546.7546 | 38053254.4641 | -6480292.2905 | -6480291.7855 | -18583854.399
High_generation_cost | 2026 | 461627605.7009 | -15568705.1516 | -14051388.5824 | -443645121.9795 | -11637610.0126 | -104644315.1667 | -8497518.3257 | 122932973.3641 | 0 | 9791139.8717 | 566271920.8676 | -7071186.8259 | -136984361.9465 | -443645121.9795 | -21428749.8842 | -6 | -3066159.5535 | 18649676.0969 | 236.6812 | 178.7569 | 464.518 | 306.6893 | 322.5131 | 306.6893 | 156.377 | 147.9735 | 93.7716 | 89.5787 | 43130365.4427 | 4821390.0417 | 401111.4365 | 9018625.1903 | 28889238.7742 | 6 | 3511605012.6502 | 88972624.71 | 211.6821 | 183.7994 | 369.1378 | 328.3149 | 362.1756 | 328.3149 | 157.9402 | 134.2783 | 109.1584 | 89.5787 | 42899749.013 | 4856395.1423 | 384761.7074 | 8933996.8443 | 28724595.319 | 0 | 0 | 0 | 147 | 147 | 0 | 0 | 258321243.85 | 258321243.85 | 3536645776.1529 | 70322948.7616 | 7012066.0843 | 32959032.8468 | -59014277.6356 | -18649675.9484 | 25040763.5027 | 6391087.5543 | 64648163.1111 | -27325146.5759 | 13403153.4901 | 13403153.6385 | 5633885.4754 | 5633886.271 | 307008723.0158 | -10354078.111 | -9344975.933 | -295049344.2963 | -7739675.3244 | 4663424.4305 | -69594446.2018 | -5651335.0107 | 81757448.4346 | 0 | 6511667.2221 | 376603169.2176 | -4702743.1003 | -91102424.3675 | -295049344.2963 | -14251342.5466 | 16653537.898 | 4250438.2417 | 8913862.5736 | 8913862.6723 | -2039171.2226 | 12403099.755 | -12403099.6563 | 2335417893.8949 | 0 | 0 | 2352071431.7929 | 16766987.044 | -52273222.0791 | 54706792.3621 | 2433570.283 | 2433570.8868 | -14333416.1573
High_generation_cost | 2027 | 301686608.5912 | -29465234.5521 | 65876847.973 | -448779093.1778 | -110680871.1657 | -275727605.3319 | -22359998.4055 | 202233222.419 | 0 | -95854381.3184 | 577414213.9231 | -7105236.1466 | -136356374.446 | -448779093.1778 | -14826489.8472 | -5 | -2367833.5381 | 17476282.2094 | 250.5201 | 192.2112 | 496.0438 | 337.3582 | 353.0185 | 337.3582 | 169.3129 | 160.577 | 93.8332 | 89.5787 | 43427599.018 | 4854809.0867 | 404149.8924 | 9083551.8555 | 29085088.1835 | 5 | 3715641609.6013 | 86416434.01 | 235.807 | 208.0506 | 434.1489 | 393.9318 | 427.5025 | 393.9318 | 162.0155 | 138.2039 | 109.2849 | 89.5787 | 43186077.7084 | 4892769.9366 | 386325.3709 | 8994721.9179 | 28912260.483 | 0 | 0 | 0 | 147 | 147 | 0 | 0 | 258321243.85 | 258321243.85 | 3869649630.5822 | 68940151.9426 | -93204588.9563 | -60245556.1095 | -169695148.8013 | -17476282.0674 | 154008020.9809 | 136531738.9135 | 218656184.0919 | 109206592.3376 | 43327149.8152 | 43327149.9572 | 48961035.2906 | 48961036.2282 | 189281910.4983 | -18486852.6825 | 41331949.4033 | -281569555.0593 | -69442547.8402 | -58477712.177 | -172994910.7057 | -14028939.6228 | 126883625.642 | 0 | -60140224.6865 | 362276821.204 | -4457913.0597 | -85551676.2387 | -281569555.0593 | -9302323.1537 | 96626537.6493 | 85661702.0751 | 27183989.809 | 27183989.8981 | -1485608.0551 | 10964835.6632 | -10964835.5741 | 2331239513.3363 | 0 | 0 | 2427866050.9856 | -41710725.133 | -121715769.9193 | 151333330.0114 | 29617560.092 | 29617560.7849 | 71328285.9179
High_generation_cost | 2028 | -693386434.0209 | -111536304.9119 | 108591800.3162 | -447629626.3213 | -1143960564.9378 | -1286814572.0691 | -104129142.9576 | 237736226.2723 | 0 | -1153207488.7544 | 593428138.0482 | -7407161.9543 | -129144425.9561 | -447629626.3213 | 9246923.8166 | -11 | -4859760.7155 | 16444944.5106 | 255.365 | 194.4009 | 505.0935 | 339.9443 | 357.7028 | 339.9443 | 177.2879 | 167.001 | 94.0594 | 89.5787 | 43565856.1007 | 4872328.3467 | 405919.5109 | 9112169.2602 | 29175438.9829 | 11 | 4087401324.2255 | 83933682.88 | 312.4641 | 283.1479 | 646.4832 | 602.3656 | 638.7312 | 602.3656 | 165.3225 | 140.83 | 109.3888 | 89.5787 | 43484509.5097 | 4934912.1139 | 387683.2086 | 9055785.0297 | 29106129.1574 | 0 | 0 | 0 | 147 | 147 | 0 | 0 | 258321243.85 | 258321243.85 | 4982142267.3769 | 67488738.5373 | -1127515620.4272 | -1187761176.5367 | -1313655713.7391 | -16444944.3427 | 894740943.1515 | 878295998.8088 | 1113397127.2434 | 987502591.1464 | -249219621.7864 | -249219621.6184 | -200258586.4957 | -200258585.3903 | -410414364.9295 | -66018167.5052 | 64275319.7591 | -264951288.0501 | -677108500.7256 | -667374763.337 | -761663568.0557 | -61633879.7253 | 140715707.056 | 0 | -682581740.725 | 351249203.1262 | -4384287.7799 | -76440387.2969 | -264951288.0501 | 5473239.9994 | 529595789.5088 | 519862052.2195 | -147512711.2169 | -147512711.1175 | -2876484.9006 | 9733737.3887 | -9733737.2893 | 2419326563.6396 | 0 | 0 | 2948922353.1484 | -709085488.4699 | -798824270.6449 | 680929119.5201 | -117895151.1248 | -117895150.3326 | 591190338.1374
High_generation_cost | 2029 | -465669890.8111 | -94230760.1016 | 206868403.3835 | -163645674.2796 | -516677921.8089 | -1030217574.1352 | -83518098.4376 | 344211369.9402 | 301047893.7727 | -468476408.86 | 564547683.3241 | -10712661.664 | -137342966.5567 | -464693568.0523 | -48201512.9489 | -30 | -12450942.8787 | 15224405.8192 | 286.3311 | 223.2336 | 565.4819 | 393.9318 | 411.8384 | 393.9318 | 202.3164 | 192.1266 | 104.2163 | 99.8401 | 43814831.0644 | 4893107.2878 | 411062.9366 | 9168743.7884 | 29341917.0516 | 30 | 4396602001.8614 | 81715220.8768 | 320.0677 | 285.8402 | 659.5632 | 602.3656 | 647.383 | 602.3656 | 179.6888 | 154.5095 | 109.749 | 89.5787 | 43848600.1321 | 4992212.2776 | 390324.1813 | 9132031.7369 | 29334031.9363 | 0 | 52.5 | 0 | 199.5 | 147 | 291785102 | 0 | 550106345.85 | 258321243.85 | 5076305681.2441 | 66490815.2188 | -501453515.9897 | -1689214692.5264 | -1830333635.548 | -15224405.658 | 679703679.3827 | 664479273.7247 | 1793100806.6261 | 1651981864.8711 | 163025757.5738 | 163025757.735 | -37232828.922 | -37232827.6553 | -260027634.7956 | -52617964.2655 | 115514235.9581 | -91378889.7825 | -288510252.8855 | -280009024.1944 | -575268112.4833 | -46636069.9455 | 192205831.1294 | 168103571.484 | -261594779.8154 | 315240477.6877 | -5981894.32 | -76691595.1713 | -259482461.2665 | -26915473.0701 | 379542984.4173 | 371041755.8162 | 91032731.5318 | 91032731.6219 | -6952541.4711 | 8501228.6911 | -8501228.6011 | 2455039594.0139 | 162931276.9384 | 0 | 2834582578.4312 | -989094512.6643 | -1087334523.5304 | 1060472103.9374 | -26862419.593 | -26862418.7107 | 962232093.9536
High_generation_cost | 2030 | -662325936.3301 | -110905110.5457 | 288305109.6218 | -52011241.4859 | -536937178.7399 | -1242343139.4323 | -101035259.1724 | 422422787.1587 | 424192434.8454 | -496763176.6005 | 580017203.1022 | -9869851.3733 | -134117677.5368 | -476203676.3314 | -40174002.1394 | -30 | -11778828.6209 | 13620519.3585 | 295.2576 | 227.825 | 576.3071 | 393.9318 | 417.5862 | 393.9318 | 218.0503 | 206.0617 | 108.7752 | 103.9909 | 43956266.7689 | 4893070.2094 | 414081.104 | 9208416.5117 | 29440698.9438 | 30 | 4539122513.0734 | 80589445.7267 | 339.7164 | 302.1222 | 709.9024 | 644.8085 | 693.4766 | 644.8085 | 186.6466 | 160.0748 | 110.4883 | 89.5787 | 43990418.7027 | 5010941.1894 | 391376.2022 | 9163019.2976 | 29425082.0135 | 0 | 0 | 0 | 199.5 | 147 | 0 | 0 | 550106345.85 | 258321243.85 | 5318217527.7738 | 66968926.4702 | -523316659.3815 | -2212531351.9078 | -2367270814.288 | -13620519.2565 | 779095014.7004 | 765474495.4439 | 2572195821.3265 | 2417456360.315 | 242157835.9605 | 242157836.0624 | 204925007.0386 | 204925008.4072 | -348905041.002 | -58423428.7376 | 151875535.2555 | -27398873.1949 | -282851807.6792 | -275676687.9918 | -654450868.1088 | -53224114.1567 | 222527054.7164 | 223459283.0421 | -261688644.5071 | 305545827.1068 | -5199314.5809 | -70651519.4609 | -250858156.237 | -21163163.1721 | 410417534.839 | 403242415.2053 | 127565727.1598 | 127565727.2135 | -6204939.9812 | 7175119.6874 | -7175119.6337 | 2391153116.1113 | 0 | 0 | 2801570650.9503 | -1264771200.6561 | -1370186331.2095 | 1470889638.7764 | 100703307.5668 | 100703308.5028 | 1365474509.1589
High_generation_cost | 2031 | 332598456.5374 | -29126585.7141 | 246814754.7092 | -481768839.5909 | 68517785.9416 | -211544124.6773 | -17312228.8341 | 380269612.9979 | 77072.667 | 151490332.1535 | 544142581.2147 | -11814356.88 | -133454858.2887 | -481845912.2578 | -82972546.2118 | -74 | -27674597.3129 | 18605223.5305 | 374.472 | 308.7824 | 778.7151 | 602.3656 | 622.6481 | 602.3656 | 249.6036 | 236.5143 | 109.9902 | 104.8519 | 44285430.6329 | 4925004.3616 | 423012.1874 | 9273110.2329 | 29664303.851 | 74 | 5769017199.3783 | 85572009.206 | 354.4765 | 315.8653 | 711.7029 | 644.8085 | 694.6022 | 644.8085 | 222.8674 | 195.3462 | 126.1982 | 104.8493 | 44184264.582 | 5043402.4591 | 392776.6711 | 9200875.4894 | 29547209.9624 | 0 | 0 | 0 | 199.5 | 147 | 0 | 0 | 550106345.85 | 258321243.85 | 5821816653.6974 | 66966785.7682 | 87123009.4721 | -2125408342.4357 | -2298753028.3463 | -18605223.4378 | 52799454.3191 | 34194230.8812 | 2624995275.6456 | 2451650591.1962 | 121317240.2607 | 121317240.3534 | 326242247.2992 | 326242248.7605 | 165291243.2721 | -14475020.7655 | 122659371.5692 | -239424353.6027 | 34051240.4731 | 43297466.5703 | -105130949.0093 | -8603647.3458 | 188982347.5592 | 38302.7542 | 75286053.9584 | 270422192.2814 | -5871373.4197 | -66322975.99 | -239462656.357 | -41234813.4853 | 26239711.2102 | 16993485.1591 | 60290951.6833 | 60290951.7293 | -13753427.0139 | 9246226.0972 | -9246226.0511 | 2867024806.0398 | 0 | 0 | 2893264517.25 | -1221473734.0858 | -1336135090.7364 | 1497129349.9865 | 160994259.2501 | 160994260.2321 | 1382467994.3179
High_generation_cost | 2032 | 2263924351.6379 | 128610146.6704 | 867091874.8438 | 163326898.7842 | 3422953271.9363 | 1696037212.5091 | 139133766.4012 | 1001053636.51 | 660701611.4811 | 3496926226.9014 | 567887139.1289 | -10523619.7309 | -133961761.6662 | -497374712.6969 | -73972954.9651 | -14 | -5019394.0811 | 37348004.2776 | 396.8218 | 326.6534 | 832.6366 | 644.8085 | 673.5441 | 644.8085 | 251.0516 | 236.5143 | 116.311 | 110.8792 | 44693807.2588 | 4973789.047 | 428943.891 | 9354321.7607 | 29936752.5602 | 14 | 6134842249.8704 | 104311732.36 | 216.4601 | 174.6418 | 381.0426 | 306.6893 | 361.4021 | 306.6893 | 157.901 | 128.9895 | 110.7545 | 88.7285 | 44436440.0092 | 5058394.8831 | 394042.4946 | 9265637.14 | 29718365.4915 | 0 | 317 | 0 | 516.5 | 147 | 1351331886.6 | 0 | 1901438232.45 | 258321243.85 | 3493784688.2271 | 66963728.2661 | 3460301276.2139 | 1334892933.7782 | 1124200243.59 | -37348004.0939 | -2641057561.6434 | -2678405565.7372 | -16062285.9978 | -226754974.541 | 781895710.2929 | 781895710.4767 | 1108137957.5922 | 1108137959.2372 | 1061416079.4528 | 60297455.4154 | 406526506.7962 | 76574023.5319 | 1604814065.1962 | 1622324267.0045 | 795168428.3996 | 65231339.0005 | 469333008.1536 | 309762697.5208 | 1639495473.0745 | 266247651.0532 | -4933883.5851 | -62806501.3575 | -233188673.9889 | -34681407.8782 | -1238230844.8869 | -1255741046.609 | 366583220.3093 | 366583220.3955 | -2353287.8132 | 17510201.8082 | -17510201.7221 | 2876253442.0409 | 633557120.4386 | 0 | 1638022597.154 | 400850532.9186 | 268678974.4598 | 258898505.0996 | 527577479.5594 | 527577480.6276 | 126726947.7089
High_generation_cost | 2033 | 2448928213.5535 | 136929916.8951 | 1229305654.3372 | 309228447.0468 | 4124392231.8326 | 1692799428.6073 | 138408431.2878 | 1336718321.8176 | 804955601.17 | 3972881782.8826 | 756128784.9462 | -1478514.3928 | -107412667.4804 | -495727154.1231 | 151510448.9499 | -12 | -4148944.2902 | 57036234.5372 | 408.7195 | 333.0548 | 847.1655 | 644.8085 | 681.3266 | 644.8085 | 274.0146 | 258.0555 | 121.4257 | 115.7329 | 44844929.6615 | 4985223.4017 | 430139.301 | 9395989.9287 | 30033577.0301 | 12 | 6332543706.3051 | 126499234.54 | 205.4083 | 171.7803 | 358.3124 | 306.6893 | 346.5901 | 306.6893 | 142.0002 | 114.4504 | 110.969 | 88.7285 | 44220054.9683 | 5027808.8002 | 388556.6745 | 9220601.8122 | 29583087.6814 | 0 | 0 | 0 | 516.5 | 147 | 0 | 0 | 1901438232.45 | 258321243.85 | 3366741879.5775 | 69463000.0954 | 4181428466.3697 | 5516321400.148 | 5248592475.4226 | -57036234.4446 | -2965801826.7275 | -3022838061.1721 | -2981864112.7253 | -3249593035.7131 | 1158590405.105 | 1158590405.1976 | 2266728362.6972 | 2266728364.4348 | 1083163310.5513 | 60564234.2951 | 543723076.4307 | 136772040.3424 | 1824222661.6196 | 1849449843.1599 | 748726819.7744 | 61218182.6369 | 591231802.8439 | 356032638.6803 | 1757209443.9354 | 334436490.7769 | -653948.3418 | -47508726.4132 | -219260598.3379 | 67013217.6841 | -1311777008.1206 | -1337004189.62 | 512445653.499 | 512445653.5399 | -1835082.0607 | 25227181.5404 | -25227181.4994 | 2800890188.2751 | 0 | 0 | 1489113180.1546 | 2250300376.0786 | 2092901636.0794 | -1052878503.021 | 1040023133.0584 | 1040023134.1675 | -1210277241.9111
High_generation_cost | 2034 | 1240596770.9331 | 35923147.9726 | 588726796.3736 | -22348034.7029 | 1842898680.5764 | 440400285.6341 | 35924344.9748 | 673485234.0546 | 471599620.3017 | 1621409484.9651 | 800196485.299 | -1197.0022 | -84758437.6809 | -493947655.0046 | 221489195.6113 | -11 | -3686644.8555 | 62997605.8927 | 303.5134 | 228.2072 | 594.5646 | 393.9318 | 428.1139 | 393.9318 | 222.6446 | 206.0617 | 110.8667 | 104.8493 | 45197555.1786 | 5023857.467 | 433883.0652 | 9473256.4671 | 30266558.1794 | 11 | 4659349558.4561 | 133013269.09 | 206.0094 | 175.8686 | 349.2538 | 306.6893 | 340.6924 | 306.6893 | 160.0274 | 134.2783 | 111.5261 | 89.1459 | 44549728.2906 | 5072147.8274 | 389668.5739 | 9291099.825 | 29796812.0643 | 0 | 0 | 247 | 516.5 | 394 | 0 | 1059312049 | 1901438232.45 | 1317633292.85 | 3510352110.2996 | 70015663.2842 | 1905896286.4691 | 7422217686.6171 | 7091491155.999 | -62997605.8058 | -1148997448.1565 | -1211995053.9622 | -4130861560.8818 | -4461588089.6754 | 693901232.42 | 693901232.5069 | 2960629595.1172 | 2960629596.9417 | 517657686.9717 | 14989474.5206 | 245655122.4455 | -9325054.0576 | 768977229.8802 | 795263929.7292 | 183763651.9331 | 14989973.9878 | 281021857.0923 | 196782044.208 | 676557527.2212 | 333894035.0387 | -499.4672 | -35366734.6468 | -206107098.2657 | 92419702.659 | -479436489.99 | -505723189.8027 | 289540739.8902 | 289540739.9265 | -1538308.0895 | 26286699.849 | -26286699.8127 | 1944183776.4973 | 0 | 442013906.4639 | 1464747286.5073 | 3045564305.8078 | 2861878865.9595 | -1532314993.011 | 1329563872.9486 | 1329563874.094 | -1716000431.7138
High_generation_cost | 2035 | 678246112.9609 | -8865831.7521 | 300002083.5172 | -432660841.9968 | 536721522.7292 | -58826206.4832 | -4794148.1119 | 406669752.494 | 76501208.0554 | 419550605.9543 | 737072319.4441 | -4071683.6402 | -106667668.9768 | -509162050.0521 | 117170916.7749 | -11 | -3589273.6397 | 59981926.1221 | 264.658 | 193.2427 | 518.9848 | 328.3149 | 354.2175 | 328.3149 | 192.7114 | 177.4885 | 97.5178 | 91.6865 | 45179269.2081 | 5018593.6987 | 432053.5175 | 9472451.0613 | 30256170.9307 | 11 | 3924630130.1323 | 129419261.22 | 219.1009 | 187.7677 | 385.0612 | 339.9443 | 375.713 | 339.9443 | 160.9232 | 134.2783 | 111.7828 | 89.1459 | 44806719.8121 | 5098287.8932 | 392440.049 | 9350381.088 | 29965610.7819 | 0 | 0 | 52.5 | 516.5 | 446.5 | 0 | 291785102 | 1901438232.45 | 1609418394.85 | 3696360006.8187 | 69437335.166 | 596703448.8513 | 8018921135.4684 | 7628212678.7282 | -59981926.054 | -228270123.3136 | -288252049.3676 | -4359131684.1954 | -4749840139.043 | 308451399.4156 | 308451399.4837 | 3269080994.5328 | 3269080996.4254 | 266989061.8097 | -3490001.7212 | 118094705.2827 | -170315332.5601 | 211278432.811 | 234890095.1189 | -23156717.567 | -1887198.5878 | 160084036.7677 | 30114416.2505 | 165154536.8634 | 290145779.3767 | -1602803.1334 | -41989331.485 | -200429748.8106 | 46123895.9477 | -89857685.7251 | -113469348.0062 | 121420747.086 | 121420747.1128 | -1412904.2295 | 23611662.3079 | -23611662.2811 | 1544916065.6738 | 0 | 114860121.0451 | 1455058379.9487 | 3280454400.9267 | 3073157298.7706 | -1622172678.736 | 1450984620.0345 | 1450984621.2067 | -1829469779.72
High_generation_cost | 2036 | 565227109.5452 | -16820853.5786 | 48062267.1137 | -446986705.1768 | 149481817.9034 | -112842779.5368 | -9180612.8851 | 187586555.9416 | 91894698.6403 | 157457862.1599 | 678069889.082 | -7640240.6935 | -139524288.8279 | -538881403.817 | -7976044.2565 | -9 | -2869081.0661 | 58151953.0233 | 234.7187 | 167.7463 | 464.929 | 284.5088 | 303.2073 | 284.5088 | 146.8409 | 134.2783 | 93.8948 | 88.7285 | 45375644.3742 | 5044812.8216 | 433628.2043 | 9512719.2724 | 30384484.0758 | 9 | 3427927259.9612 | 126829656.5 | 202.6416 | 170.4279 | 353.6874 | 306.6893 | 343.7823 | 306.6893 | 141.7539 | 114.4504 | 108.5219 | 85.692 | 45076039.0879 | 5130135.2156 | 394180.7121 | 9408818.3099 | 30142904.8503 | 0 | 73.214 | 143.214 | 589.714 | 589.714 | 593115946.1 | 885135783.7 | 2494554178.55 | 2494554178.55 | 3373329517.1347 | 68677703.5459 | 207633770.9267 | 8226554906.3951 | 7777694496.6316 | -58151952.9541 | -54597742.8265 | -112749695.7806 | -4413729427.0219 | -4862589834.8236 | 94884075.0769 | 94884075.1461 | 3363965069.6097 | 3363965071.5715 | 209905236.9115 | -6246666.5095 | 17848615.8831 | -165994957.8885 | 55512228.3965 | 77107794.6213 | -41905793.2155 | -3409352.9664 | 69662972.2838 | 34126421.3327 | 58474247.4345 | 251811030.127 | -2837313.5431 | -51814356.4007 | -200121379.2212 | -2962019.038 | -20275659.0215 | -41871225.2205 | 35236569.3751 | 35236569.4008 | -1065474.622 | 21595566.2248 | -21595566.1991 | 1273010213.8882 | 220262158.484 | 328707935.6931 | 1252734554.8667 | 3357562195.548 | 3128669527.1671 | -1642448337.7575 | 1486221189.4096 | 1486221190.6075 | -1871341004.9405
High_generation_cost | 2037 | 542703308.1733 | -18803079.5195 | 28122874.0241 | -548705067.7727 | 3318034.9053 | -132901081.5407 | -10761401.7358 | 188196194.3003 | 1137046.6136 | 45670757.6373 | 675604389.714 | -8041677.7836 | -160073320.2762 | -549842114.3862 | -42352722.7321 | -6 | -1873527.2598 | 57538416.4799 | 240.1518 | 174.5353 | 481.8246 | 303.4823 | 320.3896 | 303.4823 | 144.359 | 134.2783 | 93.6069 | 88.7285 | 45534632.5987 | 5064957.834 | 433152.904 | 9547075.7463 | 30489446.1144 | 6 | 3529880734.8067 | 125465844.28 | 211.6374 | 179.9301 | 375.3317 | 329.5127 | 365.7773 | 329.5127 | 141.3128 | 114.4504 | 111.5146 | 88.691 | 45205061.9454 | 5146269.1697 | 393680.9692 | 9435955.0228 | 30229156.7838 | 0 | 0 | 0 | 589.714 | 589.714 | 0 | 0 | 2494554178.55 | 2494554178.55 | 3551217798.751 | 67927427.9643 | 60856451.3851 | 8287411357.7803 | 7781012531.5369 | -57538416.3157 | 21337063.9444 | -36201352.3713 | -4392392363.0776 | -4898791187.1949 | 24655098.8496 | 24655099.0139 | 3388620168.4593 | 3388620170.5854 | 190132734.4438 | -6587542.1637 | 9852674.3031 | -192235413.6553 | 1162452.9278 | 21320679.8929 | -46561068.7521 | -3770190.282 | 65933368.1873 | 398357.2213 | 16000466.3744 | 236693803.1959 | -2817351.8818 | -56080693.8842 | -192633770.8766 | -14838013.4466 | 7475307.8738 | -12682919.0338 | 8637760.8016 | 8637760.8592 | -656378.643 | 20158226.9651 | -20158226.9076 | 1236671798.8661 | 0 | 0 | 1244147106.7399 | 3378882875.4409 | 3129831980.0949 | -1634973029.8837 | 1494858950.2112 | 1494858951.4667 | -1884023923.9743
High_generation_cost | 2038 | 229298622.6979 | -44456125.2673 | -166140604.3266 | -544468406.6947 | -525766513.5907 | -448988465.9668 | -36265255.397 | 0 | 12761820.0547 | -472491901.3091 | 678287088.6647 | -8190869.8703 | -166140604.3266 | -557230226.7494 | -53274612.2816 | -5 | -1531892.7574 | 57151531.3586 | 241.1031 | 175.8686 | 484.4638 | 306.6893 | 323.2916 | 306.6893 | 143.4531 | 134.2783 | 94.0143 | 89.1459 | 45872348.0005 | 5105272.9609 | 436323.401 | 9619752.7593 | 30710998.8794 | 5 | 3580017941.8625 | 124160493.37 | 238.5334 | 206.8993 | 439.6752 | 393.9318 | 430.1319 | 393.9318 | 160.7158 | 134.2783 | 111.6359 | 88.7285 | 45530226.8908 | 5187613.0279 | 395043.4769 | 9505496.7558 | 30442073.6301 | 0 | 0 | 0 | 589.714 | 589.714 | 0 | 0 | 2494554178.55 | 2494554178.55 | 4018810140.7205 | 67008962.174 | -468614982.2322 | 7818796375.5481 | 7255246017.9462 | -57151531.196 | 438792198.858 | 381640667.662 | -3953600164.2196 | -4517150519.5329 | -86974314.7327 | -86974314.5702 | 3301645853.7266 | 3301645856.0152 | 75786178.0912 | -14693327.7972 | -54911631.3022 | -179953892.2184 | -173772673.2266 | -154883348.5426 | -148396529.5661 | -11986138.7378 | 0 | 4217947.5657 | -156164720.7382 | 224182707.6573 | -2707189.0594 | -54911631.3022 | -184171839.7841 | -17607952.4884 | 145026530.6281 | 126137205.9979 | -28746142.5984 | -28746142.5447 | -506310.487 | 18889324.684 | -18889324.6302 | 1183242507.6063 | 0 | 0 | 1328269038.2345 | 3223999526.8983 | 2956059306.8683 | -1489946499.2555 | 1466112807.6128 | 1466112808.922 | -1757886717.9764
High_generation_cost | 2039 | 329265926.534 | -36470642.5076 | -135040440.5129 | -562209875.3708 | -404455031.8572 | -340389402.4 | -27457068.8581 | 37826430.8953 | 0 | -330020040.3629 | 669655328.934 | -9013573.6494 | -172866871.4082 | -562209875.3708 | -74434991.4944 | -4 | -1203506.5155 | 57045297.6441 | 250.297 | 184.3792 | 507.774 | 328.3149 | 345.9622 | 328.3149 | 147.6078 | 138.2039 | 94.115 | 89.1459 | 46153440.45 | 5137252.6108 | 438497.777 | 9680959.8846 | 30896730.1776 | 4 | 3733636764.0886 | 122910277.79 | 240.4281 | 207.0852 | 443.9507 | 393.9318 | 432.9637 | 393.9318 | 161.4746 | 134.2783 | 112.167 | 89.1459 | 45927481.7137 | 5237814.6509 | 398393.5428 | 9590471.9748 | 30700801.5451 | 0 | 0 | 0 | 589.714 | 589.714 | 0 | 0 | 2494554178.55 | 2494554178.55 | 4063608460.6327 | 65864980.2018 | -347409734.2131 | 7471386641.335 | 6850790986.0889 | -57045297.5882 | 329971696.5441 | 272926398.9559 | -3623628467.6755 | -4244224120.577 | -74483335.3131 | -74483335.2573 | 3227162518.4135 | 3227162520.7579 | 102666672.2958 | -11371718.7264 | -42106247.6727 | -175299696.6426 | -126110990.7459 | -108323997.2939 | -106135024.6503 | -8561243.8564 | 11794459.9544 | 0 | -102901808.5523 | 208801696.9461 | -2810474.87 | -53900707.6271 | -175299696.6426 | -23209182.1937 | 102886734.7211 | 85099741.2864 | -23224256.0249 | -23224256.0075 | -375259.0204 | 17786993.4521 | -17786993.4346 | 1164165591.5185 | 0 | 0 | 1267052326.2396 | 3115675529.6044 | 2829948316.1224 | -1387059764.5345 | 1442888551.5879 | 1442888552.9145 | -1672786976.6899
High_generation_cost | 2040 | 592471213.559 | -14283102.7558 | 46193716.6491 | -537656193.3932 | 86725634.0591 | -37998683.9314 | -3069248.724 | 222789743.1317 | 26280866.4309 | 208002676.9072 | 630469897.4903 | -11213854.0317 | -176596026.4826 | -563937059.824 | -121277042.8481 | -4 | -1182027.5116 | 56831353.9595 | 273.9926 | 207.3046 | 567.9563 | 386.6201 | 405.5188 | 386.6201 | 157.4604 | 147.7061 | 94.6349 | 89.5787 | 46443450.3151 | 5170787.036 | 440910.0501 | 9743915.4118 | 31087837.8172 | 4 | 4108270518.606 | 121712085.37 | 241.8111 | 205.0095 | 453.3137 | 393.9318 | 439.1744 | 393.9318 | 152.5114 | 124.6767 | 111.8142 | 88.7285 | 45958661.339 | 5223243.2171 | 398641.7657 | 9604336.5186 | 30732439.8376 | 0 | 53.3648 | 0 | 643.0788 | 589.714 | 433373307.4 | 0 | 2927927485.95 | 2494554178.55 | 3984370130.424 | 64880731.5641 | 143556988.0185 | 7614943629.3535 | 6937516620.148 | -56831353.8059 | -123900388.182 | -180731741.9878 | -3747528855.8575 | -4424955862.5649 | -37174754.1229 | -37174753.9693 | 3189987764.2906 | 3189987766.7886 | 174278608.4261 | -4201451.8433 | 13588131.3242 | -158154474.0939 | 25510813.813 | 42228063.6243 | -11177518.1748 | -902836.0945 | 65534806.6134 | 7730658.8489 | 61185111.193 | 185456126.6008 | -3298615.7488 | -51946675.2892 | -165885132.9428 | -35674297.38 | -36445968.5832 | -53163218.3492 | -10935154.7701 | -10935154.725 | -347699.7787 | 16717249.8112 | -16717249.766 | 1208469968.8944 | 127479099.7675 | 0 | 1172024000.3112 | 3157903593.2287 | 2855459129.9354 | -1423505733.1176 | 1431953396.8178 | 1431953398.1895 | -1725950195.0391
High_generation_cost | 2041 | 364154347.7964 | -34728377.6193 | -159095112.9224 | -567963891.9106 | -397633034.6559 | -336647838.7923 | -27009441.3463 | 0 | 0 | -363657280.1386 | 700802186.5887 | -7718936.273 | -159095112.9224 | -567963891.9106 | -33975754.5173 | -2 | -580135.2768 | 56320281.9184 | 252.1197 | 183.9262 | 514.3057 | 329.7276 | 350.9658 | 329.7276 | 145.6722 | 134.2783 | 93.8655 | 88.7285 | 46705732.8318 | 5211275.5207 | 441576.4303 | 9800364.7046 | 31252516.1762 | 2 | 3747910127.9713 | 120563003.47 | 240.6321 | 206.8993 | 444.6275 | 393.9318 | 433.4099 | 393.9318 | 161.9171 | 134.2783 | 111.8935 | 88.7285 | 46316582.0265 | 5275519.1391 | 399784.8756 | 9679753.8817 | 30961524.1301 | 0 | 0 | 81.3488 | 643.0788 | 671.0628 | 0 | 684493937.7 | 2927927485.95 | 3179048116.25 | 4076789589.2338 | 64242721.602 | -341312752.7375 | 7273630876.6161 | 6539883585.4921 | -56320281.868 | 328879461.2625 | 272559179.3945 | -3418649394.5949 | -4152396683.1704 | -68753573.3934 | -68753573.343 | 3121234190.8972 | 3121234193.4457 | 101054687.5748 | -9637301.7967 | -44149704.7292 | -157612874.865 | -110345193.8161 | -94716028.5244 | -93421491.128 | -7495257.6382 | 0 | 0 | -100916748.7662 | 194476178.7028 | -2142044.1585 | -44149704.7292 | -157612874.865 | -9428445.0498 | 91265726.7688 | 75636561.4911 | -19079467.0473 | -19079467.0333 | -160990.4962 | 15629165.2917 | -15629165.2777 | 1040064163.266 | 0 | 189950556.5145 | 1131329890.0348 | 3063187564.7043 | 2745113936.1193 | -1332240006.3488 | 1412873929.7705 | 1412873931.1562 | -1650313633.548
High_generation_cost | 2042 | 379788783.6526 | -32793629.5155 | -175349953.6647 | -570242793.1018 | -398597592.6294 | -283353087.4772 | -22769184.8077 | 0 | 0 | -306122272.2848 | 663141871.1297 | -10024444.7078 | -175349953.6647 | -570242793.1018 | -92475320.3446 | -5 | -1421987.2856 | 56141549.8459 | 255.8607 | 187.5818 | 525.531 | 339.9443 | 361.3418 | 339.9443 | 144.2501 | 134.2783 | 93.9029 | 88.7285 | 46882981.5745 | 5225188.0326 | 442377.5687 | 9841622.2953 | 31373793.6779 | 5 | 3812535490.0172 | 119460305.63 | 243.485 | 206.8993 | 452.6143 | 393.9318 | 438.734 | 393.9318 | 162.0044 | 134.2783 | 111.9309 | 88.7285 | 46424900.6194 | 5271802.0213 | 401120.9391 | 9710113.363 | 31041864.2961 | 0 | 0 | 0 | 643.0788 | 671.0628 | 0 | 0 | 2927927485.95 | 3179048116.25 | 4080766265.0364 | 63318755.8335 | -342456042.7835 | 6931174833.8326 | 6141285992.8628 | -56141549.7965 | 268230775.0192 | 212089225.2227 | -3150418619.5757 | -3940307457.9477 | -130366817.6102 | -130366817.5608 | 2990867373.287 | 2990867375.8849 | 99427663.4077 | -8585282.3931 | -45906137.627 | -149288001.4726 | -104351758.0849 | -89654054.0938 | -74181062.2638 | -5960910.2232 | 0 | 0 | -80141972.4869 | 173608725.6715 | -2624372.1699 | -45906137.627 | -149288001.4726 | -24209785.598 | 70222082.2787 | 55524378.3006 | -34129675.8062 | -34129675.7932 | -372272.3769 | 14697703.9911 | -14697703.9782 | 998111349.6446 | 0 | 0 | 1068333431.9233 | 2973533510.6104 | 2640762178.0344 | -1262017924.0701 | 1378744253.9643 | 1378744255.363 | -1594789255.2475
High_generation_cost | 2043 | -407490267.5974 | -96964234.9098 | -144034601.0839 | -575789499.2479 | -1224278602.8389 | -1101720257.1117 | -88324764.5496 | 38641043.6127 | 0 | -1151403978.0487 | 694229989.5144 | -8639470.3601 | -182675644.6965 | -575789499.2479 | -72874624.7902 | -4 | -1113500.2289 | 55779652.183 | 275.706 | 207.8578 | 578.3821 | 393.9318 | 414.63 | 393.9318 | 147.935 | 138.2039 | 94.3585 | 89.1459 | 47169381.1076 | 5256285.4778 | 444610.8555 | 9904232.3721 | 31564252.4023 | 4 | 4148282070.4277 | 118401439.15 | 316.2476 | 281.6656 | 655.0887 | 602.3656 | 643.1995 | 602.3656 | 162.3368 | 134.2783 | 112.4252 | 89.1459 | 46762488.1244 | 5315128.8396 | 402898.0057 | 9782220.2309 | 31262241.0481 | 0 | 0 | 0 | 643.0788 | 671.0628 | 0 | 0 | 2927927485.95 | 3179048116.25 | 5217843334.1367 | 62621787.1069 | -1168498950.6559 | 5762675883.1767 | 4917007390.0238 | -55779652.0431 | 1069561263.709 | 1013781611.6658 | -2080857355.8668 | -2926525846.2818 | -154717339.13 | -154717338.99 | 2836150034.157 | 2836150036.8948 | -100641354.7515 | -23948085.9783 | -35573456.6856 | -142207654.6703 | -302370552.0857 | -288594174.5629 | -272101269.7718 | -21814322.1304 | 9543508.8576 | 0 | -284372083.0446 | 171459915.0203 | -2133763.8479 | -45116965.5432 | -142207654.6703 | -17998469.0411 | 264158688.2653 | 250382310.7771 | -38211863.8204 | -38211863.7859 | -275010.6701 | 13776377.5228 | -13776377.4882 | 1024536683.8347 | 0 | 0 | 1288695372.1 | 2684939336.0475 | 2338391625.9487 | -997859235.8048 | 1340532390.1439 | 1340532391.5771 | -1344406944.4704
High_generation_cost | 2044 | -243880571.9204 | -82343700.5381 | -45433466.8218 | -553104251.4318 | -924761990.7121 | -877622923.0749 | -70187733.1118 | 136134874.7407 | 26922696.4331 | -784753085.0129 | 633742351.1545 | -12155967.4262 | -181568341.5626 | -580026947.8649 | -140008905.6992 | -3 | -815758.3809 | 55953888.7972 | 294.3095 | 225.733 | 624.0999 | 437.9648 | 460.1618 | 437.9648 | 158.1773 | 147.9936 | 94.879 | 89.5787 | 47533551.953 | 5303004.7258 | 447752.0062 | 9982035.4391 | 31800759.782 | 3 | 4454373377.762 | 117384013.49 | 320.9714 | 281.4797 | 668.8163 | 602.3656 | 652.438 | 602.3656 | 162.524 | 134.2783 | 112.0671 | 88.7285 | 47178557.1716 | 5373619.2094 | 406109.0446 | 9869539.3234 | 31529289.5941 | 0 | 65.0791 | 0 | 708.1579 | 671.0628 | 547595150.1 | 0 | 3475522636.05 | 3179048116.25 | 5235769774.9897 | 61430124.8233 | -868808101.915 | 4893867781.2617 | 3992245399.3117 | -55953888.6667 | 781396397.2277 | 725442508.561 | -1299460958.6391 | -2201083337.7209 | -143365593.4844 | -143365593.354 | 2692784440.6726 | 2692784443.5408 | -56823839.264 | -19185969.456 | -10585935.5485 | -128872533.1095 | -215468277.378 | -202431097.9169 | -204484939.1753 | -16353645.6932 | 31719239.3784 | 6272951.3984 | -182846394.0917 | 147661099.9113 | -2832323.7628 | -42305174.9269 | -135145484.5079 | -32621883.2863 | 182064290.4347 | 169027111.004 | -33403986.9433 | -33403986.9129 | -190070.5856 | 13037179.4611 | -13037179.4307 | 1037862896.7716 | 127588920.0439 | 0 | 1219927187.2063 | 2482508238.1306 | 2122923348.5707 | -815794945.3701 | 1307128403.2006 | 1307128404.6642 | -1175379833.4664
High_generation_cost | 2045 | -690957119.296 | -118470514.2312 | -160267765.7789 | -579175900.2367 | -1548871299.5428 | -1344090881.026 | -107101427.8058 | 0 | 0 | -1451192308.8319 | 653133761.73 | -11369086.4253 | -160267765.7789 | -579175900.2367 | -97678990.7109 | -4 | -1059959.3353 | 55825137.7805 | 279.4485 | 206.8993 | 590.0495 | 393.9318 | 422.4572 | 393.9318 | 146.5342 | 134.2783 | 94.1324 | 88.7285 | 47600599.0415 | 5311134.5978 | 445966.7173 | 10006218.3079 | 31837279.4186 | 4 | 4130852771.9964 | 116405789.44 | 338.5832 | 296.6663 | 718.1357 | 644.8085 | 699.4132 | 644.8085 | 162.5089 | 134.2783 | 112.0712 | 88.7285 | 47458142.7099 | 5404014.047 | 407850.3387 | 9931195.9368 | 31715082.3874 | 0 | 0 | 65.0791 | 708.1579 | 736.1419 | 0 | 547595150.1 | 3475522636.05 | 3726643266.35 | 5494662563.3517 | 60580651.6979 | -1493046161.7623 | 3400821619.4994 | 2443374099.7689 | -55825137.7421 | 1363809791.3553 | 1307984653.6132 | 64348832.7162 | -893098684.1076 | -185061508.1875 | -185061508.1491 | 2507722932.4851 | 2507722935.3918 | -151879304.2763 | -26041007.1424 | -35228462.2079 | -127308671.2981 | -340457444.9248 | -328186519.7827 | -295444655.2376 | -23541967.9281 | 0 | 0 | -318986623.1657 | 143565350.9613 | -2499039.2143 | -35228462.2079 | -127308671.2981 | -21470821.7591 | 299779069.4845 | 287508144.3509 | -40678375.4403 | -40678375.4318 | -232989.692 | 12270925.142 | -12270925.1336 | 908002866.6871 | 0 | 120366905.7018 | 1207781936.1717 | 2154321718.3479 | 1782465903.646 | -516015875.8856 | 1266450027.7604 | 1266450029.2324 | -887871689.1155
High_generation_cost | 2046 | -502166527.6991 | -102452399.2708 | -144341708.9396 | -145483057.9078 | -894443693.8173 | -1115832342.2244 | -88669743.7206 | 39409991.3119 | 439626274.8 | -725465819.8331 | 613665814.5252 | -13782655.5502 | -183751700.2515 | -585109332.7077 | -168977873.9841 | -5 | -1287927.8374 | 55659918.9269 | 293.5092 | 223.4729 | 628.16 | 438.0917 | 462.503 | 438.0917 | 148.5732 | 138.2039 | 94.1208 | 88.7285 | 47891383.4749 | 5345383.4786 | 447827.3828 | 10070484.9416 | 32027687.6719 | 5 | 4393916283.7591 | 115464669.11 | 333.1152 | 290.5451 | 719.8454 | 644.8085 | 700.4878 | 644.8085 | 162.6914 | 134.2783 | 98.3604 | 74.9843 | 47813047.7597 | 5450372.9286 | 410058.6254 | 10007723.448 | 31944892.7577 | 0 | 65.0791 | 0 | 773.2369 | 736.1419 | 547697507.4 | 0 | 4023220143.45 | 3726643266.35 | 5249055492.6864 | 59804750.2106 | -838783774.8904 | 2562037844.609 | 1548930405.9516 | -55659918.8994 | 855139208.9274 | 799479290.028 | 919488041.6436 | -93619394.0797 | -39304484.8899 | -39304484.8624 | 2468418447.5952 | 2468418450.5293 | -104133244.2495 | -21245344.1811 | -29931844.5243 | -30168523.722 | -185478956.677 | -173936873.2986 | -231387867.2216 | -18387263.131 | 8172369.1739 | 91164400.1085 | -150438361.0702 | 127254622.9721 | -2858081.0501 | -38104213.6983 | -121332923.8305 | -35040595.6068 | 177328466.1537 | 165786382.781 | -8150490.5233 | -8150490.5176 | -267074.9575 | 11542083.3784 | -11542083.3727 | 911157419.6018 | 113574910.248 | 0 | 1088485885.7555 | 1980384845.0492 | 1596986946.969 | -338687409.7319 | 1258299537.237 | 1258299538.7148 | -722085306.3344
High_generation_cost | 2047 | 607268188.8242 | -14273399.3054 | 79472519.4128 | 149629477.1015 | 822096786.033 | 0 | 0 | 262307433.4013 | 721885328.3639 | 984192761.7652 | 607268188.8242 | -14273399.3054 | -182834913.9886 | -572255851.2624 | -162095975.7322 | -4 | -998985.6415 | 55399871.5177 | 355.2194 | 282.7057 | 799.3218 | 602.3656 | 631.2422 | 602.3656 | 151.0019 | 140.5073 | 94.1737 | 88.7285 | 48095824.215 | 5360822.6419 | 449123.46 | 10118754.3675 | 32167123.7456 | 5 | 5288424279.7963 | 114558686.44 | 312.7935 | 267.5533 | 685.4591 | 602.3656 | 663.3874 | 602.3656 | 142.8441 | 114.4504 | 89.2174 | 66.2216 | 47852220.8939 | 5445937.1347 | 410791.2724 | 10014739.4557 | 31980753.031 | 1 | 65.0791 | 0 | 838.316 | 736.1419 | 547799864.6 | 0 | 4571020008.05 | 3726643266.35 | 4748205316.4498 | 59158815.0474 | 877496657.5507 | 3439534502.1597 | 2371027191.9846 | -55399871.3926 | -540218963.3465 | -595618834.7391 | 379269078.2971 | -689238228.8188 | 281877822.6865 | 281877822.8116 | 2750296270.2817 | 2750296273.3409 | 118799962.6744 | -2792307.1485 | 15547220.3445 | 29272036.016 | 160826911.8864 | 171664796.6787 | 0 | 0 | 51315240.7302 | 141222530.0833 | 192537770.8134 | 118799962.6744 | -2792307.1485 | -35768020.3856 | -111950494.0672 | -31710858.927 | -105683113.1 | -116520997.8678 | 55143798.7864 | 55143798.8109 | -195431.704 | 10837884.7922 | -10837884.7678 | 1034575198.5835 | 107166165.897 | 0 | 928892085.4834 | 2152049641.7279 | 1757813858.8554 | -444370522.832 | 1313443336.0234 | 1313443337.5257 | -838606304.2023
High_generation_cost | 2048 | 925405468.7037 | 8736722.5919 | 615237453.1348 | 190711361.7032 | 1740091006.1335 | 231239540.607 | 18321042.8615 | 773454089.4089 | 739152984.531 | 1762167657.4083 | 694165928.0967 | -9584320.2696 | -158216636.2741 | -548441622.8278 | -22076651.2749 | -3 | -724656.4064 | 54812835.3337 | 385.787 | 310.9805 | 847.3426 | 644.8085 | 678.0855 | 644.8085 | 218.0189 | 206.0617 | 94.6499 | 89.1459 | 48419458.3403 | 5416122.877 | 451295.141 | 10203424.2165 | 32348616.1058 | 5 | 5943770678.8291 | 113685998.53 | 312.2428 | 270.5661 | 676.797 | 602.3656 | 657.4011 | 602.3656 | 157.2365 | 129.7576 | 88.4921 | 66.2216 | 48099743.8407 | 5480373.6213 | 412031.1693 | 10069497.6277 | 32137841.4223 | 2 | 0 | 0 | 838.316 | 736.1419 | 0 | 0 | 4571020008.05 | 3726643266.35 | 4843358935.811 | 58873163.3206 | 1794903841.4672 | 5234438343.6269 | 4111118198.1181 | -54812835.2094 | -1100411743.0181 | -1155224578.2275 | -721142664.721 | -1844462807.0463 | 639679263.1154 | 639679263.2397 | 3389975533.3971 | 3389975536.5807 | 170789815.3395 | 1612421.0291 | 113546217.9168 | 35197066.9614 | 321145521.2468 | 331261599.3785 | 42676815.488 | 3381271.9213 | 142746164.326 | 136415664.2737 | 325219916.0089 | 128112999.8515 | -1768850.8922 | -29199946.4092 | -101218597.3122 | -4074394.7621 | -203088402.5904 | -213204480.6992 | 118057118.6563 | 118057118.6793 | -133740.2231 | 10116078.1317 | -10116078.1087 | 1096962932.4534 | 0 | 0 | 893874529.8629 | 2483311241.1064 | 2078959380.1022 | -647458925.4224 | 1431500454.6798 | 1431500456.205 | -1051810784.9014
High_generation_cost | 2049 | 546944974.7972 | -23775228.1862 | -91343613.1662 | -203213141.0373 | 228612992.4075 | -232301777.0525 | -18414393.2854 | 40058034.9184 | 340951455.0441 | 130293319.6246 | 779246751.8498 | -5360834.9009 | -131401648.0846 | -544164596.0814 | 98319672.7829 | -4 | -932491.4398 | 54623808.0008 | 357.8187 | 277.2141 | 819.5693 | 602.3656 | 645.1867 | 602.3656 | 153.1442 | 138.2039 | 83.0023 | 77.4161 | 48664584.499 | 5430618.5359 | 453534.9716 | 10268118.7516 | 32512312.2399 | 5 | 5107726811.1959 | 112844877.41 | 328.8296 | 286.9463 | 719.7556 | 644.8085 | 700.0938 | 644.8085 | 162.2121 | 134.2783 | 89.0315 | 66.9039 | 48425980.783 | 5515932.7916 | 414190.2082 | 10140248.416 | 32355609.3672 | 1 | 0 | 81.3488 | 838.316 | 817.4907 | 0 | 684621884.2 | 4571020008.05 | 4411265150.55 | 5144207175.8406 | 58221069.4328 | 283236800.4083 | 5517675144.0353 | 4339731190.5256 | -54623807.9772 | 36480364.6447 | -18143443.3325 | -684662300.0763 | -1862606250.3788 | 265093357.0522 | 265093357.0759 | 3655068890.4493 | 3655068893.6565 | 95228661.1629 | -4139508.0919 | -15903848.4462 | -35381466.5888 | 39803838.0359 | 49314396.3978 | -40446092.8134 | -3206132.4256 | 6974509.7037 | 59363102.4719 | 22685386.9366 | 135674753.9762 | -933375.6664 | -22878358.1499 | -94744569.0607 | 17118451.0993 | 6351601.064 | -3158957.2938 | 46155439.0999 | 46155439.104 | -162356.2067 | 9510558.3619 | -9510558.3577 | 889306983.7531 | 0 | 119199605.8823 | 895658584.817 | 2532625637.5042 | 2118763218.1381 | -641107324.3585 | 1477655893.7797 | 1477655895.309 | -1054969742.1952
Implementation_in_2024 | 2008 | 0 | 0 | 0 | 0 | 0 | 0 | 0 | 0 | 0 | 0 | 0 | 0 | 0 | 0 | 0 | 0 | 0 | 0 | 222.835 | 177.0197 | 355.9702 | 236.8084 | 247.7358 | 236.6214 | 177.2594 | 170.1169 | 139.5568 | 132.0416 | 41261560.177 | 4827744.252 | 282869.1125 | 8626822.428 | 27524124.3845 | 0 |  | 100822072.5524 | 222.835 | 177.0197 | 355.9702 | 236.8084 | 247.7358 | 236.6214 | 177.2594 | 170.1169 | 139.5568 | 132.0416 | 41261560.177 | 4827744.252 | 282869.1125 | 8626822.428 | 27524124.3845 | 0 | [9 empty] | 100822072.5524 | 0 | 0 | 0 | 0 | [8 empty] | 0 | 0 | 0 | 0 | 0 | 0 | 0 | 0 | 0 | 0 | 0 | 0 | 0 | 0 | 0 | 0 |  |  |  |  | 0 | 0 | 0 |  |  |  |  | 0 | 0
Implementation_in_2024 | 2009 | 0 | 0 | 0 | 0 | 0 | 0 | 0 | 0 | 0 | 0 | 0 | 0 | 0 | 0 | 0 | 0 | 0 | 0 | 98.4761 | 62.53 | 195.022 | 95.401 | 109.1309 | 95.1257 | 63.4507 | 59.672 | 39.2003 | 37.3931 | 39602848.455 | 4781931.383 | 228048.021 | 8373054.736 | 26219814.315 | -269.825 |  | 110628296.0159 | 98.4761 | 62.53 | 195.022 | 95.401 | 109.1309 | 95.1257 | 63.4507 | 59.672 | 39.2003 | 37.3931 | 39602848.455 | 4781931.383 | 228048.021 | 8373054.736 | 26219814.315 | -269.825 | [9 empty] | 110628296.0159 | 0 | 0 | 0 | 0 | [8 empty] | 0 | 0 | 0 | 0 | 0 | 0 | 0 | 0 | 0 | 0 | 0 | 0 | 0 | 0 | 0 | 0 |  |  |  |  | 0 | 0 | 0 |  |  |  |  | 0 | 0
Implementation_in_2024 | 2010 | 0 | 0 | 0 | 0 | 0 | 0 | 0 | 0 | 0 | 0 | 0 | 0 | 0 | 0 | 0 | 0 | 0 | 0 | 115.9474 | 75.0646 | 201.1316 | 87.9426 | 97.9933 | 87.7062 | 84.4326 | 79.755 | 64.8128 | 62.6532 | 40939219.298 | 4741764.959 | 250531.468 | 8609720.309 | 27337202.562 | -102.054 |  | 115634004.5155 | 115.9474 | 75.0646 | 201.1316 | 87.9426 | 97.9933 | 87.7062 | 84.4326 | 79.755 | 64.8128 | 62.6532 | 40939219.298 | 4741764.959 | 250531.468 | 8609720.309 | 27337202.562 | -102.054 | [9 empty] | 115634004.5155 | 0 | 0 | 0 | 0 | [8 empty] | 0 | 0 | 0 | 0 | 0 | 0 | 0 | 0 | 0 | 0 | 0 | 0 | 0 | 0 | 0 | 0 |  |  |  |  | 0 | 0 | 0 |  |  |  |  | 0 | 0
Implementation_in_2024 | 2011 | 0 | 0 | 0 | 0 | 0 | 0 | 0 | 0 | 0 | 0 | 0 | 0 | 0 | 0 | 0 | 0 | 0 | 0 | 101.3344 | 67.4736 | 181.5052 | 90.6321 | 95.3539 | 89.6583 | 72.3432 | 65.7461 | 52.5564 | 49.6632 | 41114178.262 | 4752964.725 | 275946.602 | 8622751.24 | 27462515.695 | 66.336 |  | 108065577.627 | 101.3344 | 67.4736 | 181.5052 | 90.6321 | 95.3539 | 89.6583 | 72.3432 | 65.7461 | 52.5564 | 49.6632 | 41114178.262 | 4752964.725 | 275946.602 | 8622751.24 | 27462515.695 | 66.336 | [9 empty] | 108065577.627 | 0 | 0 | 0 | 0 | [8 empty] | 0 | 0 | 0 | 0 | 0 | 0 | 0 | 0 | 0 | 0 | 0 | 0 | 0 | 0 | 0 | 0 |  |  |  |  | 0 | 0 | 0 |  |  |  |  | 0 | 0
Implementation_in_2024 | 2012 | 0 | 0 | 0 | 0 | 0 | 0 | 0 | 0 | 0 | 0 | 0 | 0 | 0 | 0 | 0 | 0 | 0 | 0 | 153.4623 | 110.6784 | 242.8116 | 128.5609 | 135.7194 | 128.2835 | 120.4356 | 114.6827 | 99.7791 | 94.5508 | 40660356.413 | 4636441.846 | 296628.236 | 8528166.74 | 27199119.591 | 59.13 |  | 101290563.8065 | 153.4623 | 110.6784 | 242.8116 | 128.5609 | 135.7194 | 128.2835 | 120.4356 | 114.6827 | 99.7791 | 94.5508 | 40660356.413 | 4636441.846 | 296628.236 | 8528166.74 | 27199119.591 | 59.13 | [9 empty] | 101290563.8065 | 0 | 0 | 0 | 0 | [8 empty] | 0 | 0 | 0 | 0 | 0 | 0 | 0 | 0 | 0 | 0 | 0 | 0 | 0 | 0 | 0 | 0 |  |  |  |  | 0 | 0 | 0 |  |  |  |  | 0 | 0
Implementation_in_2024 | 2013 | 0 | 0 | 0 | 0 | 0 | 0 | 0 | 0 | 0 | 0 | 0 | 0 | 0 | 0 | 0 | 0 | 0 | 0 | 128.9149 | 79.1418 | 224.721 | 86.4201 | 90.5413 | 85.5662 | 91.7316 | 86.131 | 72.7679 | 70.2336 | 40064639.297 | 4495056.824 | 315107.072 | 8408150.725 | 26846324.676 | 44.402 |  | 141601259.1533 | 128.9149 | 79.1418 | 224.721 | 86.4201 | 90.5413 | 85.5662 | 91.7316 | 86.131 | 72.7679 | 70.2336 | 40064639.297 | 4495056.824 | 315107.072 | 8408150.725 | 26846324.676 | 44.402 | [9 empty] | 141601259.1533 | 0 | 0 | 0 | 0 | [8 empty] | 0 | 0 | 0 | 0 | 0 | 0 | 0 | 0 | 0 | 0 | 0 | 0 | 0 | 0 | 0 | 0 |  |  |  |  | 0 | 0 | 0 |  |  |  |  | 0 | 0
Implementation_in_2024 | 2014 | 0 | 0 | 0 | 0 | 0 | 0 | 0 | 0 | 0 | 0 | 0 | 0 | 0 | 0 | 0 | 0 | 0 | 0 | 124.2496 | 77.7268 | 221.5562 | 92.3317 | 97.0214 | 91.9174 | 84.5437 | 79.9298 | 67.6962 | 65.033 | 40093316.445 | 4491379.478 | 338160.091 | 8413164.722 | 26850612.154 | -9.904 |  | 175441488.8446 | 124.2496 | 77.7268 | 221.5562 | 92.3317 | 97.0214 | 91.9174 | 84.5437 | 79.9298 | 67.6962 | 65.033 | 40093316.445 | 4491379.478 | 338160.091 | 8413164.722 | 26850612.154 | -9.904 | [9 empty] | 175441488.8446 | 0 | 0 | 0 | 0 | [8 empty] | 0 | 0 | 0 | 0 | 0 | 0 | 0 | 0 | 0 | 0 | 0 | 0 | 0 | 0 | 0 | 0 |  |  |  |  | 0 | 0 | 0 |  |  |  |  | 0 | 0
Implementation_in_2024 | 2015 | 0 | 0 | 0 | 0 | 0 | 0 | 0 | 0 | 0 | 0 | 0 | 0 | 0 | 0 | 0 | 0 | 0 | 0 | 126.5799 | 74.1005 | 223.882 | 75.9142 | 79.3821 | 75.4536 | 79.8433 | 76.4746 | 73.7905 | 71.6092 | 41050345.9 | 4591697.434 | 371084.042 | 8612380.534 | 27475183.89 | 111.76 |  | 183604863.8889 | 126.5799 | 74.1005 | 223.882 | 75.9142 | 79.3821 | 75.4536 | 79.8433 | 76.4746 | 73.7905 | 71.6092 | 41050345.9 | 4591697.434 | 371084.042 | 8612380.534 | 27475183.89 | 111.76 | [9 empty] | 183604863.8889 | 0 | 0 | 0 | 0 | [8 empty] | 0 | 0 | 0 | 0 | 0 | 0 | 0 | 0 | 0 | 0 | 0 | 0 | 0 | 0 | 0 | 0 |  |  |  |  | 0 | 0 | 0 |  |  |  |  | 0 | 0
Implementation_in_2024 | 2016 | 0 | 0 | 0 | 0 | 0 | 0 | 0 | 0 | 0 | 0 | 0 | 0 | 0 | 0 | 0 | 0 | 0 | 0 | 118.9116 | 66.8003 | 221.8348 | 76.7035 | 83.2582 | 76.3436 | 68.0214 | 63.9106 | 63.2479 | 60.1327 | 41030948.485 | 4544238.781 | 372593.37 | 8584774.075 | 27529342.259 | -65.832 |  | 176394458.0176 | 118.9116 | 66.8003 | 221.8348 | 76.7035 | 83.2582 | 76.3436 | 68.0214 | 63.9106 | 63.2479 | 60.1327 | 41030948.485 | 4544238.781 | 372593.37 | 8584774.075 | 27529342.259 | -65.832 | [9 empty] | 176394458.0176 | 0 | 0 | 0 | 0 | [8 empty] | 0 | 0 | 0 | 0 | 0 | 0 | 0 | 0 | 0 | 0 | 0 | 0 | 0 | 0 | 0 | 0 |  |  |  |  | 0 | 0 | 0 |  |  |  |  | 0 | 0
Implementation_in_2024 | 2017 | 0 | 0 | 0 | 0 | 0 | 0 | 0 | 0 | 0 | 0 | 0 | 0 | 0 | 0 | 0 | 0 | 0 | 0 | 135.3876 | 84.6124 | 268.1301 | 126.9731 | 132.8069 | 126.7204 | 81.1155 | 76.9617 | 57.1547 | 53.9688 | 40770953.213 | 4513235.66 | 385997.013 | 8518439.129 | 27353281.411 | 40.37 |  | 155621570.0617 | 135.3876 | 84.6124 | 268.1301 | 126.9731 | 132.8069 | 126.7204 | 81.1155 | 76.9617 | 57.1547 | 53.9688 | 40770953.213 | 4513235.66 | 385997.013 | 8518439.129 | 27353281.411 | 40.37 | [9 empty] | 155621570.0617 | 0 | 0 | 0 | 0 | [8 empty] | 0 | 0 | 0 | 0 | 0 | 0 | 0 | 0 | 0 | 0 | 0 | 0 | 0 | 0 | 0 | 0 |  |  |  |  | 0 | 0 | 0 |  |  |  |  | 0 | 0
Implementation_in_2024 | 2018 | 0 | 0 | 0 | 0 | 0 | 0 | 0 | 0 | 0 | 0 | 0 | 0 | 0 | 0 | 0 | 0 | 0 | 0 | 135.7799 | 81.9117 | 253.6695 | 102.5411 | 107.6094 | 102.5411 | 84.0681 | 79.9122 | 68.7001 | 66.2216 | 41010567.718 | 4564981.652 | 387315.2631 | 8568387.1645 | 27489883.6385 | 0 | 1714652821.0135 | 155584101.2 | 135.7799 | 81.9117 | 253.6695 | 102.5411 | 107.6094 | 102.5411 | 84.0681 | 79.9122 | 68.7001 | 66.2216 | 41010567.718 | 4564981.652 | 387315.2631 | 8568387.1645 | 27489883.6385 | 0 | [8 empty] | 1714652821.0135 | 155584101.2 | 0 | 0 | 0 | 0 | 0 | 0 | 0 | 0 | 0 | 0 | 0 | 0 | 0 | 0 | 0 | 0 | 0 | 0 | 0 | 0 | 0 | 0 | 0 | 0 | 0 | 0 | 0 | 0 | 0 | 0 | 0 | 0 | 0 | 0 | 0 | 1817531990.2743 |  |  | 1817531990.2743 | 0 | 0 | 0 | 0 | 0 | 0
Implementation_in_2024 | 2019 | 0 | 0 | 0 | 0 | 0 | 0 | 0 | 0 | 0 | 0 | 0 | 0 | 0 | 0 | 0 | 0 | 0 | 0 | 156.9148 | 104.8307 | 304.144 | 158.526 | 163.7872 | 158.526 | 96.25 | 92.0149 | 70.0331 | 67.355 | 41698415.8096 | 4634500.4494 | 389874.2527 | 8694848.3028 | 27979192.8047 | 0 | 2065248001.0665 | 150953074.5 | 156.9148 | 104.8307 | 304.144 | 158.526 | 163.7872 | 158.526 | 96.25 | 92.0149 | 70.0331 | 67.355 | 41698415.8096 | 4634500.4494 | 389874.2527 | 8694848.3028 | 27979192.8047 | 0 | 0 | 0 | 0 | 0 | 0 | 0 | 0 | 0 | 2065248001.0665 | 150953074.5 | 0 | 0 | 0 | 0 | 0 | 0 | 0 | 0 | 0 | 0 | 0 | 0 | 0 | 0 | 0 | 0 | 0 | 0 | 0 | 0 | 0 | 0 | 0 | 0 | 0 | 0 | 0 | 0 | 0 | 0 | 0 | 0 | 0 | 0 | 0 | 2065248001.0665 | 0 | 0 | 2065248001.0665 | 0 | 0 | 0 | 0 | 0 | 0
Implementation_in_2024 | 2020 | 0 | 0 | 0 | 0 | 0 | 0 | 0 | 0 | 0 | 0 | 0 | 0 | 0 | 0 | 0 | 0 | 0 | 0 | 163.0006 | 111.5761 | 307.4235 | 164.5074 | 171.3146 | 164.5074 | 103.8745 | 98.9569 | 77.5546 | 74.6273 | 41986742.2338 | 4675591.2484 | 392563.8181 | 8756515.5907 | 28162071.5767 | 0 | 2245610217.7482 | 126307495.7 | 163.0006 | 111.5761 | 307.4235 | 164.5074 | 171.3146 | 164.5074 | 103.8745 | 98.9569 | 77.5546 | 74.6273 | 41986742.2338 | 4675591.2484 | 392563.8181 | 8756515.5907 | 28162071.5767 | 0 | 95 | 95 | 95 | 95 | 103810702.3 | 103810702.3 | 103810702.3 | 103810702.3 | 2245610217.7482 | 126307495.7 | 0 | 0 | 0 | 0 | 0 | 0 | 0 | 0 | 0 | 0 | 0 | 0 | 0 | 0 | 0 | 0 | 0 | 0 | 0 | 0 | 0 | 0 | 0 | 0 | 0 | 0 | 0 | 0 | 0 | 0 | 0 | 0 | 0 | 0 | 0 | 2118500205.4229 | 97934624.8113 | 97934624.8113 | 2118500205.4229 | 0 | 0 | 0 | 0 | 0 | 0
Implementation_in_2024 | 2021 | 0 | 0 | 0 | 0 | 0 | 0 | 0 | 0 | 0 | 0 | 0 | 0 | 0 | 0 | 0 | 0 | 0 | 0 | 163.62 | 112.0028 | 307.4471 | 164.5074 | 172.4371 | 164.5074 | 104.3155 | 98.9569 | 78.6954 | 75.5855 | 42328514.3335 | 4714799.8074 | 394976.5314 | 8830035.2112 | 28388702.7835 | 0 | 2276182673.1072 | 99119072.34 | 163.62 | 112.0028 | 307.4471 | 164.5074 | 172.4371 | 164.5074 | 104.3155 | 98.9569 | 78.6954 | 75.5855 | 42328514.3335 | 4714799.8074 | 394976.5314 | 8830035.2112 | 28388702.7835 | 0 | 17 | 17 | 112 | 112 | 41128931.45 | 41128931.45 | 144939633.75 | 144939633.75 | 2276182673.1072 | 99119072.34 | 0 | 0 | 0 | 0 | 0 | 0 | 0 | 0 | 0 | 0 | 0 | 0 | 0 | 0 | 0 | 0 | 0 | 0 | 0 | 0 | 0 | 0 | 0 | 0 | 0 | 0 | 0 | 0 | 0 | 0 | 0 | 0 | 0 | 0 | 0 | 2025794475.8875 | 36604602.5721 | 36604602.5721 | 2025794475.8875 | 0 | 0 | 0 | 0 | 0 | 0
Implementation_in_2024 | 2022 | 13182.2548 | 0 | 0 | 0 | 13182.2548 | 0 | 0 | 0 | 0 | 0 | 13182.2548 | 0 | 0 | 0 | 13182.2548 | -1 | -732856.8382 | 0 | 165.9922 | 114.1275 | 311.3843 | 168.4498 | 176.7543 | 168.4498 | 104.8503 | 98.9569 | 80.6099 | 77.1888 | 42495337.7504 | 4738709.0309 | 395070.0398 | 8865821.4553 | 28495737.2244 | 1 | 2325892828.5414 | 96271373.37 | 165.9913 | 114.1275 | 311.3815 | 168.4498 | 176.7543 | 168.4498 | 104.8503 | 98.9569 | 80.6099 | 77.1888 | 42495138.4161 | 4738809.3251 | 394970.8323 | 8865843.5032 | 28495514.7555 | 0 | 0 | 0 | 112 | 112 | 0 | 0 | 144939633.75 | 144939633.75 | 2325888249.3866 | 96271373.37 | 13182.2548 | 13182.2548 | 13182.2548 | 0 | -4579.1548 | -4579.1548 | -4579.1548 | -4579.1548 | 8603.1 | 8603.1 | 8603.1 | 8603.1 | 11068.0753 | 0 | 0 | 0 | 11068.0753 | 11068.0753 | 0 | 0 | 0 | 0 | 0 | 11068.0753 | 0 | 0 | 0 | 11068.0753 | -3844.7467 | -3844.7467 | 7223.3287 | 7223.3287 | -615320.7331 | 0 | 0 | 1952864469.1099 | 0 | 0 | 1952860624.3632 | 11068.0753 | 11068.0753 | -3844.7467 | 7223.3287 | 7223.3287 | -3844.7467
Implementation_in_2024 | 2023 | 64090.1755 | -244.8127 | -319.3042 | 2400.83 | 65926.8886 | 0 | 0 | 0 | 0 | 0 | 64090.1755 | -244.8127 | -319.3042 | 2400.83 | 65926.8886 | -4 | -2659962.8143 | 1.7381e-08 | 167.6937 | 115.3426 | 308.7244 | 164.5074 | 172.7185 | 164.5074 | 104.9116 | 98.9569 | 86.5853 | 83.0843 | 42257427.6392 | 4725292.4992 | 395721.3212 | 8832021.6514 | 28304392.1675 | 4 | 2386059957.7785 | 93505489.03 | 167.689 | 115.3426 | 308.7108 | 164.5074 | 172.7191 | 164.5074 | 104.9116 | 98.9569 | 86.5852 | 83.0843 | 42256429.4412 | 4725794.499 | 395224.6005 | 8832131.8164 | 28303278.5253 | 0 | 0 | 0 | 112 | 112 | 0 | 0 | 144939633.75 | 144939633.75 | 2386142967.0658 | 93505489.03 | 65926.8886 | 79109.1434 | 79109.1434 | 1.4901e-08 | 83009.2873 | 83009.2873 | 78430.1325 | 78430.1325 | 148936.1759 | 148936.1759 | 157539.2759 | 157539.2759 | 50765.4219 | -193.9146 | -252.9189 | 1901.6822 | 52220.2707 | 52220.2707 | 0 | 0 | 0 | 0 | 0 | 50765.4219 | -193.9146 | -252.9189 | 1901.6822 | 52220.2707 | 65751.1304 | 65751.1304 | 117971.4011 | 117971.4011 | -2106939.6897 | 1.3767e-08 | 1.1803e-08 | 1889982972.6623 | 0 | 0 | 1890048723.7928 | 63288.346 | 63288.346 | 61906.3838 | 125194.7298 | 125194.7298 | 61906.3838
Implementation_in_2024 | 2024 | 522615730.0903 | -9384735.6089 | -77892912.9798 | -426594263.9419 | 8743817.5596 | -40695304.0865 | -3303418.847 | 57271019.9183 | 0 | 13272296.9847 | 563311034.1768 | -6081316.7619 | -135163932.8981 | -426594263.9419 | -4528479.4251 | -3 | -1817861.1031 | 10552514.0146 | 184.1847 | 131.7366 | 339.4201 | 194.7769 | 202.9149 | 194.7769 | 120.1407 | 114.4504 | 92.2381 | 88.7285 | 42636666.731 | 4766963.9131 | 397628.483 | 8913506.1161 | 28558568.2188 | 3 | 3434799964.8724 | 90819068.77 | 155.4944 | 133.5083 | 230.372 | 203.2714 | 227.0063 | 203.2714 | 128.9083 | 108.0092 | 107.1962 | 88.7285 | 42543413.9091 | 4814588.8447 | 380148.7735 | 8869168.0205 | 28479508.2704 | 0 | 0 | 0 | 112 | 112 | 0 | 0 | 144939633.75 | 144939633.75 | 3420462693.7447 | 80266554.8909 | 19296331.5742 | 19375440.7175 | 8822926.703 | -10552513.8791 | -14337271.1277 | -24889785.0069 | -14258840.9953 | -24811354.8744 | -5593453.5681 | -5593453.4327 | -5435914.2923 | -5435914.1569 | 390528875.5783 | -7012820.384 | -58206115.8325 | -318776050.2284 | 6533889.1335 | 14419341.4751 | -30409898.5759 | -2468506.7319 | 42796237.7023 | 0 | 9917832.3945 | 420938774.1542 | -4544313.6521 | -101002353.5348 | -318776050.2284 | -3383943.2611 | -10713643.0268 | -18599095.2673 | -4179753.8933 | -4179753.7922 | -1358411.5664 | 7885452.3417 | -7885452.2405 | 2566682345.911 | 0 | 0 | 2555968702.8842 | 14482629.8211 | 6597177.4795 | -10651736.643 | -4054559.1635 | -4054559.0624 | -18537188.8835
Implementation_in_2024 | 2025 | 562361514.8325 | -6735260.2981 | -96665719.1089 | -431263985.5138 | 27696549.9117 | 0 | 0 | 35124986.5606 | 0 | 35124986.5606 | 562361514.8325 | -6735260.2981 | -131790705.6695 | -431263985.5138 | -7428436.6489 | -5 | -2774503.3073 | 11236912.969 | 230.9063 | 176.8341 | 454.7327 | 306.6893 | 316.1699 | 306.6893 | 145.0137 | 138.2039 | 93.5759 | 89.5787 | 42938818.964 | 4803379.3508 | 399422.012 | 8978787.8455 | 28757229.7557 | 5 | 3457733017.0606 | 89600253.61 | 199.9661 | 176.0614 | 338.1685 | 306.6893 | 333.4813 | 306.6893 | 155.8159 | 134.2783 | 108.5974 | 89.5787 | 42775580.8593 | 4842893.8114 | 382716.3644 | 8916339.1608 | 28633631.5227 | 0 | 35 | 35 | 147 | 147 | 113381610.1 | 113381610.1 | 258321243.85 | 258321243.85 | 3436863350.4393 | 78363340.8231 | 38933462.8807 | 58308903.5983 | 36519476.6147 | -11236912.7869 | -20869666.6212 | -32106579.4081 | -35128507.6165 | -56917934.2825 | 6826883.2904 | 6826883.4726 | 1390968.9982 | 1390969.3157 | 396442677.4188 | -4748092.7397 | -68145517.585 | -304024092.3 | 19524974.794 | 27446555.0336 | 0 | 0 | 24761729.5087 | 0 | 24761729.5087 | 396442677.4188 | -4748092.7397 | -92907247.0937 | -304024092.3 | -5236754.7146 | -14712291.4601 | -22633871.5712 | 4812683.3339 | 4812683.4624 | -1955915.351 | 7921580.2395 | -7921580.1111 | 2437565336.4031 | 79929561.132 | 79929561.132 | 2422853044.943 | 41929184.8547 | 26122152.2735 | -25364028.1031 | 758124.1704 | 758124.4 | -41171060.4547
Implementation_in_2024 | 2026 | 412757795.7769 | -19719653.3078 | -91929440.4667 | -439803042.6 | -138694340.5975 | -161188091.3426 | -13067347.9482 | 44767634.135 | 0 | -129487805.1558 | 573945887.1195 | -6652305.3595 | -136697074.6017 | -439803042.6 | -9206535.4418 | -6 | -3066159.5535 | 12210412.5508 | 235.6647 | 177.8138 | 464.3522 | 306.6893 | 322.1794 | 306.6893 | 151.512 | 143.1816 | 93.7779 | 89.5787 | 43172409.595 | 4829684.4902 | 401759.2341 | 9029241.8154 | 28911724.0553 | 6 | 3498998446.7844 | 88972624.71 | 215.9717 | 188.7331 | 379.2177 | 339.9443 | 372.3423 | 339.9443 | 161.7296 | 138.2039 | 109.0143 | 89.5787 | 42970437.8663 | 4864384.8743 | 384128.7081 | 8958243.9605 | 28763680.3233 | 0 | 0 | 0 | 147 | 147 | 0 | 0 | 258321243.85 | 258321243.85 | 3630510514.0816 | 76762212.3332 | -126483928.0467 | -68175024.4484 | -102174863.9829 | -12210412.3768 | 131512067.2972 | 119301654.9204 | 96383559.6807 | 62383720.6379 | -7182273.3003 | -7182273.1262 | -5791304.3021 | -5791303.8105 | 274507508.2845 | -13114695.7105 | -61138328.3337 | -292494142.0739 | -92239657.8335 | -84119036.1064 | -107199286.7786 | -8690532.7091 | 29773033.5416 | 0 | -86116785.9462 | 381706795.0631 | -4424163.0014 | -90911361.8752 | -292494142.0739 | -6122871.8874 | 87463035.8832 | 79342414.2718 | -4776621.9503 | -4776621.8346 | -2039171.2226 | 8120621.7272 | -8120621.6114 | 2327033807.5875 | 0 | 0 | 2414496843.4707 | -42189851.2516 | -66117505.56 | 62099007.7801 | -4018497.7799 | -4018497.4346 | 38171353.817
Implementation_in_2024 | 2027 | 583241795.5163 | -6616656.5693 | 51652976.9111 | -444360132.4742 | 183917983.3837 | 10944912.008 | 886693.7198 | 188426272.4794 | 0 | 200257878.2073 | 572296883.5082 | -7503350.2892 | -136773295.5684 | -444360132.4742 | -16339894.8236 | -5 | -2367833.5381 | 11417238.8296 | 246.3211 | 187.8969 | 487.3857 | 328.3149 | 343.5412 | 328.3149 | 163.7589 | 155.0971 | 93.8422 | 89.5787 | 43431824.0695 | 4858721.3898 | 404104.8699 | 9085773.7119 | 29083224.0979 | 5 | 3654918283.6274 | 86416434.01 | 211.2011 | 182.9963 | 367.7902 | 326.0706 | 360.2188 | 326.0706 | 158.0414 | 134.2783 | 109.1363 | 89.5787 | 43232306.0114 | 4894540.9294 | 386048.257 | 9015769.3053 | 28935947.5197 | 0 | 52.5 | 0 | 199.5 | 147 | 291785102 | 0 | 550106345.85 | 258321243.85 | 3535794131.3031 | 74999195.3467 | 195335222.2134 | 127160197.7649 | 81743119.4009 | -11417238.6633 | -119124152.3242 | -130541390.9876 | -22740592.6435 | -68157670.3496 | 64793831.0595 | 64793831.2258 | 59002526.7574 | 59002527.4153 | 365933117.9905 | -4151372.1885 | 32407716.7306 | -278797044.4454 | 115392418.0872 | 122555734.9755 | 6866973.1971 | 556322.6094 | 118220974.4394 | 0 | 125644270.2459 | 359066144.7934 | -4707694.7979 | -85813257.7088 | -278797044.4454 | -10251852.1587 | -74739966.8938 | -81903283.6778 | 40652451.1934 | 40652451.2977 | -1485608.0551 | 7163316.8883 | -7163316.7839 | 2293140947.3912 | 183069582.768 | 0 | 2218400980.4974 | 80365883.7238 | 49274912.5272 | -12640959.1138 | 36633953.4134 | 36633953.8631 | -43731929.8607
Implementation_in_2024 | 2028 | 862743537.6945 | 13909946.5002 | 136462191.9946 | -447562784.428 | 565552891.7613 | 264313840.2151 | 21385573.2401 | 262828889.3216 | 0 | 548528302.7767 | 598429697.4794 | -7475626.7399 | -126366697.327 | -447562784.428 | 17024588.9845 | -11 | -4859760.7155 | 10532810.8386 | 273.8666 | 213.1626 | 558.7193 | 393.9318 | 410.2061 | 393.9318 | 174.2124 | 164.1775 | 93.9142 | 89.5787 | 43603632.4841 | 4878428.7078 | 405293.0878 | 9122490.2141 | 29197420.4744 | 11 | 4075852176.4946 | 83933682.88 | 216.7381 | 188.1541 | 382.4985 | 339.9443 | 374.8433 | 339.9443 | 159.1884 | 135.2619 | 109.2478 | 89.5787 | 43416453.9214 | 4913240.6773 | 386948.6753 | 9056569.922 | 29059694.6468 | 0 | 0 | 0 | 199.5 | 147 | 0 | 0 | 550106345.85 | 258321243.85 | 3925519827.844 | 73400872.2324 | 576085702.5999 | 703245900.3648 | 647296011.1622 | -10532810.6476 | -150332348.6506 | -160865159.2981 | -173072941.2941 | -229022829.6478 | 415220543.1107 | 415220543.3017 | 474223069.8681 | 474223070.717 | 510656574.3818 | 8233275.9613 | 80771761.7715 | -264911724.4361 | 334749887.6785 | 340984242.2305 | 156446955.913 | 12658087.9425 | 155568015.7607 | 0 | 324673059.6163 | 354209618.4688 | -4424811.9813 | -74796253.9892 | -264911724.4361 | 10076828.0622 | -88981486.1851 | -95215840.6241 | 245768401.4933 | 245768401.6064 | -2876484.9006 | 6234354.552 | -6234354.4389 | 2412490640.8426 | 0 | 0 | 2323509154.6575 | 421350125.9543 | 384024800.2056 | -101622445.2989 | 282402354.9067 | 282402355.4695 | -138947770.4848
Implementation_in_2024 | 2029 | 1662850505.8965 | 76116478.7139 | 413485276.9967 | -238625340.6528 | 1913826920.9543 | 1027159009.1758 | 83238072.6064 | 538535649.0087 | 221449387.2907 | 1870382118.0816 | 635691496.7207 | -7121593.8925 | -125050372.012 | -460074727.9435 | 43444802.8727 | -30 | -12450942.8787 | 9137826.5782 | 362.7102 | 299.3522 | 774.4481 | 602.3656 | 620.3412 | 602.3656 | 216.6236 | 206.0617 | 101.5197 | 97.1356 | 43896189.4211 | 4915304.3601 | 410165.1352 | 9181420.929 | 29389298.9968 | 30 | 5462896577.4238 | 81715220.8768 | 238.8169 | 209.8167 | 437.0203 | 393.9318 | 429.4079 | 393.9318 | 171.4024 | 147.1774 | 109.6195 | 89.5787 | 43658552.4774 | 4940667.1405 | 388535.031 | 9109888.1047 | 29219462.2011 | 0 | 0 | 0 | 199.5 | 147 | 0 | 0 | 550106345.85 | 258321243.85 | 3995725605.2109 | 72577394.4818 | 1922964747.5325 | 2626210647.8973 | 2561122932.1164 | -9137826.395 | -1467170972.2129 | -1476308798.6079 | -1640243913.507 | -1705331628.2557 | 446655948.7414 | 446655948.9246 | 920879018.6095 | 920879019.6416 | 928527037.2833 | 42503044.151 | 230888019.0063 | -133247143.8601 | 1068670956.5804 | 1073773471.2141 | 573560225.7851 | 46479704.9839 | 300715493.589 | 123656181.2142 | 1044411605.5722 | 354966811.4982 | -3976660.8329 | -69827474.5828 | -256903325.0743 | 24259351.0082 | -819260607.7251 | -824363122.2565 | 249410348.8553 | 249410348.9576 | -6952541.4711 | 5102514.6336 | -5102514.5314 | 3050452915.6609 | 0 | 0 | 2231192307.9358 | 1495123597.1683 | 1452695756.7861 | -920883053.024 | 531812703.762 | 531812704.4271 | -963310892.7413
Implementation_in_2024 | 2030 | 227875216.0457 | -42282184.3587 | -253071458.8491 | -469325538.9054 | -536803966.0675 | -432097240.4873 | -35233308.2714 | -131005814.0754 | 0 | -598336362.8341 | 659972456.533 | -7048876.0873 | -122065644.7737 | -469325538.9054 | 61532396.7667 | -29 | -11386201.0002 | 8308809.0849 | 244.6783 | 176.0614 | 492.3189 | 306.6893 | 332.354 | 306.6893 | 146.4465 | 134.2783 | 94.3687 | 89.5787 | 44377331.2159 | 4971350.8303 | 418213.6112 | 9276105.875 | 29711660.8994 | 29 | 3546773380.7773 | 80589445.7267 | 242.8887 | 210.0789 | 446.3419 | 393.9318 | 436.4134 | 393.9318 | 173.9339 | 148.5094 | 110.2301 | 89.5787 | 43732083.6399 | 4934310.3828 | 389496.2801 | 9135103.0398 | 29273173.9372 | 0 | 0 | 247 | 199.5 | 394 | 0 | 1059312049 | 550106345.85 | 1317633292.85 | 3999676876.6584 | 72280636.7646 | -528495156.9826 | 2097715490.9147 | 2024318966.049 | -8308808.9621 | 452903495.8811 | 444594686.919 | -1187340417.6258 | -1260736941.3367 | -83900470.1863 | -83900470.0636 | 836978548.4231 | 836978549.578 | 120041821.1588 | -22273727.2665 | -133314887.5544 | -247234839.2431 | -282781632.9051 | -278404655.9283 | -227623436.0449 | -18560467.2757 | -69012228.6087 | 0 | -315196131.9292 | 347665257.2037 | -3713259.9908 | -64302658.9457 | -247234839.2431 | 32414499.0241 | 238583911.8364 | 234206934.9243 | -44197721.0687 | -44197721.004 | -5998108.6485 | 4376976.9768 | -4376976.9121 | 1868395972.3845 | 0 | 558032372.9102 | 2106979884.2209 | 1216718941.24 | 1169914123.881 | -682299141.1876 | 487614982.6934 | 487614983.4231 | -729103957.817
Implementation_in_2024 | 2031 | -1108421850.717 | -151139062.0583 | -607215278.6346 | -496560231.479 | -2363336422.889 | -1766314010.4742 | -143872530.661 | -462375458.1529 | -12773720.7675 | -2385335720.0556 | 657892159.7572 | -7266531.3973 | -144839820.4818 | -483786510.7115 | 21999297.1667 | -51 | -19073033.2832 | 13872074.235 | 220.3218 | 153.946 | 425.7713 | 245.4208 | 266.8083 | 245.4208 | 144.7422 | 134.2783 | 93.8657 | 89.1459 | 44113172.15 | 4924276.3453 | 414937.6484 | 9223638.6148 | 29550319.5415 | 51 | 3213408697.0772 | 85572009.206 | 323.0999 | 291.7378 | 649.7711 | 602.3656 | 641.4128 | 602.3656 | 210.6281 | 184.4743 | 110.6266 | 89.5787 | 44032503.078 | 4972571.3794 | 391195.6434 | 9199160.4231 | 29469575.6321 | 0 | 0 | 52.5 | 199.5 | 446.5 | 0 | 291785102 | 550106345.85 | 1609418394.85 | 5245580549.5213 | 71699935.0835 | -2349464348.654 | -251748857.7393 | -339017456.84 | -13872074.1225 | 2032171852.4441 | 2018299778.3217 | 844831434.8183 | 757562836.985 | -331164570.4448 | -331164570.3324 | 505813977.9783 | 505813979.2457 | -550851701.7257 | -75111483.4827 | -301767390.5773 | -246775222.2158 | -1174505798.0015 | -1167611802.0974 | -877803949.6625 | -71500239.9988 | -229786437.1718 | -6348147.8804 | -1185438774.7135 | 326952247.9368 | -3611243.4839 | -71980953.4054 | -240427074.3354 | 10932976.7121 | 1009927152.1882 | 1003033156.3401 | -164578645.8132 | -164578645.7573 | -9478713.2123 | 6893995.904 | -6893995.8481 | 1596965675.0993 | 0 | 145008256.4422 | 2606892827.2875 | 49107139.1426 | -4591674.1205 | 327628011.0006 | 323036336.8801 | 323036337.6658 | 273929198.5231
Implementation_in_2024 | 2032 | 83566109.8759 | -50783474.4039 | -128219669.0133 | -511475367.9404 | -606912401.4817 | -441871977.4085 | -36068599.9469 | 60137218.3735 | 0 | -417803358.982 | 525438087.2844 | -14714874.4569 | -188356887.3867 | -511475367.9404 | -189109042.4997 | -38 | -13624069.6487 | 33633162.4594 | 204.15 | 143.3955 | 383.9404 | 218.1719 | 230.5057 | 218.1719 | 139.6245 | 131.1555 | 93.2425 | 88.7285 | 44462421.0436 | 4962196.5423 | 420267.5487 | 9297106.5839 | 29782850.3687 | 38 | 3080363081.2819 | 104311732.36 | 210.3934 | 173.793 | 366.7915 | 306.6893 | 355.0908 | 306.6893 | 153.3151 | 124.6767 | 110.3488 | 88.7285 | 44381161.9377 | 5021652.443 | 394682.1955 | 9267014.0109 | 29697813.2883 | 0 | 317 | 70 | 516.5 | 516.5 | 1351331886.6 | 292019837.6 | 1901438232.45 | 1901438232.45 | 3484813845.9615 | 70678570.1031 | -573279239.0222 | -825028096.7615 | -945929858.3217 | -33633162.2569 | 404450764.6797 | 370817602.4228 | 1249282199.498 | 1128380439.4078 | -202461636.802 | -202461636.5994 | 303352341.1763 | 303352342.6462 | 39179053.2468 | -23809274.4856 | -60114384.2524 | -239799611.4063 | -284544216.8975 | -268775677.8951 | -207166825.8445 | -16910367.1328 | 28194674.6626 | 0 | -195882518.3147 | 246345879.0914 | -6898907.3528 | -88309058.915 | -239799611.4063 | -88661698.5828 | 189622301.0576 | 173853762.1502 | -94921915.8399 | -94921915.7449 | -6387495.4931 | 15768539.0024 | -15768538.9074 | 1444194415.1799 | 633557120.4386 | 136910295.1358 | 1633816716.2376 | -219668538.7525 | -289135891.018 | 517250312.0583 | 228114421.0403 | 228114421.9209 | 447782960.6733
Implementation_in_2024 | 2033 | 541480903.6355 | -14968808.197 | 10587858.9031 | -519434010.8031 | 17665943.5386 | -39020251.694 | -3179936.0061 | 184215403.8993 | 0 | 142015216.1992 | 580501155.3294 | -11788872.1908 | -173627544.9961 | -519434010.8031 | -124349272.6606 | -13 | -4494689.6477 | 54925139.2369 | 222.454 | 161.3246 | 433.2412 | 266.5618 | 278.4805 | 266.5618 | 142.8951 | 134.2783 | 93.3305 | 88.7285 | 44668491.3909 | 4982052.7919 | 422729.4088 | 9341041.9132 | 29922667.2771 | 13 | 3319992676.4702 | 126499234.54 | 193.1216 | 160.2198 | 324.4376 | 274.3805 | 315.1151 | 274.3805 | 141.6528 | 114.4504 | 110.6715 | 88.7285 | 44262155.6513 | 4999140.5547 | 390682.9791 | 9240453.2831 | 29631878.8344 | 0 | 0 | 0 | 516.5 | 516.5 | 0 | 0 | 1901438232.45 | 1901438232.45 | 3227609143.7901 | 71574095.4135 | 72591082.7755 | -752437013.9861 | -928263914.7831 | -54925139.1265 | -92383532.6801 | -147308671.8066 | 1156898666.8178 | 981071767.6012 | -74717589.1416 | -74717589.0311 | 228634752.0347 | 228634753.6151 | 239497525.8711 | -6620718.3011 | 4683020.2036 | -229746163.9098 | 7813663.8638 | 32107105.917 | -17258694.9546 | -1406488.7622 | 81478650.7982 | 0 | 62813467.0815 | 256756220.8257 | -5214229.5389 | -76795630.5947 | -229746163.9098 | -54999803.2177 | -40861325.5972 | -65154767.6015 | -33047661.7334 | -33047661.6846 | -1988005.5658 | 24293442.0532 | -24293442.0043 | 1468435962.5362 | 0 | 0 | 1427574636.939 | -187561432.8355 | -281322227.1542 | 476388986.461 | 195066759.3068 | 195066760.2363 | 382628193.0718
Implementation_in_2024 | 2034 | 650032657.766 | -8772898.6133 | -130473076.8498 | -521679314.1186 | -10892631.8156 | 0 | 0 | 29222581.0337 | 12513715.9914 | 41736297.0251 | 650032657.766 | -8772898.6133 | -159695657.8835 | -534193030.11 | -52628928.8407 | -10 | -3351495.3232 | 61238552.5748 | 238.2039 | 175.8686 | 476.7301 | 306.6893 | 319.4778 | 306.6893 | 142.9833 | 134.2783 | 93.7974 | 89.1459 | 45007384.179 | 5022804.5074 | 426709.3179 | 9413782.4141 | 30144087.9396 | 10 | 3548408941.634 | 133013269.09 | 204.5287 | 175.0682 | 347.3425 | 306.6893 | 340.7653 | 306.6893 | 156.8545 | 131.1555 | 111.0743 | 88.7285 | 44549860.4018 | 5035951.024 | 391668.2525 | 9302140.7198 | 29820100.4055 | 0 | 0 | 0 | 516.5 | 516.5 | 0 | 0 | 1901438232.45 | 1901438232.45 | 3500396901.3479 | 71774716.6191 | 50345920.7592 | -702091093.2269 | -939156546.5987 | -61238552.4709 | -48012040.286 | -109250592.7569 | 1108886626.5318 | 871821174.8443 | -58904672.1016 | -58904671.9977 | 169730079.9331 | 169730081.6174 | 271235916.4228 | -3660624.0727 | -54441856.3361 | -217678550.6902 | -4545114.6761 | 21007593.6834 | 0 | 0 | 12193562.0499 | 5221536.4632 | 17415098.5131 | 271235916.4228 | -3660624.0727 | -66635418.3859 | -222900087.1534 | -21960213.1892 | -20033746.906 | -45586455.2221 | -24578861.5821 | -24578861.5387 | -1398461.8996 | 25552708.3595 | -25552708.3161 | 1480627072.5454 | 0 | 0 | 1460593325.6394 | -166553839.1522 | -285867341.8303 | 456355239.5551 | 170487897.7247 | 170487898.6975 | 337041737.8497
Implementation_in_2024 | 2035 | 527562135.227 | -20154953.6492 | 53264808.8938 | -328064108.9224 | 232607881.5493 | -144069386.5344 | -11720031.5413 | 220591222.8177 | 215338116.2142 | 280139920.9561 | 671631521.7615 | -8434922.1079 | -167326413.9239 | -543402225.1365 | -47532039.4068 | -11 | -3589273.6397 | 58305126.1784 | 228.4282 | 164.3529 | 453.0415 | 278.2774 | 293.2733 | 278.2774 | 140.0699 | 131.1555 | 92.2492 | 87.4955 | 45336904.8742 | 5062439.675 | 430616.5207 | 9484062.6412 | 30359786.0372 | 11 | 3381586779.0706 | 129419261.22 | 197.0323 | 166.7402 | 348.8853 | 306.6893 | 341.9624 | 306.6893 | 134.3236 | 107.7657 | 102.9712 | 80.3658 | 44898019.7044 | 5079070.653 | 394394.4256 | 9378101.0483 | 30046453.5775 | 0 | 73.214 | 73.214 | 589.714 | 589.714 | 593115946.1 | 593115946.1 | 2494554178.55 | 2494554178.55 | 3249920698.1883 | 71114135.1259 | 290913007.7276 | -411178085.4993 | -706548665.0494 | -58305126.0941 | -131666080.8823 | -189971206.9764 | 977220545.6495 | 681849967.8678 | 100941800.667 | 100941800.7512 | 270671880.6 | 270671882.3686 | 207672873.9597 | -7933922.6024 | 20967494.0737 | -129141217.2968 | 91565228.1342 | 114516824.3757 | -56712378.6061 | -4613546.8612 | 86834915.0819 | 84767049.1894 | 110276038.804 | 264385252.5658 | -3320375.7412 | -65867421.0081 | -213908266.4863 | -18710810.6698 | -51829863.4303 | -74781459.6387 | 39735364.7038 | 39735364.737 | -1412904.2295 | 22951596.2415 | -22951596.2084 | 1331149068.6334 | 233477887.9931 | 233477887.9931 | 1279319205.203 | -52037014.7765 | -194302113.6962 | 404525376.1247 | 210223262.4286 | 210223263.4345 | 262260278.211
Implementation_in_2024 | 2036 | 673805605.8976 | -8671100.1163 | 22281530.0005 | -309425027.4978 | 377991008.2839 | 0 | 0 | 187701255.3572 | 234225983.3887 | 421927238.7459 | 673805605.8976 | -8671100.1163 | -165419725.3567 | -543651010.8865 | -43936230.462 | -7 | -2231507.4959 | 56306680.2396 | 240.2091 | 175.6828 | 482.6552 | 306.6893 | 322.0296 | 306.6893 | 143.2577 | 134.2783 | 93.5286 | 88.7285 | 45549036.1945 | 5084441.6223 | 432523.6267 | 9530201.8794 | 30501869.066 | 7 | 3578723587.0492 | 126829656.5 | 199.039 | 168.3386 | 350.1772 | 306.6893 | 342.8227 | 306.6893 | 140.8062 | 114.4504 | 103.5883 | 81.0008 | 45014629.3341 | 5099217.5532 | 394216.9494 | 9402905.2383 | 30118289.5932 | 0 | 0 | 0 | 589.714 | 589.714 | 0 | 0 | 2494554178.55 | 2494554178.55 | 3301641353.7936 | 70522976.3449 | 434297688.5235 | 23119603.0243 | -328557656.7655 | -56306680.1551 | -277082233.2556 | -333388913.4107 | 700138312.3938 | 348461054.4571 | 100908775.0283 | 100908775.1128 | 371580655.6283 | 371580657.4814 | 250227427.0815 | -3220138.0533 | 8274567.4341 | -114909445.4361 | 140372411.0262 | 161282708.5965 | 0 | 0 | 69705567.5657 | 86983196.1414 | 156688763.7071 | 250227427.0815 | -3220138.0533 | -61431000.1316 | -201892641.5775 | -16316352.6809 | -102898482.4565 | -123808779.9955 | 37473928.5697 | 37473928.6011 | -828702.4838 | 20910297.5703 | -20910297.5389 | 1329010604.2237 | 0 | 0 | 1226112121.7672 | 109245693.8201 | -53929702.6699 | 301626893.6682 | 247697190.9983 | 247697192.0356 | 138451498.2155
Implementation_in_2024 | 2037 | 678036029.7669 | -8686574.6568 | -70111667.7241 | -509804976.8891 | 89432810.4969 | 0 | 0 | 91566357.0966 | 34930334.4975 | 126496691.5941 | 678036029.7669 | -8686574.6568 | -161678024.8207 | -544735311.3866 | -37063881.0972 | -6 | -1873527.2598 | 55940877.4546 | 240.2788 | 175.6828 | 482.7385 | 306.6893 | 322.1696 | 306.6893 | 143.3475 | 134.2783 | 93.5768 | 88.7285 | 45903232.6807 | 5127272.6806 | 435891.7268 | 9606013.0214 | 30734055.252 | 6 | 3606680915.9371 | 125465844.28 | 203.9647 | 173.2833 | 350.4279 | 306.6893 | 342.8509 | 306.6893 | 150.6113 | 124.6767 | 110.1209 | 87.584 | 45306693.4436 | 5134839.9257 | 396775.8318 | 9467100.7329 | 30307976.9531 | 0 | 0 | 0 | 589.714 | 589.714 | 0 | 0 | 2494554178.55 | 2494554178.55 | 3503227895.2841 | 69524967.0042 | 145373687.9514 | 168493290.9757 | -239124846.2686 | -55940877.2758 | -103453020.653 | -159393897.9287 | 596685291.7409 | 189067156.5284 | -14020210.1561 | -14020209.9773 | 357560445.4722 | 357560447.5041 | 237545713.1907 | -3043287.4972 | -24563187.4729 | -178607008.3399 | 31332229.8808 | 50930768.9673 | 0 | 0 | 32079704.6851 | 12237625.8133 | 44317330.4984 | 237545713.1907 | -3043287.4972 | -56642892.158 | -190844634.1531 | -12985100.6176 | -36244123.4593 | -55842662.4832 | -4911893.5785 | -4911893.5159 | -656378.643 | 19598539.0865 | -19598539.0239 | 1263578265.4827 | 0 | 0 | 1227334142.0234 | 160176462.7874 | -22597472.7891 | 265382770.2089 | 242785297.4198 | 242785298.5197 | 82608835.7323
Implementation_in_2024 | 2038 | 496315945.7397 | -24046719.5648 | -360172868.7497 | -750285205.3259 | -638188847.9007 | -191584194.4338 | -15523774.2524 | -190291505.1543 | -198302799.6032 | -595702273.4437 | 687900140.1735 | -8522945.3124 | -169881363.5954 | -551982405.7227 | -42486574.457 | -4 | -1225514.2059 | 55789533.659 | 234.4214 | 168.9042 | 485.0885 | 306.6893 | 323.4833 | 306.6893 | 123.7343 | 114.4504 | 87.2383 | 82.2708 | 46169617.538 | 5156005.1669 | 438191.4298 | 9664102.7885 | 30911318.1529 | 4 | 3405407110.4293 | 124160493.37 | 220.366 | 188.9622 | 388.7859 | 343.802 | 380.7894 | 343.802 | 161.1354 | 134.2783 | 111.493 | 88.7285 | 45602016.4639 | 5168440.3516 | 398382.5996 | 9530278.4309 | 30504915.0818 | 0 | 0 | 81.3488 | 589.714 | 671.0628 | 0 | 684493937.7 | 2494554178.55 | 3179048116.25 | 3786152256.3394 | 68370959.8874 | -582399314.2417 | -413906023.266 | -877313694.1693 | -55789533.4826 | 380745145.9101 | 324955612.4275 | 977430437.651 | 514022768.9558 | -257443701.9906 | -257443701.8143 | 100116743.4816 | 100116745.6898 | 164038877.3852 | -7947753.676 | -119041819.1506 | -247979021.9453 | -210929717.3867 | -192490550.6627 | -63321068.8664 | -5130809.3625 | -62893818.241 | -65541655.2873 | -196887351.7571 | 227359946.2516 | -2816944.3135 | -56148000.9096 | -182437366.658 | -14042365.6296 | 125841224.4077 | 107402057.742 | -85088492.979 | -85088492.9207 | -405048.3896 | 18439166.724 | -18439166.6657 | 1125531356.0436 | 0 | 226234152.0177 | 1251372580.4513 | -32314087.8753 | -233527190.1758 | 391223994.6166 | 157696804.4408 | 157696805.599 | 190010893.4744
Implementation_in_2024 | 2039 | 501840955.8988 | -23559694.3479 | -19609098.8703 | -567874742.3899 | -109202579.7093 | -172759418.1146 | -13952296.8538 | 161265676.3838 | 0 | -25446038.5846 | 674600374.0134 | -9607397.4941 | -180874775.2541 | -567874742.3899 | -83756541.1247 | -5 | -1504383.1444 | 55666708.6665 | 237.6469 | 172.4749 | 484.5844 | 306.6893 | 323.033 | 306.6893 | 140.0143 | 131.1555 | 87.6892 | 82.9058 | 46358589.7118 | 5185701.389 | 438331.0294 | 9708682.0966 | 31025875.1968 | 5 | 3523433678.3096 | 122910277.79 | 213.667 | 181.0861 | 387.6889 | 339.9443 | 378.9467 | 339.9443 | 141.8603 | 114.4504 | 105.8753 | 82.9058 | 45913567.788 | 5204283.1851 | 400778.9344 | 9598695.2558 | 30709810.4127 | 0 | 53.3648 | 0 | 643.0788 | 671.0628 | 433373307.4 | 0 | 2927927485.95 | 3179048116.25 | 3578873114.122 | 67243569.1925 | -53535871.0428 | -467441894.3088 | -986516273.8787 | -55666708.5975 | 55439435.8124 | -227272.7851 | 1032869873.4634 | 513795496.1707 | -53763143.8969 | -53763143.8279 | 46353599.5847 | 46353601.8619 | 156476382.1943 | -7346024.0617 | -6114209.7177 | -177066028.9564 | -34049880.5415 | -16692737.6491 | -53867203.1822 | -4350392.1099 | 50283400.181 | 0 | -7934195.1112 | 210343585.3765 | -2995631.9517 | -56397609.8987 | -177066028.9564 | -26115685.4303 | 17286278.1422 | -70864.7287 | -16763602.3993 | -16763602.3778 | -469073.7755 | 17357142.8924 | -17357142.8709 | 1098623275.7666 | 135127845.7536 | 0 | 1115909553.9088 | -49006825.5244 | -267577070.7173 | 408510272.7588 | 140933202.0414 | 140933203.2212 | 189940028.7457
Implementation_in_2024 | 2040 | 461389011.3717 | -27094140.7012 | -86566490.4166 | -570953075.9629 | -223224695.709 | -214245213.2856 | -17278843.7238 | 93143930.1497 | 0 | -138380126.8597 | 675634224.6573 | -9815296.9774 | -179710420.5663 | -570953075.9629 | -84844568.8492 | -4 | -1182027.5116 | 55346181.377 | 253.0471 | 187.5818 | 518.7002 | 339.9443 | 356.7536 | 339.9443 | 143.218 | 134.2783 | 93.4561 | 88.7285 | 46692757.7324 | 5221012.8719 | 441722.5992 | 9781370.6147 | 31248651.6466 | 4 | 3833277351.2198 | 121712085.37 | 233.3454 | 200.379 | 429.9726 | 380.9906 | 420.8514 | 380.9906 | 151.9525 | 124.6767 | 111.6412 | 88.7285 | 46012975.2646 | 5218166.888 | 400195.6538 | 9620348.8771 | 30774263.8457 | 0 | 0 | 0 | 643.0788 | 671.0628 | 0 | 0 | 2927927485.95 | 3179048116.25 | 3949501935.4082 | 66365904.1591 | -167878514.332 | -635320408.6408 | -1209740969.5876 | -55346181.2109 | 116224584.1885 | 60878402.9776 | 1149094457.6518 | 574673899.1483 | -107000111.5205 | -107000111.3544 | -60646511.9358 | -60646509.4925 | 135720070.4519 | -7969887.8694 | -25464000.8508 | -167948931.9956 | -65662750.2639 | -49382371.9918 | -63021386.9954 | -5082665.2342 | 27398790.2843 | 0 | -40705261.9452 | 198741457.4473 | -2887222.6352 | -52862791.1351 | -167948931.9956 | -24957488.3187 | 34188089.3682 | 17907711.145 | -31474660.8957 | -31474660.8468 | -347699.7787 | 16280378.2721 | -16280378.2232 | 1127579242.9959 | 0 | 0 | 1161767332.3642 | -98389197.5163 | -333239820.9812 | 442698362.127 | 109458541.1458 | 109458542.3744 | 207847739.8907
Implementation_in_2024 | 2041 | 690719542.1095 | -9366304.9234 | -173179117.071 | -569043893.8885 | -60869773.7733 | 0 | 0 | 0 | 0 | 0 | 690719542.1095 | -9366304.9234 | -173179117.071 | -569043893.8885 | -60869773.7733 | -2 | -580135.2768 | 55236308.8501 | 273.7002 | 206.8993 | 575.7399 | 393.9318 | 412.7453 | 393.9318 | 143.8187 | 134.2783 | 93.7717 | 88.7285 | 47021268.7044 | 5256668.9516 | 444012.568 | 9853858.7756 | 31466728.4091 | 2 | 4140401528.2443 | 120563003.47 | 240.3204 | 206.8993 | 444.1684 | 393.9318 | 434.626 | 393.9318 | 161.3665 | 134.2783 | 111.7508 | 88.7285 | 46401162.182 | 5265928.9141 | 402540.5773 | 9703468.6249 | 31029224.0658 | 0 | 0 | 0 | 643.0788 | 671.0628 | 0 | 0 | 2927927485.95 | 3179048116.25 | 4108522424.8148 | 65326694.6821 | -5633464.9232 | -640953873.564 | -1270610743.3609 | -55236308.7879 | -31879103.4295 | -87115412.2173 | 1117215354.2223 | 487558486.931 | -92748877.2028 | -92748877.1405 | -153395389.1386 | -153395386.6331 | 191678193.4695 | -2599197.3554 | -48058087.6653 | -157912580.9186 | -16891672.4698 | -1563315.2294 | 0 | 0 | 0 | 0 | 0 | 191678193.4695 | -2599197.3554 | -48058087.6653 | -157912580.9186 | -16891672.4698 | -8846613.6865 | -24174970.9096 | -25738286.1563 | -25738286.139 | -160990.4962 | 15328357.2403 | -15328357.223 | 1148982527.3344 | 0 | 0 | 1140135913.6479 | -99952512.7457 | -350131493.451 | 433851748.4405 | 83720254.9895 | 83720256.2354 | 183672768.9811
Implementation_in_2024 | 2042 | 779799941.6774 | -1738638.9922 | 55949626.1503 | 113477613.3691 | 947488542.2046 | 116147216.638 | 9354609.8982 | 233541156.1479 | 684323310.6501 | 1043366293.3343 | 663652725.0394 | -11093248.8905 | -177591529.9976 | -570845697.2811 | -95877751.1297 | -4 | -1137589.8285 | 55200105.8435 | 275.6829 | 207.8578 | 578.2114 | 393.9318 | 414.5778 | 393.9318 | 148.0463 | 138.2039 | 94.3905 | 89.1459 | 47372733.0541 | 5302150.43 | 447194.3907 | 9928891.3913 | 31694496.842 | 4 | 4206749596.1722 | 119460305.63 | 222.0198 | 185.6115 | 430.0895 | 371.9475 | 418.2727 | 371.9475 | 142.1618 | 114.4504 | 90.5326 | 67.355 | 46516691.4254 | 5264271.6397 | 403835.5292 | 9734848.959 | 31113735.2975 | 0 | 65.0791 | 0 | 708.1579 | 671.0628 | 547595150.1 | 0 | 3475522636.05 | 3179048116.25 | 3470060070.054 | 64260199.8471 | 1002688648.0481 | 361734774.4841 | -323122201.1564 | -55200105.7829 | -736689526.1182 | -791889631.9011 | 380525828.1042 | -304331144.9701 | 210799016.0864 | 210799016.147 | 57403626.9478 | 57403629.514 | 204149489.0417 | -455170.9264 | 14647458.8932 | 29708128.3914 | 248049905.3999 | 262501141.9296 | 30407023.2158 | 2449011.2513 | 61140435.065 | 179153968.5269 | 273150438.059 | 173742465.8259 | -2904182.1777 | -46492976.1717 | -149445840.1355 | -25100532.6591 | -192863300.3176 | -207314536.8314 | 55186605.0823 | 55186605.0982 | -297817.9015 | 14451236.5297 | -14451236.5138 | 1101315522.9759 | 143358910.5613 | 0 | 908452222.6582 | 162548629.1839 | -102081588.0511 | 240988448.1228 | 138906860.0717 | 138906861.3335 | -23641767.8504
Implementation_in_2024 | 2043 | 698718201.1493 | -11039918.6684 | -11883673.9419 | -238930859.9104 | 436863748.6286 | -53633312.4262 | -4307349.0691 | 147133212.0208 | 309053088.7426 | 398245639.2681 | 752351513.5755 | -6732569.5993 | -159016885.9627 | -547983948.653 | 38618109.3605 | -4 | -1113500.2289 | 54687113.6249 | 269.4895 | 198.1313 | 577.2667 | 383.7909 | 409.5037 | 383.7909 | 145.4317 | 134.2783 | 82.5341 | 77.1888 | 47377158.5961 | 5294402.3321 | 444692.4392 | 9940116.2829 | 31697947.5419 | 4 | 3887212620.7341 | 118401439.15 | 228.0683 | 194.4387 | 445.2589 | 393.9318 | 435.4749 | 393.9318 | 146.5433 | 119.3329 | 89.9233 | 67.355 | 46594784.3892 | 5283244.3818 | 404809.7576 | 9749321.1728 | 31157409.077 | 0 | 0 | 65.0791 | 708.1579 | 736.1419 | 0 | 547595150.1 | 3475522636.05 | 3726643266.35 | 3618801175.5462 | 63714325.6757 | 491550862.2535 | 853285636.7375 | 113741547.4722 | -54687113.4743 | -268411445.1879 | -323098558.6622 | 112114382.9163 | -627429703.6322 | 168452303.4407 | 168452303.5913 | 225855930.3884 | 225855933.1053 | 172568407.0145 | -2726623.0864 | -2935012.5391 | -59010796.9329 | 107895974.4561 | 121402518.3917 | -13246277.6454 | -1063822.8203 | 36338747.1166 | 76329483.2158 | 98358129.8668 | 185814684.6599 | -1662800.2662 | -39273759.6557 | -135340280.1487 | 9537844.5893 | -66291869.0888 | -79798412.9872 | 41604105.3673 | 41604105.4045 | -275010.6701 | 13506543.9357 | -13506543.8985 | 960058130.135 | 0 | 135244255.2465 | 893766261.0462 | 283951147.5756 | 5814386.405 | 174696579.0341 | 180510965.4391 | 180510966.7381 | -103440180.8376
Implementation_in_2024 | 2044 | 705339433.6864 | -9578161.4498 | -138542260.5617 | -363567636.4183 | 193651375.2566 | -7703474.6993 | -618249.228 | 30935285.2368 | 192855852.7289 | 215469414.0384 | 713042908.3857 | -8959912.2219 | -169477545.7985 | -556423489.1472 | -21818038.7819 | -5 | -1359597.3015 | 54566523.4068 | 275.2816 | 206.8826 | 580.2513 | 393.9318 | 415.2186 | 393.9318 | 144.2809 | 134.2783 | 93.5605 | 88.691 | 47662478.2365 | 5331938.8823 | 447694.2607 | 9996395.7401 | 31886449.3534 | 5 | 4175221420.6473 | 117384013.49 | 237.8119 | 204.0694 | 447.6004 | 395.3776 | 437.4002 | 395.3776 | 158.1077 | 131.1555 | 104.8229 | 82.5928 | 46911216.4653 | 5323777.7716 | 407489.7766 | 9816447.6206 | 31363501.2966 | 0 | 0 | 0 | 708.1579 | 736.1419 | 0 | 0 | 3475522636.05 | 3726643266.35 | 3998152506.3492 | 62817490.2238 | 248217898.6633 | 1101503535.4009 | 307392922.7287 | -54566523.2662 | -177068914.2981 | -231635437.5643 | -64954531.3818 | -859065141.1965 | 16582460.9584 | 16582461.099 | 242438391.3469 | 242438394.2043 | 164343122.0893 | -2231698.5006 | -32280156.9778 | -84710761.381 | 45120505.23 | 57834430.4551 | -1794899.0551 | -144051.2234 | 7207879.0944 | 44935149.5705 | 50204078.3864 | 166138021.1444 | -2087647.2771 | -39488036.0722 | -129645910.9515 | -5083573.1565 | -41256814.5363 | -53970739.7286 | 3863690.6937 | 3863690.7265 | -316784.3093 | 12713925.2251 | -12713925.1924 | 972820873.0614 | 0 | 0 | 931564058.5251 | 341785578.0308 | 50934891.635 | 133439764.4978 | 184374656.1328 | 184374657.4645 | -157410920.5662
Implementation_in_2024 | 2045 | 717064418.0577 | -9189697.1769 | 51876886.906 | 145312214.0757 | 905063821.8625 | 0 | 0 | 231057120.9357 | 714617512.2886 | 945674633.2243 | 717064418.0577 | -9189697.1769 | -179180234.0297 | -569305298.2129 | -40610811.3618 | -5 | -1324949.1692 | 54723343.4907 | 278.173 | 206.8993 | 588.0564 | 393.9318 | 419.707 | 393.9318 | 144.289 | 134.2783 | 93.8869 | 88.7285 | 47858387.2229 | 5337676.0115 | 447887.7461 | 10047376.9649 | 32025446.5004 | 5 | 4188518706.3055 | 116405789.44 | 228.9932 | 192.3063 | 453.2725 | 393.9318 | 440.9541 | 393.9318 | 138.8515 | 111.0633 | 89.044 | 66.2216 | 47067812.6795 | 5324457.6451 | 408299.3312 | 9858455.1062 | 31476600.597 | 0 | 65.0791 | 0 | 773.2369 | 736.1419 | 547697507.4 | 0 | 4023220143.45 | 3726643266.35 | 3566127562.2017 | 61682445.9974 | 959787165.3532 | 2061290700.7541 | 1212456744.5913 | -54723343.4426 | -622391144.1038 | -677114487.5464 | -687345675.4856 | -1536179628.7429 | 282672677.7587 | 282672677.8068 | 525111069.1056 | 525111072.0111 | 157617950.3684 | -2019987.6009 | 11403060.0037 | 31941081.9577 | 198942104.7289 | 210970844.4363 | 0 | 0 | 50788672.4021 | 157080095.9409 | 207868768.343 | 157617950.3684 | -2019987.6009 | -39385612.3984 | -125139013.9832 | -8926663.6141 | -136807815.2962 | -148836554.9931 | 62134289.4327 | 62134289.4433 | -291237.115 | 12028739.7075 | -12028739.6969 | 920678417.3671 | 120389404.8628 | 0 | 783870602.0709 | 552756422.4671 | 249876996.3638 | -3368050.7984 | 246508945.5655 | 246508946.9078 | -306247475.5593
Implementation_in_2024 | 2046 | 1840856654.8722 | 80693631.751 | 35384696.7651 | 133102528.7454 | 2090037512.1337 | 1118976178.7281 | 89624900.3884 | 208452161.9263 | 682344508.896 | 2099397749.9388 | 721880476.1441 | -8931268.6374 | -173067465.1612 | -549241980.1505 | -9360237.8051 | -4 | -1030342.2699 | 54412528.2268 | 351.534 | 282.2523 | 790.4146 | 602.3656 | 624.6309 | 602.3656 | 148.306 | 138.2039 | 94.1709 | 88.7285 | 48206900.7698 | 5380569.8766 | 450580.6051 | 10121889.3731 | 32253860.915 | 4 | 5329127316.5207 | 115464669.11 | 228.3111 | 194.054 | 447.2361 | 393.9318 | 436.77 | 393.9318 | 144.581 | 117.3783 | 89.7695 | 67.355 | 47258441.7115 | 5356421.4061 | 409403.5415 | 9896916.3857 | 31595700.3782 | 0 | 0 | 0 | 773.2369 | 736.1419 | 0 | 0 | 4023220143.45 | 3726643266.35 | 3641214459.4874 | 61052140.9199 | 2144450040.3605 | 4205740741.1146 | 3302494256.725 | -54412528.1901 | -1687912857.0333 | -1742325385.2234 | -2375258532.5189 | -3278505013.9664 | 402124655.1005 | 402124655.1371 | 927235724.2061 | 927235727.1483 | 381734673.8512 | 16733273.1296 | 7337652.0889 | 27601198.7489 | 433406797.8186 | 444690212.3425 | 232039798.1578 | 18585332.0128 | 43226297.8412 | 141496383.1476 | 435347811.1594 | 149694875.6934 | -1852058.8832 | -35888645.7523 | -113895184.3987 | -1941013.3408 | -350019031.7717 | -361302446.288 | 83387766.0469 | 83387766.0545 | -213659.966 | 11283414.5239 | -11283414.5163 | 1105090215.851 | 0 | 0 | 755071184.0793 | 997446634.8096 | 683283794.1824 | -353387082.5701 | 329896711.6123 | 329896712.9622 | -667549921.8473
Implementation_in_2024 | 2047 | 1888223684.2702 | 82947570.7998 | -30070643.7606 | -495319601.4442 | 1445781009.8652 | 1123418711.775 | 89794483.6395 | 121911481.3614 | 45505682.7552 | 1380630359.5312 | 764804972.4951 | -6846912.8397 | -151982125.122 | -540825284.1994 | 65150650.334 | -4 | -998985.6415 | 54387515.7959 | 347.0625 | 272.5934 | 803.8598 | 602.3656 | 633.6968 | 602.3656 | 146.4108 | 134.2783 | 74.31 | 68.7759 | 48475008.2053 | 5430888.0832 | 451975.8938 | 10202126.894 | 32390017.3343 | 5 | 4955878823.8153 | 114558686.44 | 231.4252 | 194.9961 | 453.6563 | 393.9318 | 441.2588 | 393.9318 | 149.354 | 122.1652 | 89.5576 | 67.355 | 47345855.2597 | 5348730.9511 | 409635.467 | 9926834.3247 | 31660654.5169 | 1 | 0 | 81.3488 | 773.2369 | 817.4907 | 0 | 684621884.2 | 4023220143.45 | 4411265150.55 | 3667223720.2762 | 60171170.7779 | 1500168525.6611 | 5705909266.7757 | 4748275266.5902 | -54387515.6621 | -1288655103.5392 | -1343042619.2013 | -3663913636.0581 | -4621547633.1676 | 157125906.326 | 157125906.4598 | 1084361630.5321 | 1084361633.6081 | 369393469.5419 | 16227045.1446 | -5882724.3417 | -96899444.5064 | 282838345.8384 | 293478183.336 | 219774563.3359 | 17566507.6832 | 23849560.5432 | 8902283.2289 | 270092914.7911 | 149618906.2061 | -1339462.5386 | -29732284.8849 | -105801727.7353 | 12745431.0473 | -252099782.3006 | -262739619.7719 | 30738563.5379 | 30738563.5641 | -195431.704 | 10639837.4975 | -10639837.4714 | 969519283.4456 | 0 | 133932677.1694 | 717419501.145 | 1290924818.1456 | 966122140.0208 | -605486864.8706 | 360635275.1502 | 360635276.5263 | -930289541.6192
Implementation_in_2024 | 2048 | -283717985.242 | -93190185.8557 | -280908240.5935 | -783503025.2368 | -1441319436.9281 | -1129759511.0133 | -90294176.7533 | -104373034.6671 | -213034034.3436 | -1537460756.7773 | 846041525.7712 | -2896009.1024 | -176535205.9264 | -570468990.8933 | 96141319.8492 | -2 | -483104.2709 | 54331776.3767 | 271.2506 | 194.8421 | 602.71 | 393.9318 | 429.5233 | 393.9318 | 134.4225 | 123.9476 | 71.0895 | 66.2216 | 48634808.1421 | 5448332.6094 | 454821.3711 | 10209610.3693 | 32522043.7923 | 4 | 3726092627.0057 | 113685998.53 | 308.8041 | 274.4024 | 655.9452 | 602.3656 | 645.3352 | 602.3656 | 161.9985 | 134.2783 | 95.1317 | 72.8376 | 47677737.8918 | 5392128.7444 | 411584.7304 | 9996766.2342 | 31877258.1829 | 2 | 0 | 65.0791 | 773.2369 | 882.5698 | 0 | 547697507.4 | 4023220143.45 | 4958962657.95 | 4949458468.451 | 59354222.2859 | -1386987660.5513 | 4318921606.2244 | 3306955829.6621 | -54331776.2441 | 1223365841.4453 | 1169034065.2013 | -2440547794.6127 | -3452513567.9664 | -217953595.4827 | -217953595.3501 | 866408035.0494 | 866408038.258 | -52362066.0853 | -17198876.7865 | -51843508.7762 | -144600763.1504 | -266005214.7984 | -255977919.339 | -208504730.9417 | -16664398.7911 | -19262746.8932 | -39316866.6245 | -283748743.2504 | 156142664.8563 | -534477.9954 | -32580761.883 | -105283896.526 | 17743528.452 | 225780410.014 | 215753114.5791 | -40224804.7845 | -40224804.76 | -89160.1487 | 10027295.4594 | -10027295.4349 | 687675503.5775 | 0 | 101081265.7956 | 913455913.5915 | 1034946898.8065 | 700116925.2224 | -379706454.8566 | 320410470.3658 | 320410471.7663 | -714536427.0402
Implementation_in_2024 | 2049 | -424671643.1291 | -101409683.9878 | -185998546.0731 | -609544563.2753 | -1321624436.4654 | -1136657234.3198 | -90590183.4251 | 4827125.3941 | 0 | -1222420292.3508 | 711985591.1907 | -10819500.5627 | -190825671.4672 | -609544563.2753 | -99204144.1146 | -5 | -1165614.2998 | 54727410.1011 | 267.0171 | 194.9856 | 591.4527 | 393.9318 | 421.5424 | 393.9318 | 134.5355 | 124.6767 | 70.471 | 66.2216 | 48722616.484 | 5447370.4802 | 453151.5776 | 10241867.8901 | 32580226.5361 | 6 | 3730674243.1366 | 112844877.41 | 308.6727 | 269.4726 | 668.71 | 602.3656 | 654.4599 | 602.3656 | 152.4923 | 124.2018 | 88.9013 | 66.2216 | 48158196.716 | 5459277.0859 | 416094.8177 | 10089916.1095 | 32192908.7029 | 1 | 65.0791 | 0 | 838.316 | 882.5698 | 547799864.6 | 0 | 4571020008.05 | 4958962657.95 | 4832818127.1534 | 58117467.3404 | -1266897026.3642 | 3052024579.8602 | 1985331393.1967 | -54727410.0696 | 1102143884.0168 | 1047416473.9472 | -1338403910.5959 | -2405097094.0192 | -219480552.4485 | -219480552.417 | 646927482.6008 | 646927485.841 | -73939635.3792 | -17656453.3547 | -32384231.206 | -106127883.7077 | -230108203.6477 | -220579607.1106 | -197903539.8679 | -15772668.6954 | 840451.4343 | 0 | -212835757.129 | 123963904.4887 | -1883784.6594 | -33224682.6403 | -106127883.7077 | -17272446.5187 | 191894415.9285 | 182365819.3969 | -38213787.7192 | -38213787.7137 | -202945.2583 | 9528596.5371 | -9528596.5316 | 649548180.8574 | 95377506.1383 | 0 | 841442596.786 | 814367291.696 | 470008721.5747 | -187812038.9281 | 282196682.6466 | 282196684.0527 | -532170607.6433
Low_battery_cost | 2008 | 0 | 0 | 0 | 0 | 0 | 0 | 0 | 0 | 0 | 0 | 0 | 0 | 0 | 0 | 0 | 0 | 0 | 0 | 222.835 | 177.0197 | 355.9702 | 236.8084 | 247.7358 | 236.6214 | 177.2594 | 170.1169 | 139.5568 | 132.0416 | 41261560.177 | 4827744.252 | 282869.1125 | 8626822.428 | 27524124.3845 | 0 |  | 100822072.5524 | 222.835 | 177.0197 | 355.9702 | 236.8084 | 247.7358 | 236.6214 | 177.2594 | 170.1169 | 139.5568 | 132.0416 | 41261560.177 | 4827744.252 | 282869.1125 | 8626822.428 | 27524124.3845 | 0 | [9 empty] | 100822072.5524 | 0 | 0 | 0 | 0 | [8 empty] | 0 | 0 | 0 | 0 | 0 | 0 | 0 | 0 | 0 | 0 | 0 | 0 | 0 | 0 | 0 | 0 |  |  |  |  | 0 | 0 | 0 |  |  |  |  | 0 | 0
Low_battery_cost | 2009 | 0 | 0 | 0 | 0 | 0 | 0 | 0 | 0 | 0 | 0 | 0 | 0 | 0 | 0 | 0 | 0 | 0 | 0 | 98.4761 | 62.53 | 195.022 | 95.401 | 109.1309 | 95.1257 | 63.4507 | 59.672 | 39.2003 | 37.3931 | 39602848.455 | 4781931.383 | 228048.021 | 8373054.736 | 26219814.315 | -269.825 |  | 110628296.0159 | 98.4761 | 62.53 | 195.022 | 95.401 | 109.1309 | 95.1257 | 63.4507 | 59.672 | 39.2003 | 37.3931 | 39602848.455 | 4781931.383 | 228048.021 | 8373054.736 | 26219814.315 | -269.825 | [9 empty] | 110628296.0159 | 0 | 0 | 0 | 0 | [8 empty] | 0 | 0 | 0 | 0 | 0 | 0 | 0 | 0 | 0 | 0 | 0 | 0 | 0 | 0 | 0 | 0 |  |  |  |  | 0 | 0 | 0 |  |  |  |  | 0 | 0
Low_battery_cost | 2010 | 0 | 0 | 0 | 0 | 0 | 0 | 0 | 0 | 0 | 0 | 0 | 0 | 0 | 0 | 0 | 0 | 0 | 0 | 115.9474 | 75.0646 | 201.1316 | 87.9426 | 97.9933 | 87.7062 | 84.4326 | 79.755 | 64.8128 | 62.6532 | 40939219.298 | 4741764.959 | 250531.468 | 8609720.309 | 27337202.562 | -102.054 |  | 115634004.5155 | 115.9474 | 75.0646 | 201.1316 | 87.9426 | 97.9933 | 87.7062 | 84.4326 | 79.755 | 64.8128 | 62.6532 | 40939219.298 | 4741764.959 | 250531.468 | 8609720.309 | 27337202.562 | -102.054 | [9 empty] | 115634004.5155 | 0 | 0 | 0 | 0 | [8 empty] | 0 | 0 | 0 | 0 | 0 | 0 | 0 | 0 | 0 | 0 | 0 | 0 | 0 | 0 | 0 | 0 |  |  |  |  | 0 | 0 | 0 |  |  |  |  | 0 | 0
Low_battery_cost | 2011 | 0 | 0 | 0 | 0 | 0 | 0 | 0 | 0 | 0 | 0 | 0 | 0 | 0 | 0 | 0 | 0 | 0 | 0 | 101.3344 | 67.4736 | 181.5052 | 90.6321 | 95.3539 | 89.6583 | 72.3432 | 65.7461 | 52.5564 | 49.6632 | 41114178.262 | 4752964.725 | 275946.602 | 8622751.24 | 27462515.695 | 66.336 |  | 108065577.627 | 101.3344 | 67.4736 | 181.5052 | 90.6321 | 95.3539 | 89.6583 | 72.3432 | 65.7461 | 52.5564 | 49.6632 | 41114178.262 | 4752964.725 | 275946.602 | 8622751.24 | 27462515.695 | 66.336 | [9 empty] | 108065577.627 | 0 | 0 | 0 | 0 | [8 empty] | 0 | 0 | 0 | 0 | 0 | 0 | 0 | 0 | 0 | 0 | 0 | 0 | 0 | 0 | 0 | 0 |  |  |  |  | 0 | 0 | 0 |  |  |  |  | 0 | 0
Low_battery_cost | 2012 | 0 | 0 | 0 | 0 | 0 | 0 | 0 | 0 | 0 | 0 | 0 | 0 | 0 | 0 | 0 | 0 | 0 | 0 | 153.4623 | 110.6784 | 242.8116 | 128.5609 | 135.7194 | 128.2835 | 120.4356 | 114.6827 | 99.7791 | 94.5508 | 40660356.413 | 4636441.846 | 296628.236 | 8528166.74 | 27199119.591 | 59.13 |  | 101290563.8065 | 153.4623 | 110.6784 | 242.8116 | 128.5609 | 135.7194 | 128.2835 | 120.4356 | 114.6827 | 99.7791 | 94.5508 | 40660356.413 | 4636441.846 | 296628.236 | 8528166.74 | 27199119.591 | 59.13 | [9 empty] | 101290563.8065 | 0 | 0 | 0 | 0 | [8 empty] | 0 | 0 | 0 | 0 | 0 | 0 | 0 | 0 | 0 | 0 | 0 | 0 | 0 | 0 | 0 | 0 |  |  |  |  | 0 | 0 | 0 |  |  |  |  | 0 | 0
Low_battery_cost | 2013 | 0 | 0 | 0 | 0 | 0 | 0 | 0 | 0 | 0 | 0 | 0 | 0 | 0 | 0 | 0 | 0 | 0 | 0 | 128.9149 | 79.1418 | 224.721 | 86.4201 | 90.5413 | 85.5662 | 91.7316 | 86.131 | 72.7679 | 70.2336 | 40064639.297 | 4495056.824 | 315107.072 | 8408150.725 | 26846324.676 | 44.402 |  | 141601259.1533 | 128.9149 | 79.1418 | 224.721 | 86.4201 | 90.5413 | 85.5662 | 91.7316 | 86.131 | 72.7679 | 70.2336 | 40064639.297 | 4495056.824 | 315107.072 | 8408150.725 | 26846324.676 | 44.402 | [9 empty] | 141601259.1533 | 0 | 0 | 0 | 0 | [8 empty] | 0 | 0 | 0 | 0 | 0 | 0 | 0 | 0 | 0 | 0 | 0 | 0 | 0 | 0 | 0 | 0 |  |  |  |  | 0 | 0 | 0 |  |  |  |  | 0 | 0
Low_battery_cost | 2014 | 0 | 0 | 0 | 0 | 0 | 0 | 0 | 0 | 0 | 0 | 0 | 0 | 0 | 0 | 0 | 0 | 0 | 0 | 124.2496 | 77.7268 | 221.5562 | 92.3317 | 97.0214 | 91.9174 | 84.5437 | 79.9298 | 67.6962 | 65.033 | 40093316.445 | 4491379.478 | 338160.091 | 8413164.722 | 26850612.154 | -9.904 |  | 175441488.8446 | 124.2496 | 77.7268 | 221.5562 | 92.3317 | 97.0214 | 91.9174 | 84.5437 | 79.9298 | 67.6962 | 65.033 | 40093316.445 | 4491379.478 | 338160.091 | 8413164.722 | 26850612.154 | -9.904 | [9 empty] | 175441488.8446 | 0 | 0 | 0 | 0 | [8 empty] | 0 | 0 | 0 | 0 | 0 | 0 | 0 | 0 | 0 | 0 | 0 | 0 | 0 | 0 | 0 | 0 |  |  |  |  | 0 | 0 | 0 |  |  |  |  | 0 | 0
Low_battery_cost | 2015 | 0 | 0 | 0 | 0 | 0 | 0 | 0 | 0 | 0 | 0 | 0 | 0 | 0 | 0 | 0 | 0 | 0 | 0 | 126.5799 | 74.1005 | 223.882 | 75.9142 | 79.3821 | 75.4536 | 79.8433 | 76.4746 | 73.7905 | 71.6092 | 41050345.9 | 4591697.434 | 371084.042 | 8612380.534 | 27475183.89 | 111.76 |  | 183604863.8889 | 126.5799 | 74.1005 | 223.882 | 75.9142 | 79.3821 | 75.4536 | 79.8433 | 76.4746 | 73.7905 | 71.6092 | 41050345.9 | 4591697.434 | 371084.042 | 8612380.534 | 27475183.89 | 111.76 | [9 empty] | 183604863.8889 | 0 | 0 | 0 | 0 | [8 empty] | 0 | 0 | 0 | 0 | 0 | 0 | 0 | 0 | 0 | 0 | 0 | 0 | 0 | 0 | 0 | 0 |  |  |  |  | 0 | 0 | 0 |  |  |  |  | 0 | 0
Low_battery_cost | 2016 | 0 | 0 | 0 | 0 | 0 | 0 | 0 | 0 | 0 | 0 | 0 | 0 | 0 | 0 | 0 | 0 | 0 | 0 | 118.9116 | 66.8003 | 221.8348 | 76.7035 | 83.2582 | 76.3436 | 68.0214 | 63.9106 | 63.2479 | 60.1327 | 41030948.485 | 4544238.781 | 372593.37 | 8584774.075 | 27529342.259 | -65.832 |  | 176394458.0176 | 118.9116 | 66.8003 | 221.8348 | 76.7035 | 83.2582 | 76.3436 | 68.0214 | 63.9106 | 63.2479 | 60.1327 | 41030948.485 | 4544238.781 | 372593.37 | 8584774.075 | 27529342.259 | -65.832 | [9 empty] | 176394458.0176 | 0 | 0 | 0 | 0 | [8 empty] | 0 | 0 | 0 | 0 | 0 | 0 | 0 | 0 | 0 | 0 | 0 | 0 | 0 | 0 | 0 | 0 |  |  |  |  | 0 | 0 | 0 |  |  |  |  | 0 | 0
Low_battery_cost | 2017 | 0 | 0 | 0 | 0 | 0 | 0 | 0 | 0 | 0 | 0 | 0 | 0 | 0 | 0 | 0 | 0 | 0 | 0 | 135.3876 | 84.6124 | 268.1301 | 126.9731 | 132.8069 | 126.7204 | 81.1155 | 76.9617 | 57.1547 | 53.9688 | 40770953.213 | 4513235.66 | 385997.013 | 8518439.129 | 27353281.411 | 40.37 |  | 155621570.0617 | 135.3876 | 84.6124 | 268.1301 | 126.9731 | 132.8069 | 126.7204 | 81.1155 | 76.9617 | 57.1547 | 53.9688 | 40770953.213 | 4513235.66 | 385997.013 | 8518439.129 | 27353281.411 | 40.37 | [9 empty] | 155621570.0617 | 0 | 0 | 0 | 0 | [8 empty] | 0 | 0 | 0 | 0 | 0 | 0 | 0 | 0 | 0 | 0 | 0 | 0 | 0 | 0 | 0 | 0 |  |  |  |  | 0 | 0 | 0 |  |  |  |  | 0 | 0
Low_battery_cost | 2018 | 0 | 0 | 0 | 0 | 0 | 0 | 0 | 0 | 0 | 0 | 0 | 0 | 0 | 0 | 0 | 0 | 0 | 0 | 135.7799 | 81.9117 | 253.6695 | 102.5411 | 107.6094 | 102.5411 | 84.0681 | 79.9122 | 68.7001 | 66.2216 | 41010567.718 | 4564981.652 | 387315.2631 | 8568387.1645 | 27489883.6385 | 0 | 1714652821.0135 | 155584101.2 | 135.7799 | 81.9117 | 253.6695 | 102.5411 | 107.6094 | 102.5411 | 84.0681 | 79.9122 | 68.7001 | 66.2216 | 41010567.718 | 4564981.652 | 387315.2631 | 8568387.1645 | 27489883.6385 | 0 | [8 empty] | 1714652821.0135 | 155584101.2 | 0 | 0 | 0 | 0 | 0 | 0 | 0 | 0 | 0 | 0 | 0 | 0 | 0 | 0 | 0 | 0 | 0 | 0 | 0 | 0 | 0 | 0 | 0 | 0 | 0 | 0 | 0 | 0 | 0 | 0 | 0 | 0 | 0 | 0 | 0 | 1817531990.2743 |  |  | 1817531990.2743 | 0 | 0 | 0 | 0 | 0 | 0
Low_battery_cost | 2019 | 0 | 0 | 0 | 0 | 0 | 0 | 0 | 0 | 0 | 0 | 0 | 0 | 0 | 0 | 0 | 0 | 0 | 0 | 156.9148 | 104.8307 | 304.144 | 158.526 | 163.7872 | 158.526 | 96.25 | 92.0149 | 70.0331 | 67.355 | 41698415.8096 | 4634500.4494 | 389874.2527 | 8694848.3028 | 27979192.8047 | 0 | 2065248001.0665 | 150953074.5 | 156.9148 | 104.8307 | 304.144 | 158.526 | 163.7872 | 158.526 | 96.25 | 92.0149 | 70.0331 | 67.355 | 41698415.8096 | 4634500.4494 | 389874.2527 | 8694848.3028 | 27979192.8047 | 0 | 0 | 0 | 0 | 0 | 0 | 0 | 0 | 0 | 2065248001.0665 | 150953074.5 | 0 | 0 | 0 | 0 | 0 | 0 | 0 | 0 | 0 | 0 | 0 | 0 | 0 | 0 | 0 | 0 | 0 | 0 | 0 | 0 | 0 | 0 | 0 | 0 | 0 | 0 | 0 | 0 | 0 | 0 | 0 | 0 | 0 | 0 | 0 | 2065248001.0665 | 0 | 0 | 2065248001.0665 | 0 | 0 | 0 | 0 | 0 | 0
Low_battery_cost | 2020 | 0 | 0 | 0 | 0 | 0 | 0 | 0 | 0 | 0 | 0 | 0 | 0 | 0 | 0 | 0 | 0 | 0 | 0 | 163.0006 | 111.5761 | 307.4235 | 164.5074 | 171.3146 | 164.5074 | 103.8745 | 98.9569 | 77.5546 | 74.6273 | 41986742.2338 | 4675591.2484 | 392563.8181 | 8756515.5907 | 28162071.5767 | 0 | 2245610217.7482 | 126307495.7 | 163.0006 | 111.5761 | 307.4235 | 164.5074 | 171.3146 | 164.5074 | 103.8745 | 98.9569 | 77.5546 | 74.6273 | 41986742.2338 | 4675591.2484 | 392563.8181 | 8756515.5907 | 28162071.5767 | 0 | 95 | 95 | 95 | 95 | 103810702.3 | 103810702.3 | 103810702.3 | 103810702.3 | 2245610217.7482 | 126307495.7 | 0 | 0 | 0 | 0 | 0 | 0 | 0 | 0 | 0 | 0 | 0 | 0 | 0 | 0 | 0 | 0 | 0 | 0 | 0 | 0 | 0 | 0 | 0 | 0 | 0 | 0 | 0 | 0 | 0 | 0 | 0 | 0 | 0 | 0 | 0 | 2118500205.4229 | 97934624.8113 | 97934624.8113 | 2118500205.4229 | 0 | 0 | 0 | 0 | 0 | 0
Low_battery_cost | 2021 | 0 | 0 | 0 | 0 | 0 | 0 | 0 | 0 | 0 | 0 | 0 | 0 | 0 | 0 | 0 | 0 | 0 | 0 | 163.62 | 112.0028 | 307.4471 | 164.5074 | 172.4371 | 164.5074 | 104.3155 | 98.9569 | 78.6954 | 75.5855 | 42328514.3335 | 4714799.8074 | 394976.5314 | 8830035.2112 | 28388702.7835 | 0 | 2276182673.1072 | 99119072.34 | 163.62 | 112.0028 | 307.4471 | 164.5074 | 172.4371 | 164.5074 | 104.3155 | 98.9569 | 78.6954 | 75.5855 | 42328514.3335 | 4714799.8074 | 394976.5314 | 8830035.2112 | 28388702.7835 | 0 | 17 | 17 | 112 | 112 | 41128931.45 | 41128931.45 | 144939633.75 | 144939633.75 | 2276182673.1072 | 99119072.34 | 0 | 0 | 0 | 0 | 0 | 0 | 0 | 0 | 0 | 0 | 0 | 0 | 0 | 0 | 0 | 0 | 0 | 0 | 0 | 0 | 0 | 0 | 0 | 0 | 0 | 0 | 0 | 0 | 0 | 0 | 0 | 0 | 0 | 0 | 0 | 2025794475.8875 | 36604602.5721 | 36604602.5721 | 2025794475.8875 | 0 | 0 | 0 | 0 | 0 | 0
Low_battery_cost | 2022 | 471017112.78 | -12757756.7252 | -135305045.1724 | -407160192.7915 | -84205881.9091 | -81290099.6737 | -6610438.8383 | 0 | 20376084.0258 | -67524454.4862 | 552307212.4537 | -6147317.8869 | -135305045.1724 | -427536276.8173 | -16681427.4229 | -3 | -2198570.5147 | 19236100.5927 | 165.9942 | 114.1275 | 311.3899 | 168.4498 | 176.7543 | 168.4498 | 104.8503 | 98.9569 | 80.6099 | 77.1888 | 42495736.4191 | 4738508.4423 | 395268.4548 | 8865777.3596 | 28496182.1624 | 3 | 2325901986.8509 | 96271373.37 | 141.9824 | 119.9168 | 212.5667 | 185.521 | 209.6602 | 185.521 | 120.2227 | 98.9569 | 94.9856 | 76.4726 | 42375744.1337 | 4785150.5251 | 379187.0493 | 8808029.6544 | 28403376.9049 | 0 | 0 | 0 | 112 | 112 | 0 | 0 | 144939633.75 | 144939633.75 | 2392266397.9732 | 77035273.0044 | -64969781.3164 | -64969781.3164 | -84205881.9091 | -19236100.3656 | 66364411.1223 | 47128310.7567 | 66364411.1223 | 47128310.7567 | -17841470.7869 | -17841470.5597 | -17841470.7869 | -17841470.5597 | 395475050.5283 | -10711658.5547 | -113604725.0183 | -341859549.1509 | -70700882.1956 | -54549881.2076 | -68252735.2056 | -5550251.9179 | 0 | 17108153.0607 | -56694834.0628 | 463727785.7339 | -5161406.6368 | -113604725.0183 | -358967702.2116 | -14006048.1328 | 55720839.2853 | 39569838.4881 | -14980042.9103 | -14980042.7196 | -1845962.1992 | 16151000.988 | -16151000.7973 | 1952872158.6032 | 0 | 0 | 2008592997.8885 | -54549881.2076 | -70700882.1956 | 55720839.2853 | -14980042.9103 | -14980042.7196 | 39569838.4881
Low_battery_cost | 2023 | 446025682.024 | -14835199.8746 | -131898339.855 | -255794513.4926 | 43497628.8018 | -99815056.4627 | -8166883.0074 | 0 | 166690415.5265 | 58708476.0564 | 545840738.4868 | -6668316.8672 | -131898339.855 | -422484929.0191 | -15210847.2546 | -3 | -1994972.1107 | 18472665.3622 | 167.6944 | 115.3426 | 308.7262 | 164.5074 | 172.7173 | 164.5074 | 104.9115 | 98.9569 | 86.5854 | 83.0843 | 42257629.2609 | 4725191.7234 | 395822.1058 | 8831999.9252 | 28304615.5066 | 3 | 2386043315.5387 | 93505489.03 | 143.0253 | 120.2358 | 214.8829 | 185.521 | 210.9357 | 185.521 | 119.9003 | 98.9569 | 95.6429 | 77.1888 | 42183124.5081 | 4774865.2386 | 381473.9908 | 8783224.3511 | 28243560.9276 | 0 | 0 | 0 | 112 | 112 | 0 | 0 | 144939633.75 | 144939633.75 | 2381382845.8614 | 75032823.8255 | 61970294.164 | -2999487.1524 | -40708253.1073 | -18472665.2045 | -4660469.6774 | -23133134.8818 | 61703941.4449 | 23995175.8748 | 38837159.1245 | 38837159.2822 | 20995688.3376 | 20995688.7224 | 353294116.3727 | -11750867.8135 | -104475839.1908 | -202613213.2285 | 34454196.1398 | 49086277.3163 | -79062873.7199 | -6468936.2785 | 0 | 132034421.861 | 46502611.8626 | 432356990.0925 | -5281931.535 | -104475839.1908 | -334647635.0896 | -12048415.7228 | -3691528.4992 | -18323609.5507 | 30762667.6407 | 30762667.7656 | -1580204.7673 | 14632081.1765 | -14632081.0516 | 1889969790.4497 | 0 | 0 | 1886278261.9505 | -5463603.8913 | -36246686.0558 | 52029310.7862 | 15782624.7304 | 15782625.046 | 21246228.9373
Low_battery_cost | 2024 | 513582725.6482 | -9967576.7646 | 50398.5269 | -428476877.5186 | 75188669.8919 | -40685383.8654 | -3317965.6636 | 135904236.5258 | 0 | 91900886.9968 | 554268109.5136 | -6649611.101 | -135853837.9989 | -428476877.5186 | -16712217.1048 | -5 | -3029768.5051 | 17658744.4329 | 184.1875 | 131.7366 | 339.4281 | 194.7769 | 202.9143 | 194.7769 | 120.1407 | 114.4504 | 92.2382 | 88.7285 | 42637276.1685 | 4766659.7763 | 397932.5999 | 8913439.5394 | 28559244.2529 | 5 | 3434740220.8689 | 90819068.77 | 154.4661 | 131.7641 | 232.2417 | 203.2714 | 228.4531 | 203.2714 | 120.1443 | 99.1475 | 107.2719 | 88.7285 | 42489365.722 | 4812557.3036 | 383269.6486 | 8848438.2176 | 28445100.5522 | 0 | 0 | 0 | 112 | 112 | 0 | 0 | 144939633.75 | 144939633.75 | 3416280968.0282 | 73160324.4442 | 92847414.3248 | 89847927.1724 | 34480416.7846 | -17658744.3258 | -18459252.8407 | -36117997.1665 | 43244688.6042 | -12122821.2917 | 56729417.0512 | 56729417.1583 | 77725105.3888 | 77725105.8807 | 383778889.1835 | -7448353.201 | 37660.7111 | -320182848.6099 | 56185348.0837 | 69380989.1837 | -30402485.6096 | -2479376.9594 | 101555551.471 | 0 | 68673688.902 | 414181374.7931 | -4968976.2416 | -101517890.7599 | -320182848.6099 | -12488340.8183 | -13793827.5502 | -26989468.5702 | 42391520.5335 | 42391520.6135 | -2264019.2773 | 13195641.1 | -13195641.02 | 2566637701.7161 | 0 | 0 | 2552843874.1658 | 63917385.2923 | 19938662.0278 | 38235483.236 | 58174145.2638 | 58174145.6594 | -5743239.6329
Low_battery_cost | 2025 | 565165763.5306 | -6724144.1004 | -96440274.9497 | -433359032.3907 | 28642312.0898 | 0 | 0 | 35102159.049 | 0 | 35102159.049 | 565165763.5306 | -6724144.1004 | -131542433.9987 | -433359032.3907 | -6459846.9591 | -6 | -3329403.9688 | 17950304.284 | 230.9098 | 176.8341 | 454.7424 | 306.6893 | 316.1685 | 306.6893 | 145.0136 | 138.2039 | 93.5762 | 89.5787 | 42939635.4776 | 4802971.8125 | 399829.6492 | 8978698.974 | 28758135.042 | 6 | 3457652956.0159 | 89600253.61 | 199.8132 | 176.0614 | 337.6446 | 306.6893 | 333.365 | 306.6893 | 155.7983 | 134.2783 | 108.6695 | 89.5787 | 42772922.3912 | 4847554.0978 | 383533.4994 | 8904798.0999 | 28637036.694 | 0 | 35 | 35 | 147 | 147 | 113381610.1 | 113381610.1 | 258321243.85 | 258321243.85 | 3437548506.6477 | 71649949.4812 | 46592616.3739 | 136440543.5463 | 63122728.8745 | -17950304.1288 | -20104449.3682 | -38054753.497 | 23140239.236 | -50177574.7887 | 8537862.7217 | 8537862.8769 | 86262968.1105 | 86262968.7576 | 398419562.0966 | -4740256.259 | -67986588.3487 | -305501017.6786 | 20191699.8103 | 32845956.0194 | 0 | 0 | 24745637.0137 | 0 | 24745637.0137 | 398419562.0966 | -4740256.259 | -92732225.3624 | -305501017.6786 | -4553937.2035 | -14172843.4918 | -26827099.5915 | 6018856.3185 | 6018856.4279 | -2347098.4212 | 12654256.2091 | -12654256.0997 | 2437508896.5258 | 79929561.132 | 79929561.132 | 2423336053.034 | 96763341.3118 | 40130361.8381 | 24062639.7441 | 64193001.5823 | 64193002.0873 | -32570339.2245
Low_battery_cost | 2026 | 461335105.9945 | -15760949.5454 | -57742798.2863 | -443806948.57 | -55975590.4072 | -104742224.3207 | -8509393.2035 | 79963475.3599 | 0 | -33288142.1643 | 566077330.3152 | -7251556.342 | -137706273.6462 | -443806948.57 | -22687448.2429 | -6 | -3066159.5535 | 18645972.5948 | 235.6674 | 177.8138 | 464.3599 | 306.6893 | 322.176 | 306.6893 | 151.5118 | 143.1816 | 93.7783 | 89.5787 | 43173234.7899 | 4829276.312 | 402167.1693 | 9029153.4248 | 28912637.8838 | 6 | 3498925928.6086 | 88972624.71 | 211.6817 | 183.7994 | 369.1283 | 328.3149 | 362.2152 | 328.3149 | 157.9389 | 134.2783 | 109.164 | 89.5787 | 42900439.2013 | 4857563.7714 | 384804.195 | 8933525.9369 | 28724545.298 | 0 | 0 | 0 | 147 | 147 | 0 | 0 | 258321243.85 | 258321243.85 | 3547224295.6806 | 70326652.2637 | -37329617.8125 | 99110925.7338 | 7147138.4673 | -18645972.4463 | 48298367.072 | 29652394.6257 | 71438606.3081 | -20525180.1629 | -7677223.3352 | -7677223.1867 | 78585744.7753 | 78585745.5709 | 306814194.0054 | -10481931.6126 | -38402258.7607 | -295156968.2215 | -37226964.5895 | -24826327.875 | -69659561.3811 | -5659232.4826 | 53180278.1181 | 0 | -22138515.7457 | 376473755.3865 | -4822699.13 | -91582536.8788 | -295156968.2215 | -15088448.8439 | 32121172.5976 | 19720535.9818 | -5105791.9919 | -5105791.8932 | -2039171.2226 | 12400636.7145 | -12400636.6158 | 2326985578.8588 | 0 | 0 | 2359106751.4564 | 71937013.4368 | 2903397.2486 | 56183812.3418 | 59087209.5904 | 59087210.1941 | -12849803.2427
Low_battery_cost | 2027 | 590670305.5776 | -6463286.1554 | 51173744.7653 | -448499958.8631 | 186880805.3245 | 10943672.0031 | 887857.9884 | 188202952.7683 | 0 | 200034482.7598 | 579726633.5746 | -7351144.1438 | -137029208.003 | -448499958.8631 | -13153677.4353 | -8 | -3788533.6609 | 17472530.9918 | 246.3267 | 187.8969 | 487.4019 | 328.3149 | 343.5374 | 328.3149 | 163.7587 | 155.0971 | 93.8426 | 89.5787 | 43433260.2501 | 4858009.4051 | 404817.8984 | 9085618.3102 | 29084814.6365 | 8 | 3654776354.2731 | 86416434.01 | 210.7474 | 182.9963 | 366.272 | 326.0706 | 359.6752 | 326.0706 | 158.0886 | 134.2783 | 109.2845 | 89.5787 | 43187942.6616 | 4894147.9172 | 386372.735 | 8994471.0568 | 28912950.9527 | 0 | 52.5 | 0 | 199.5 | 147 | 291785102 | 0 | 550106345.85 | 258321243.85 | 3532753128.3081 | 68943903.1602 | 204353336.3163 | 303464262.0501 | 194027943.7918 | -17472530.8498 | -122023225.9651 | -139495756.8149 | -50584619.657 | -160020936.9778 | 64857579.3595 | 64857579.5015 | 143443324.1348 | 143443325.0723 | 370593857.1037 | -4055145.6934 | 32107040.5536 | -281394422.737 | 117251329.2269 | 128213811.3298 | 6866195.2026 | 557053.0859 | 118080860.8899 | 0 | 125504109.1785 | 363727661.901 | -4612198.7793 | -85973820.3363 | -281394422.737 | -8252779.9515 | -76558881.5615 | -87521363.5753 | 40692447.6654 | 40692447.7545 | -2376972.8881 | 10962482.1029 | -10962482.0138 | 2293051899.1585 | 183069582.768 | 0 | 2216493017.597 | 200150824.7666 | 120154726.4755 | -20375069.2198 | 99779657.2558 | 99779657.9486 | -100371166.818
Low_battery_cost | 2028 | 863567495.388 | 13820808.7275 | 144941957.233 | -451501964.2652 | 570828297.0833 | 264310369.5522 | 21445311.3847 | 271497453.8034 | 0 | 557253134.7402 | 599257125.8359 | -7624502.6572 | -126555496.5704 | -451501964.2652 | 13575162.3431 | -19 | -8394132.1449 | 16311114.301 | 273.8791 | 213.1626 | 558.7555 | 393.9318 | 410.1987 | 393.9318 | 174.212 | 164.1775 | 93.9149 | 89.5787 | 43606684.375 | 4876915.2726 | 406806.7218 | 9122159.7326 | 29200802.648 | 19 | 4075435881.1362 | 83933682.88 | 216.5697 | 187.9605 | 382.3617 | 339.9443 | 375.1116 | 339.9443 | 158.2399 | 134.2783 | 109.3854 | 89.5787 | 43387166.6201 | 4914625.5397 | 387648.0777 | 9038697.6 | 29046195.4027 | 0 | 0 | 0 | 199.5 | 147 | 0 | 0 | 550106345.85 | 258321243.85 | 3919724108.261 | 67622568.7469 | 587139411.3843 | 890603673.4344 | 764856240.875 | -16311114.1331 | -155711772.8752 | -172022887.0083 | -206296392.5322 | -332043823.9861 | 415116524.2081 | 415116524.376 | 558559848.3428 | 558559849.4483 | 511144273.6746 | 8180515.4505 | 85790921.7872 | -267243318.9294 | 337872391.983 | 347526915.4763 | 156444901.633 | 12693446.8585 | 160698925.7585 | 0 | 329837274.25 | 354699372.0417 | -4512931.408 | -74908003.9713 | -267243318.9294 | 8035117.733 | -92165559.1184 | -101820082.5122 | 245706832.8647 | 245706832.9641 | -4968473.9193 | 9654523.4932 | -9654523.3938 | 2412244236.2596 | 0 | 0 | 2320078677.1413 | 547677740.2429 | 458027118.4586 | -112540628.3381 | 345486490.1204 | 345486490.9127 | -202191249.3302
Low_battery_cost | 2029 | 1662073709.8066 | 76139352.8378 | 494211268.4543 | -242344298.5657 | 1990080032.533 | 1027053891.4094 | 83501434.6643 | 619935122.2736 | 221402988.7734 | 1951893437.1206 | 635019818.3973 | -7362081.8265 | -125723853.8193 | -463747287.3391 | 38186595.4124 | -34 | -14111068.5959 | 14636460.5071 | 362.7243 | 299.3522 | 774.4885 | 602.3656 | 620.3223 | 602.3656 | 216.6228 | 206.0617 | 101.5211 | 97.1356 | 43900076.0578 | 4913377.0432 | 412096.8055 | 9181003.1206 | 29393599.0886 | 34 | 5461719287.5563 | 81715220.8768 | 237.1871 | 208.0506 | 437.1795 | 393.9318 | 429.8987 | 393.9318 | 162.5167 | 138.2039 | 109.7483 | 89.5787 | 43624186.5966 | 4941585.8136 | 389130.4173 | 9090588.081 | 29202882.2848 | 0 | 0 | 0 | 199.5 | 147 | 0 | 0 | 550106345.85 | 258321243.85 | 3946220213.2204 | 67078760.5309 | 2004716493.0401 | 2895320166.4745 | 2754936273.4081 | -14636460.3459 | -1515499074.3359 | -1530135534.6818 | -1721795466.8681 | -1862179358.6679 | 474580958.1971 | 474580958.3583 | 1033140806.5399 | 1033140807.8066 | 928093278.404 | 42515816.9423 | 275964990.9975 | -135323790.5342 | 1111250295.8095 | 1119423218.9092 | 573501528.5733 | 46626764.9815 | 346168534.3038 | 123630272.5244 | 1089927100.383 | 354591749.8306 | -4110948.0392 | -70203543.3063 | -258954063.0587 | 21323195.4265 | -846246767.5289 | -854419690.5385 | 265003528.2806 | 265003528.3707 | -7879547.0006 | 8172923.0997 | -8172923.0097 | 3049795523.148 | 0 | 0 | 2203548755.6191 | 1667100959.1521 | 1569277414.2681 | -958787395.867 | 610490018.4011 | 610490019.2833 | -1056610939.8688
Low_battery_cost | 2030 | 227626822.0649 | -42836437.7841 | -251508095.8722 | -472752395.8326 | -539470107.4239 | -431786820.3947 | -35470803.5883 | -130792866.0566 | 0 | -598050490.0396 | 659413642.4596 | -7365634.1958 | -120715229.8155 | -472752395.8326 | 58580382.6157 | -66 | -25913422.966 | 13490264.6447 | 244.7257 | 176.0614 | 492.4564 | 306.6893 | 332.3221 | 306.6893 | 146.4453 | 134.2783 | 94.3707 | 89.5787 | 44388734.5278 | 4965638.5374 | 423885.1811 | 9274858.2151 | 29724352.5942 | 66 | 3545654100.3701 | 80589445.7267 | 242.9788 | 210.0789 | 446.4917 | 393.9318 | 437.0306 | 393.9318 | 173.8095 | 148.5094 | 110.3519 | 89.5787 | 43668043.8365 | 4932906.4157 | 389269.198 | 9106423.5512 | 29239444.6716 | 0 | 0 | 247 | 199.5 | 394 | 0 | 1059312049 | 550106345.85 | 1317633292.85 | 3997246645.9458 | 67099181.184 | -525979842.7793 | 2369340323.6953 | 2215466165.9841 | -13490264.5427 | 451592545.5756 | 438102281.0329 | -1270202921.2925 | -1424077077.635 | -87877561.8483 | -87877561.7464 | 945263244.6916 | 945263246.0602 | 119910970.3083 | -22565701.0569 | -132491327.4405 | -249040064.7236 | -284186122.9126 | -277079619.7836 | -227459910.6124 | -18685576.8459 | -68900050.2489 | 0 | -315045537.7072 | 347370880.9208 | -3880124.211 | -63591277.1916 | -249040064.7236 | 30859414.7946 | 237893319.5691 | 230786816.4937 | -46292803.3435 | -46292803.2898 | -13650867.9587 | 7106503.129 | -7106503.0754 | 1867806349.4286 | 0 | 558032372.9102 | 2105699668.9977 | 1390021339.3685 | 1285091291.3555 | -720894076.2979 | 564197215.0575 | 564197215.9935 | -825824123.375
Low_battery_cost | 2031 | -1118162778.6166 | -152567204.0094 | -605799196.5149 | -500220955.3953 | -2376750134.5363 | -1767448148.6246 | -144663836.8602 | -462012817.2529 | -12777963.6804 | -2386902766.4181 | 649285370.0079 | -7903367.1492 | -143786379.262 | -487442991.7149 | 10152631.8819 | -33 | -12341374.4774 | 18802979.1467 | 219.7373 | 153.946 | 424.1029 | 245.4208 | 265.8706 | 245.4208 | 144.739 | 134.2783 | 93.8712 | 89.1459 | 44177193.779 | 4931027.454 | 419184.1604 | 9233655.3519 | 29593326.8127 | 33 | 3217233987.9587 | 85572009.206 | 323.1864 | 291.7378 | 649.9024 | 602.3656 | 641.9404 | 602.3656 | 210.5252 | 184.4743 | 110.7478 | 89.5787 | 43984424.9465 | 4972174.9689 | 391382.9054 | 9174694.6916 | 29446172.3806 | 0 | 0 | 52.5 | 199.5 | 446.5 | 0 | 291785102 | 550106345.85 | 1609418394.85 | 5242676647.4775 | 66769030.152 | -2357947155.3896 | 11393168.3057 | -161283968.5521 | -18802979.054 | 2025442659.5188 | 2006639680.4648 | 755239738.2263 | 582562602.8298 | -351307475.0174 | -351307474.9247 | 593955769.6742 | 593955771.1355 | -555692644.4646 | -75821226.2793 | -301063641.1475 | -248594489.8507 | -1181172001.742 | -1171827497.1621 | -878367581.5773 | -71893494.937 | -229606215.7546 | -6350256.4781 | -1186217548.747 | 322674937.1127 | -3927731.3423 | -71457425.3929 | -242244233.3726 | 5045547.005 | 1006582949.4628 | 997238444.929 | -174589052.2793 | -174589052.2332 | -6133285.0197 | 9344504.5799 | -9344504.5338 | 1598866727.4741 | 0 | 145008256.4422 | 2605449676.9369 | 218193842.2064 | 103919289.6134 | 285688873.1648 | 389608162.7783 | 389608163.7603 | 171414321.5539
Low_battery_cost | 2032 | 83096916.5747 | -51206062.4547 | -30342231.1136 | -514569471.6488 | -513020848.6424 | -442176322.0291 | -36187512.3104 | 154954616.8403 | 0 | -323409217.4991 | 525273238.6037 | -15018550.1444 | -185296847.9539 | -514569471.6488 | -189611631.1433 | -18 | -6453506.6757 | 38326440.931 | 204.1838 | 143.3955 | 383.9626 | 218.1719 | 230.6451 | 218.1719 | 139.7092 | 131.1555 | 93.2594 | 88.7285 | 44503347.3296 | 4968309.2102 | 422328.5016 | 9303393.5085 | 29809316.1093 | 18 | 3082722020.3098 | 104311732.36 | 208.4399 | 171.7803 | 366.9168 | 306.6893 | 355.7954 | 306.6893 | 142.8644 | 114.4504 | 110.4614 | 88.7285 | 44357293.8612 | 5022416.2707 | 395308.0007 | 9248398.3353 | 29691171.2544 | 0 | 317 | 70 | 516.5 | 516.5 | 1351331886.6 | 292019837.6 | 1901438232.45 | 1901438232.45 | 3427032963.9021 | 65985291.6128 | -474694407.7114 | -463301239.4058 | -674304817.1945 | -38326440.7472 | 344310943.5923 | 305984502.8451 | 1099550681.8186 | 888547105.6749 | -168709905.0501 | -168709904.8663 | 425245864.6241 | 425245866.2691 | 38959077.1182 | -24007400.2542 | -14225621.9679 | -241250247.9636 | -240524193.0675 | -222555261.9754 | -207309514.4789 | -16966117.889 | 72648771.0514 | 0 | -151626861.3165 | 246268591.5971 | -7041282.3652 | -86874393.0193 | -241250247.9636 | -88897331.751 | 161426406.1412 | 143457475.1352 | -79097786.9263 | -79097786.8402 | -3025655.7599 | 17968931.0921 | -17968931.006 | 1445300377.8473 | 633557120.4386 | 136910295.1358 | 1606726783.9885 | -4361419.769 | -136604903.4541 | 447115279.306 | 310510375.852 | 310510376.9202 | 314871796.6892
Low_battery_cost | 2033 | 540165230.2953 | -15206513.1233 | 12066877.8465 | -522188615.278 | 14836979.7405 | -39031592.3196 | -3181810.4215 | 184001478.6423 | 0 | 141788075.9012 | 579196822.6149 | -12024702.7019 | -171934600.7958 | -522188615.278 | -126951096.1607 | -7 | -2420217.5026 | 59339014.9531 | 222.4037 | 161.3246 | 433.0738 | 266.5618 | 278.5126 | 266.5618 | 142.9062 | 134.2783 | 93.3405 | 88.7285 | 44709737.0409 | 4988966.2488 | 424180.5172 | 9347810.3751 | 29948779.8998 | 7 | 3322686146.4223 | 126499234.54 | 193.1891 | 160.2198 | 324.5596 | 274.3805 | 315.6831 | 274.3805 | 141.5084 | 114.4504 | 110.7743 | 88.7285 | 44193003.1593 | 4995127.9754 | 389711.3372 | 9212106.5435 | 29596057.3032 | 0 | 0 | 0 | 516.5 | 516.5 | 0 | 0 | 1901438232.45 | 1901438232.45 | 3223268419.1543 | 67160219.6794 | 74175994.6936 | -389125244.7122 | -659467837.4541 | -59339014.8606 | -99417727.268 | -158756742.1285 | 1000132954.5507 | 729790363.5464 | -84580747.5275 | -84580747.435 | 340665117.0966 | 340665118.8342 | 238915602.284 | -6725855.4193 | 5337191.7086 | -230964528.1255 | 6562410.4477 | 32808113.9868 | -17263710.9243 | -1407317.8179 | 81384031.4508 | 0 | 62713002.7086 | 256179313.2082 | -5318537.6014 | -76046839.7422 | -230964528.1255 | -56150592.2609 | -43972556.6471 | -70218260.1452 | -37410146.1994 | -37410146.1584 | -1070464.5354 | 26245703.5391 | -26245703.4982 | 1469627286.8936 | 0 | 0 | 1425654730.2465 | 28446694.2178 | -130042493.0064 | 403142722.659 | 273100229.6526 | 273100230.7617 | 244653536.5439
Low_battery_cost | 2034 | 657552524.4181 | -8514858.0997 | -127303351.5988 | -524836536.4574 | -3102221.7378 | 0 | 0 | 29207894.3327 | 12518135.0311 | 41726029.3638 | 657552524.4181 | -8514858.0997 | -156511245.9315 | -537354671.4885 | -44828251.1017 | -11 | -3686644.8555 | 65437875.7101 | 238.443 | 175.8686 | 477.3864 | 306.6893 | 319.9606 | 306.6893 | 142.9953 | 134.2783 | 93.8073 | 89.1459 | 45020484.7268 | 5024370.767 | 428058.7479 | 9414821.603 | 30153233.6089 | 11 | 3549473870.2912 | 133013269.09 | 204.2648 | 175.0682 | 346.6232 | 306.6893 | 340.5543 | 306.6893 | 156.5445 | 131.1555 | 111.1801 | 88.7285 | 44557521.4661 | 5041622.9768 | 392072.9865 | 9291695.2718 | 29832130.2311 | 0 | 0 | 0 | 516.5 | 516.5 | 0 | 0 | 1901438232.45 | 1901438232.45 | 3501969804.8666 | 67575393.4669 | 62335653.9722 | -326789590.74 | -662570059.1919 | -65437875.6231 | -47504065.4245 | -112941941.0477 | 952628889.1261 | 616848422.4987 | -50606287.1624 | -50606287.0754 | 290058829.9342 | 290058831.7588 | 274373694.0381 | -3552952.7821 | -53119240.7367 | -218995949.2611 | -1294448.7419 | 26010490.4407 | 0 | 0 | 12187433.8027 | 5223380.3741 | 17410814.1768 | 274373694.0381 | -3552952.7821 | -65306674.5394 | -224219329.6352 | -18705262.9186 | -19821786.7446 | -47126725.8908 | -21116235.4864 | -21116235.4501 | -1538308.0895 | 27304939.1826 | -27304939.1463 | 1481071430.0663 | 0 | 0 | 1461249643.3217 | 54457184.6585 | -131336941.7482 | 383320935.9144 | 251983994.1662 | 251983995.3116 | 197526810.6531
Low_battery_cost | 2035 | 523702601.9847 | -20518681.4946 | 52565173.3366 | -330731581.5736 | 225017512.2531 | -144109779.3642 | -11740674.0245 | 220413068.1978 | 215349612.1274 | 279912226.9365 | 667812381.3488 | -8778007.4701 | -167847894.8612 | -546081193.7009 | -54894714.6834 | -9 | -2936678.4325 | 62343799.48 | 228.4111 | 164.3529 | 452.9843 | 278.2774 | 293.3302 | 278.2774 | 140.0712 | 131.1555 | 92.2525 | 87.4955 | 45352107.398 | 5064685.2685 | 431751.9859 | 9485633.3057 | 30370036.838 | 9 | 3382519893.2203 | 129419261.22 | 197.3423 | 166.7402 | 349.599 | 306.6893 | 342.7858 | 306.6893 | 134.3937 | 107.7657 | 103.0593 | 80.3658 | 44875104.9419 | 5079668.4416 | 394712.0517 | 9361296.8603 | 30039427.5884 | 0 | 73.214 | 73.214 | 589.714 | 589.714 | 593115946.1 | 593115946.1 | 2494554178.55 | 2494554178.55 | 3250781311.8328 | 67075461.8081 | 287361311.7331 | -39428279.0069 | -437552546.9388 | -62343799.4119 | -131738581.3875 | -194082380.7994 | 820890307.7387 | 422766041.6994 | 93278930.8657 | 93278930.9337 | 383337760.7999 | 383337762.6925 | 206153583.042 | -8077102.717 | 20692085.1367 | -130191257.9929 | 88577307.4687 | 113118712.4466 | -56728279.0934 | -4621672.698 | 86764785.1778 | 84771574.5129 | 110186407.8993 | 262881862.1353 | -3455430.019 | -66072700.0411 | -214962832.5058 | -21609100.4306 | -51858402.9848 | -76399807.9358 | 36718904.484 | 36718904.5108 | -1156012.5514 | 24541404.9778 | -24541404.951 | 1331516385.5507 | 233477887.9931 | 233477887.9931 | 1279657982.5659 | 167575897.105 | -42759634.2795 | 331462532.9297 | 288702898.6502 | 288702899.8224 | 121127002.7173
Low_battery_cost | 2036 | 673342948.5105 | -8842754.5247 | 79399860.9443 | -311476968.0959 | 432423086.8342 | 0 | 0 | 243726527.4071 | 234314907.6227 | 478041435.0298 | 673342948.5105 | -8842754.5247 | -164326666.4628 | -545791875.7185 | -45618348.1956 | -6 | -1912720.7108 | 60132379.1783 | 240.1934 | 175.6828 | 482.6007 | 306.6893 | 322.0933 | 306.6893 | 143.26 | 134.2783 | 93.5323 | 88.7285 | 45564066.7516 | 5086792.0892 | 433556.16 | 9531791.1637 | 30511927.3387 | 6 | 3580117635.0515 | 126829656.5 | 197.9232 | 167.1715 | 350.2829 | 306.6893 | 343.2307 | 306.6893 | 134.7755 | 108.5206 | 103.6532 | 81.0008 | 45021713.1107 | 5102620.6487 | 395032.3351 | 9392814.2753 | 30131245.8515 | 0 | 0 | 0 | 589.714 | 589.714 | 0 | 0 | 2494554178.55 | 2494554178.55 | 3268704090.5721 | 66697277.3909 | 492555466.0125 | 453127187.0057 | -5129460.1046 | -60132379.1091 | -311413544.4794 | -371545923.5885 | 509476763.2592 | 51220118.1108 | 121009542.3548 | 121009542.424 | 504347303.1546 | 504347305.1165 | 250055612.59 | -3283884.3929 | 29486283.1963 | -115671463.1633 | 160586548.2301 | 182917574.2625 | 0 | 0 | 90511360.1472 | 87016219.4379 | 177527579.5851 | 250055612.59 | -3283884.3929 | -61025076.9509 | -202687682.6012 | -16941031.355 | -115647909.8888 | -137978935.8955 | 44938638.3413 | 44938638.367 | -710316.4147 | 22331026.0324 | -22331026.0067 | 1329528304.0496 | 0 | 0 | 1213880394.1608 | 350493471.3675 | 117826913.9506 | 215814623.0408 | 333641536.9914 | 333641538.1893 | -16851933.1782
Low_battery_cost | 2037 | 677418540.4412 | -8854302.1534 | 28097292.4847 | -512232362.2989 | 184429168.4736 | 0 | 0 | 188937889.0784 | 34933672.9923 | 223871562.0707 | 677418540.4412 | -8854302.1534 | -160840596.5937 | -547166035.2912 | -39442393.5971 | -5 | -1561272.7165 | 59569025.1549 | 240.2624 | 175.6828 | 482.6817 | 306.6893 | 322.2376 | 306.6893 | 143.3499 | 134.2783 | 93.5804 | 88.7285 | 45918196.1774 | 5129746.8918 | 436830.7207 | 9607637.2053 | 30743981.3597 | 5 | 3608107880.7931 | 125465844.28 | 202.0172 | 171.2706 | 350.5372 | 306.6893 | 343.2736 | 306.6893 | 140.3169 | 114.4504 | 110.1992 | 87.584 | 45287258.2125 | 5136344.1849 | 396821.9836 | 9450207.0575 | 30303884.9866 | 0 | 0 | 0 | 589.714 | 589.714 | 0 | 0 | 2494554178.55 | 2494554178.55 | 3444980983.1985 | 65896819.2893 | 243998193.6286 | 697125380.6342 | 179299708.369 | -59569024.9907 | -163126897.5945 | -222695922.5853 | 346349865.6647 | -171475804.4744 | 21302270.8791 | 21302271.0433 | 525649574.0337 | 525649576.1598 | 237329379.6394 | -3102049.7842 | 9843711.9696 | -179457427.7469 | 64613614.0779 | 85483252.1845 | 0 | 0 | 66193216.3477 | 12238795.4342 | 78432011.7819 | 237329379.6394 | -3102049.7842 | -56349504.3781 | -191696223.1811 | -13818397.704 | -57150495.7384 | -78020133.7875 | 7463118.3394 | 7463118.397 | -546982.2025 | 20869638.1067 | -20869638.0491 | 1264078193.7602 | 0 | 0 | 1206927698.0218 | 435976723.552 | 182440528.0285 | 158664127.3024 | 341104655.3309 | 341104656.5863 | -94872066.9657
Low_battery_cost | 2038 | 497263453.4564 | -24130741.1367 | -326023522.684 | -752494453.4418 | -605385263.8061 | -191583783.671 | -15526757.2214 | -160131872.0358 | -198256440.727 | -565498853.6552 | 688847237.1274 | -8603983.9153 | -165891650.6482 | -554238012.7148 | -39886410.1509 | -4 | -1225514.2059 | 59206432.5825 | 234.5236 | 168.9042 | 485.3695 | 306.6893 | 323.733 | 306.6893 | 123.7367 | 114.4504 | 87.2418 | 82.2708 | 46173593.3256 | 5156409.8044 | 439020.2812 | 9663552.8367 | 30914610.4033 | 4 | 3405447422.6932 | 124160493.37 | 219.7531 | 188.3476 | 388.8868 | 343.802 | 381.2085 | 343.802 | 157.6375 | 131.1555 | 111.5711 | 88.7285 | 45561074.0168 | 5168013.5781 | 397714.5 | 9508080.8852 | 30487265.0535 | 0 | 0 | 81.3488 | 589.714 | 671.0628 | 0 | 684493937.7 | 2494554178.55 | 3179048116.25 | 3765673989.552 | 64954060.95 | -546178831.2236 | 150946549.4107 | -426085555.437 | -59206432.42 | 360226566.8588 | 301020134.4388 | 706576432.5235 | 129544329.9644 | -245158696.9473 | -245158696.7848 | 280490877.0865 | 280490879.375 | 164352041.0131 | -7975523.8987 | -107755015.9759 | -248709207.1911 | -200087706.0524 | -180519209.7787 | -63320933.1039 | -5131795.2725 | -52925667.1034 | -65526333.0755 | -186904728.5555 | 227672974.1171 | -2843728.6261 | -54829348.8724 | -183182874.1155 | -13182977.497 | 119059567.0743 | 99491070.8543 | -81028138.9781 | -81028138.9244 | -405048.3896 | 19568496.2738 | -19568496.2201 | 1125544679.7713 | 0 | 226234152.0177 | 1244604246.8456 | 255457513.7734 | -17647178.024 | 277723694.3767 | 260076516.3528 | 260076517.6619 | 4619003.8885
Low_battery_cost | 2039 | 501278751.6417 | -23730324.6321 | -17040245.4113 | -570263558.5368 | -109755376.9384 | -172772631.8846 | -13956558.0074 | 161090387.3877 | 0 | -25638802.5044 | 674051383.5264 | -9773766.6246 | -178130632.7989 | -570263558.5368 | -84116574.434 | -4 | -1203506.5155 | 58924212.8653 | 237.6412 | 172.4749 | 484.5645 | 306.6893 | 323.1023 | 306.6893 | 140.0129 | 131.1555 | 87.6903 | 82.9058 | 46363480.4848 | 5186419.2848 | 439057.5231 | 9708400.403 | 31029603.2739 | 4 | 3523577781.3843 | 122910277.79 | 213.6893 | 181.0861 | 387.7791 | 339.9443 | 379.3832 | 339.9443 | 141.608 | 114.4504 | 105.9531 | 82.9058 | 45879507.5358 | 5204359.9832 | 400308.7122 | 9577990.6436 | 30696848.1968 | 0 | 53.3648 | 0 | 643.0788 | 671.0628 | 433373307.4 | 0 | 2927927485.95 | 3179048116.25 | 3577678914.3598 | 63986064.9806 | -50831164.0731 | 100115385.3375 | -535840932.3755 | -58924212.8094 | 54101132.9755 | -4823079.8339 | 760677565.499 | 124721250.1305 | -55654243.9629 | -55654243.907 | 224836633.1235 | 224836635.468 | 156301084.2494 | -7399227.3908 | -5313229.0665 | -177810873.1227 | -34222245.3306 | -15849397.2311 | -53871323.2982 | -4351720.7578 | 50228744.2434 | 0 | -7994299.8126 | 210172407.5476 | -3047506.633 | -55541973.3099 | -177810873.1227 | -26227945.518 | 16868988.9917 | -1503859.0904 | -17353256.3389 | -17353256.3215 | -375259.0204 | 18372848.0994 | -18372848.082 | 1098668207.7864 | 135127845.7536 | 0 | 1115537196.7781 | 239608116.5423 | -51869423.3545 | 294592683.3684 | 242723260.0138 | 242723261.3404 | 3115144.7982
Low_battery_cost | 2040 | 460900015.4658 | -27286774.4732 | -61155836.0831 | -572123282.1719 | -199665877.2624 | -214277631.1204 | -17293253.4691 | 117396963.9836 | 1161458.3486 | -113012462.2573 | 675177646.5861 | -9993521.0041 | -178552800.0667 | -573284740.5204 | -86653415.0051 | -5 | -1477534.3895 | 58457875.6076 | 253.0436 | 187.5818 | 518.686 | 339.9443 | 356.8266 | 339.9443 | 143.217 | 134.2783 | 93.4573 | 88.7285 | 46697864.301 | 5221632.3297 | 442552.7027 | 9781054.038 | 31252625.2306 | 5 | 3833679961.867 | 121712085.37 | 232.8846 | 199.868 | 430.06 | 380.9906 | 421.3064 | 380.9906 | 149.3442 | 122.1652 | 111.6769 | 88.691 | 45991275.1436 | 5219127.0016 | 400067.6706 | 9602509.4199 | 30769571.0515 | 0 | 0 | 0 | 643.0788 | 671.0628 | 0 | 0 | 2927927485.95 | 3179048116.25 | 3933042640.4977 | 63254209.916 | -141208001.6548 | -41092616.3173 | -735506809.6379 | -58457875.454 | 99362678.6306 | 40904803.1766 | 860040244.1296 | 165626053.3071 | -100303198.6318 | -100303198.4782 | 124533434.4918 | 124533436.9898 | 135576229.6642 | -8026552.1342 | -17989319.5919 | -168293154.4743 | -58732796.5361 | -41537096.5944 | -63030922.8767 | -5086903.9386 | 34532951.219 | 341649.2483 | -33243226.348 | 198607152.5409 | -2939648.1956 | -52522270.8109 | -168634803.7226 | -25489570.1881 | 29228068.7482 | 12032368.8517 | -29504727.7879 | -29504727.7427 | -434624.7234 | 17195699.9417 | -17195699.8965 | 1127697673.093 | 0 | 0 | 1156925741.8412 | 198071019.9478 | -110602219.8906 | 323820752.1166 | 213218532.2259 | 213218533.5977 | 15147513.6499
Low_battery_cost | 2041 | 690223383.0841 | -9548583.0738 | -172846783.7006 | -571123396.6837 | -63295380.374 | 0 | 0 | 0 | 0 | 0 | 690223383.0841 | -9548583.0738 | -172846783.7006 | -571123396.6837 | -63295380.374 | -3 | -870202.9152 | 58191086.2423 | 273.6977 | 206.8993 | 575.7281 | 393.9318 | 412.8272 | 393.9318 | 143.8176 | 134.2783 | 93.7731 | 88.7285 | 47026611.0556 | 5257191.9519 | 444945.8724 | 9853514.7955 | 31470958.4359 | 3 | 4140811729.4308 | 120563003.47 | 240.3839 | 206.8993 | 444.2547 | 393.9318 | 435.1018 | 393.9318 | 161.3521 | 134.2783 | 111.8177 | 88.7285 | 46368388.7747 | 5266140.4526 | 402114.9545 | 9683144.3141 | 31016989.0535 | 0 | 0 | 0 | 643.0788 | 671.0628 | 0 | 0 | 2927927485.95 | 3179048116.25 | 4106315179.0607 | 62371917.2781 | -5104294.1317 | -46196910.449 | -798802190.0119 | -58191086.1919 | -34496550.37 | -92687636.5619 | 825543693.7596 | 72938416.7452 | -97791930.7441 | -97791930.6937 | 26741503.7477 | 26741506.2962 | 191540506.8111 | -2649780.4712 | -47965863.4611 | -158489653.5433 | -17564790.6645 | -1416467.6377 | 0 | 0 | 0 | 0 | 0 | 191540506.8111 | -2649780.4712 | -47965863.4611 | -158489653.5433 | -17564790.6645 | -9572968.5534 | -25721291.5663 | -27137759.218 | -27137759.204 | -241485.7443 | 16148323.0269 | -16148323.0129 | 1149096360.2544 | 0 | 0 | 1139523391.701 | 196654552.3101 | -128167010.5552 | 314247783.5631 | 186080773.008 | 186080774.3937 | -10573777.9164
Low_battery_cost | 2042 | 779350402.9382 | -1952611.9865 | 56108842.9738 | 111375448.934 | 944882082.8594 | 116160245.0097 | 9360560.6429 | 233309062.1204 | 684273514.5677 | 1043103382.3407 | 663190157.9284 | -11313172.6294 | -177200219.1466 | -572898065.6337 | -98221299.4813 | -3 | -853192.3714 | 58007559.1969 | 275.6793 | 207.8578 | 578.196 | 393.9318 | 414.6681 | 393.9318 | 148.0452 | 138.2039 | 94.392 | 89.1459 | 47377920.6435 | 5302779.5152 | 448034.9559 | 9928567.2659 | 31698538.9065 | 3 | 4207192556.2989 | 119460305.63 | 222.0805 | 185.6115 | 430.17 | 371.9475 | 418.8406 | 371.9475 | 142.1411 | 114.4504 | 90.5973 | 67.355 | 46489118.1948 | 5264827.8027 | 403536.3295 | 9715631.1896 | 31105122.873 | 0 | 65.0791 | 0 | 708.1579 | 671.0628 | 547595150.1 | 0 | 3475522636.05 | 3179048116.25 | 3468505940.456 | 61452746.4825 | 1002889642.0563 | 956692731.6073 | 146079892.8475 | -58007559.1475 | -738686615.8429 | -796694174.9904 | 86857077.9167 | -723755758.2452 | 206195467.0166 | 206195467.066 | 232936970.7642 | 232936973.3621 | 204031801.031 | -511188.4703 | 14689141.4216 | 29157787.4996 | 247367541.4818 | 262553761.6105 | 30410434.0078 | 2450569.1399 | 61079673.4842 | 179140932.0489 | 273081608.6809 | 173621367.0231 | -2961757.6102 | -46390532.0627 | -149983144.5493 | -25714067.1991 | -193386132.938 | -208572353.0537 | 53981408.5438 | 53981408.5568 | -223363.4261 | 15186220.1286 | -15186220.1157 | 1101431488.7239 | 143358910.5613 | 0 | 908045355.7859 | 459208313.9206 | 119200530.9267 | 120861650.6251 | 240062181.5518 | 240062182.9505 | -219146130.9701
Low_battery_cost | 2043 | 698295452.0158 | -11222371.4867 | 35754668.9828 | -240930242.3825 | 481897507.1294 | -53638823.2843 | -4310519.8522 | 195004367.0604 | 309030409.3402 | 446085433.2641 | 751934275.3001 | -6911851.6345 | -159249698.0776 | -549960651.7227 | 35812073.8653 | -5 | -1391875.2861 | 57356715.8091 | 269.4878 | 198.1313 | 577.2558 | 383.7909 | 409.6126 | 383.7909 | 145.4305 | 134.2783 | 82.5354 | 77.1888 | 47382533.9639 | 5294928.7238 | 445621.6694 | 9939773.9499 | 31702209.6208 | 5 | 3887495121.1306 | 118401439.15 | 227.1761 | 193.4777 | 445.3364 | 393.9318 | 435.9701 | 393.9318 | 141.6979 | 114.4504 | 89.9854 | 67.355 | 46566830.8282 | 5283804.8503 | 404505.8742 | 9729985.6527 | 31148534.451 | 0 | 0 | 65.0791 | 708.1579 | 736.1419 | 0 | 547595150.1 | 3475522636.05 | 3726643266.35 | 3590128910.3829 | 61044723.4809 | 539254222.9385 | 1495946954.5458 | 627977399.977 | -57356715.6691 | -297366210.7477 | -354722926.4169 | -210509132.831 | -1078478684.662 | 184531296.3817 | 184531296.5216 | 417468267.146 | 417468269.8838 | 172463997.0472 | -2771685.0187 | 8830636.2416 | -59504601.5134 | 119018346.7567 | 133184225.1644 | -13247638.7091 | -1064605.9357 | 48161895.4954 | 76323881.8899 | 110173532.7406 | 185711635.7563 | -1707079.083 | -39331259.2539 | -135828483.4034 | 8844814.0161 | -73443075.0541 | -87608953.4273 | 45575271.7026 | 45575271.7371 | -343763.3376 | 14165878.4077 | -14165878.3732 | 960127901.6728 | 0 | 135244255.2465 | 886684826.6187 | 592392539.085 | 238218877.6833 | 47418575.571 | 285637453.2544 | 285637454.6876 | -306755084.3974
Low_battery_cost | 2044 | 705155852.3172 | -9760056.0197 | -91841711.4715 | -190811801.7812 | 412742283.0448 | -7700872.2892 | -618451.7511 | 76472238.7267 | 363497890.6667 | 431650805.3531 | 712856724.6064 | -9141604.2685 | -168313950.1983 | -554309692.4479 | -18908522.3083 | -5 | -1359597.3015 | 57083879.9788 | 275.3622 | 206.8826 | 580.3407 | 393.9318 | 415.3151 | 393.9318 | 144.2798 | 134.2783 | 93.6699 | 88.691 | 47628557.8141 | 5328918.3431 | 448769.7703 | 9985069.7598 | 31865799.9409 | 5 | 4172005638.5778 | 117384013.49 | 234.5408 | 200.7551 | 447.6746 | 395.3776 | 437.8942 | 395.3776 | 153.4162 | 126.5447 | 99.4779 | 77.1888 | 46860254.1481 | 5323198.5658 | 406694.4042 | 9791594.8798 | 31338766.2983 | 0 | 0 | 0 | 708.1579 | 736.1419 | 0 | 0 | 3475522636.05 | 3726643266.35 | 3862496758.9002 | 60300133.6416 | 469826163.0236 | 1965773117.5694 | 1040719683.0218 | -57083879.8484 | -309508879.6776 | -366592759.526 | -520018012.5086 | -1445071444.188 | 103233403.3672 | 103233403.4976 | 520701670.5132 | 520701673.3814 | 164300347.8817 | -2274079.6862 | -21398992.996 | -44458888.499 | 96168386.7005 | 109468852.5594 | -1794292.6971 | -144098.411 | 17817926.8949 | 84694510.7164 | 100574046.5032 | 166094640.5788 | -2129981.2752 | -39216919.8909 | -129153399.2154 | -4405659.8027 | -72115145.0937 | -85415610.9222 | 24053241.6068 | 24053241.6372 | -316784.3093 | 13300465.8589 | -13300465.8285 | 972071600.2432 | 0 | 0 | 899956455.1495 | 701861391.6444 | 334387264.3838 | -24696569.5226 | 309690694.8612 | 309690696.3248 | -392170695.3196
Low_battery_cost | 2045 | 716088248.017 | -9424654.1088 | 53666228.7856 | 146485962.8995 | 906815785.5934 | 0 | 0 | 230448421.7243 | 713498616.7934 | 943947038.5177 | 716088248.017 | -9424654.1088 | -176782192.9387 | -567012653.8939 | -37131252.9243 | -2 | -529979.6677 | 57063177.7536 | 278.1798 | 206.8993 | 588.0953 | 393.9318 | 419.7494 | 393.9318 | 144.2687 | 134.2783 | 93.8797 | 88.7285 | 47827139.3525 | 5335028.8658 | 448847.049 | 10036739.4339 | 32006524.0038 | 4 | 4185597878.6633 | 116405789.44 | 228.9647 | 192.3063 | 453.3403 | 393.9318 | 441.5223 | 393.9318 | 138.6523 | 111.0633 | 88.9971 | 66.2216 | 46935618.2812 | 5315339.4771 | 407530.029 | 9816652.5123 | 31396096.2628 | 2 | 65.0791 | 0 | 773.2369 | 736.1419 | 547697507.4 | 0 | 4023220143.45 | 3726643266.35 | 3561375206.371 | 59342611.7248 | 963878963.347 | 2929652080.9164 | 1947535468.6152 | -57063177.7152 | -624222672.2923 | -681285850.0075 | -1144240684.8009 | -2126357294.1955 | 282593113.3011 | 282593113.3395 | 803294783.8142 | 803294786.7209 | 157403378.4037 | -2071633.4909 | 11796375.2937 | 32199083.7204 | 199327203.927 | 211870262.6711 | 0 | 0 | 50654874.2109 | 156834151.4899 | 207489025.7008 | 157403378.4037 | -2071633.4909 | -38858498.9172 | -124635067.7695 | -8161821.7738 | -137210403.56 | -149753462.2957 | 62116800.367 | 62116800.3754 | -116494.846 | 12543058.7441 | -12543058.7357 | 920036390.159 | 120389404.8628 | 0 | 782825986.599 | 913731654.3155 | 533714468.3108 | -161906973.0826 | 371807495.2282 | 371807496.7002 | -541924157.6153
Low_battery_cost | 2046 | 1850753621.3298 | 81184738.4542 | 36835496.085 | 134003253.6156 | 2102777109.4847 | 1119497867.0122 | 89765809.9291 | 208156614.7558 | 682133333.6221 | 2099553625.3193 | 731255754.3176 | -8581071.4749 | -171321118.6708 | -548130080.0065 | 3223484.1654 | -5 | -1287927.8374 | 56654787.7483 | 351.5466 | 282.2523 | 790.4687 | 602.3656 | 624.6855 | 602.3656 | 148.2871 | 138.2039 | 94.1642 | 88.7285 | 48175754.9669 | 5377691.103 | 451747.7 | 10111110.114 | 32235206.0499 | 6 | 5325500714.6334 | 115464669.11 | 227.7232 | 194.054 | 445.6871 | 393.9318 | 436.0264 | 393.9318 | 144.4246 | 117.3783 | 89.7368 | 67.355 | 47247801.898 | 5364305.9721 | 409588.5259 | 9879312.6272 | 31594594.7727 | 1 | 0 | 0 | 773.2369 | 736.1419 | 0 | 0 | 4023220143.45 | 3726643266.35 | 3645173841.0601 | 58809881.3891 | 2159431897.2331 | 5089083978.1495 | 4050312578.0999 | -56654787.7209 | -1680326873.5732 | -1736981661.2941 | -2824567558.3742 | -3863338955.4896 | 422450235.9115 | 422450235.939 | 1225745019.7257 | 1225745022.6598 | 383786987.5133 | 16835112.9207 | 7638501.3721 | 27787980.2203 | 436048582.0264 | 447796969.3145 | 232147979.5887 | 18614552.1356 | 43165010.8299 | 141452592.1636 | 435380134.7178 | 151639007.9246 | -1779439.2149 | -35526509.4577 | -113664611.9433 | 668447.3087 | -348445941.9201 | -360194329.2025 | 87602640.1063 | 87602640.112 | -267074.9575 | 11748387.2881 | -11748387.2824 | 1104338174.8461 | 0 | 0 | 755892232.926 | 1361528623.63 | 969763050.3372 | -510352915.0027 | 459410135.3344 | 459410136.8122 | -902118486.8178
Low_battery_cost | 2047 | 1888099924.542 | 82883764.5618 | 10369755.6512 | -497093338.3983 | 1484260106.3567 | 1123857990.8244 | 89961251.4801 | 167271929.4122 | 45502058.419 | 1426593230.1356 | 764241933.7177 | -7077486.9183 | -156902173.761 | -542595396.8172 | 57666876.2211 | -2 | -499492.8207 | 56568055.3061 | 346.9903 | 272.5934 | 803.8555 | 602.3656 | 633.7724 | 602.3656 | 146.0605 | 134.2783 | 74.3034 | 68.7759 | 48476850.5221 | 5429550.0645 | 453642.3219 | 10193389.7596 | 32400268.3761 | 3 | 4953994612.0597 | 114558686.44 | 230.6374 | 194.104 | 453.8035 | 393.9318 | 441.8102 | 393.9318 | 144.9486 | 117.6325 | 89.604 | 67.355 | 47313638.6534 | 5354284.0151 | 409569.2381 | 9904483.2916 | 31645302.1085 | 1 | 0 | 81.3488 | 773.2369 | 817.4907 | 0 | 684621884.2 | 4023220143.45 | 4411265150.55 | 3642208203.8745 | 57990631.259 | 1540828161.6628 | 6629912139.8123 | 5534572684.4566 | -56568055.181 | -1311786408.1852 | -1368354463.3662 | -4136353966.5594 | -5231693418.8558 | 172473698.1715 | 172473698.2966 | 1398218717.8972 | 1398218720.9564 | 369369258.4086 | 16214562.7212 | 2028636.7819 | -97246440.9205 | 290366016.9911 | 301432433.745 | 219860499.5591 | 17599132.4997 | 32723431.4861 | 8901574.1994 | 279084637.7444 | 149508758.8495 | -1384569.7786 | -30694794.7042 | -106148015.12 | 11281379.2468 | -256624962.7384 | -267691379.4678 | 33741054.2528 | 33741054.2772 | -97715.852 | 11066416.7539 | -11066416.7294 | 969150674.8302 | 0 | 133932677.1694 | 712525712.0919 | 1662961057.375 | 1260129067.3283 | -766977877.7411 | 493151189.5872 | 493151191.0894 | -1169809866.2856
Low_battery_cost | 2048 | -284359365.9859 | -93545576.0949 | -246375393.1814 | -784944579.5807 | -1409224914.843 | -1130154884.2656 | -90469257.6068 | -72706165.2161 | -212999545.5777 | -1506329852.6661 | 845795518.2796 | -3076318.4881 | -173669227.9653 | -571945034.003 | 97104937.8231 | -2 | -483104.2709 | 56379642.6809 | 271.2577 | 194.8421 | 602.731 | 393.9318 | 429.6335 | 393.9318 | 134.4072 | 123.9476 | 71.0926 | 66.2216 | 48632929.4673 | 5446755.1209 | 456539.7465 | 10200207.2808 | 32529427.3191 | 5 | 3726311641.0936 | 113685998.53 | 308.2085 | 273.7878 | 656.0611 | 602.3656 | 645.8102 | 602.3656 | 158.6256 | 131.1555 | 95.1801 | 72.8376 | 47642163.9505 | 5397499.9858 | 411546.3207 | 9973668.7983 | 31859448.8457 | 3 | 0 | 65.0791 | 773.2369 | 882.5698 | 0 | 547697507.4 | 4023220143.45 | 4958962657.95 | 4933017818.0733 | 57306355.9735 | -1352845272.1621 | 5277066867.6502 | 4125347769.6136 | -56379642.5565 | 1206706176.9797 | 1150326534.4231 | -2929647789.5798 | -4081366884.4327 | -202518737.8633 | -202518737.739 | 1195699980.0339 | 1195699983.2175 | -52480437.2237 | -17264466.45 | -45470239.0776 | -144866811.7189 | -260081954.4702 | -249676711.4843 | -208577699.7397 | -16696711.1424 | -13418412.7404 | -39310501.4903 | -278003325.1128 | 156097262.516 | -567755.3076 | -32051826.3372 | -105556310.2286 | 17921370.6426 | 222705756.6713 | 212300513.7083 | -37376197.7989 | -37376197.776 | -89160.1487 | 10405242.9859 | -10405242.963 | 687715924.1033 | 0 | 101081265.7956 | 910421680.7746 | 1413284345.8907 | 1000047112.8581 | -544272121.0698 | 455774991.7883 | 455774993.3135 | -957509352.5773
Low_battery_cost | 2049 | -432432255.0268 | -102297212.2641 | -183930108.1953 | -607829274.3554 | -1326488849.8415 | -1136424952.0291 | -90782630.8008 | 4819456.0777 | 0 | -1222388126.7523 | 703992697.0023 | -11514581.4632 | -188749564.2729 | -607829274.3554 | -104100723.0893 | -12 | -2797474.3195 | 56677548.7811 | 267.0308 | 194.9856 | 591.4958 | 393.9318 | 421.6193 | 393.9318 | 134.52 | 124.6767 | 70.4728 | 66.2216 | 48722216.598 | 5445097.8435 | 455563.4576 | 10232267.7814 | 32589287.5155 | 13 | 3729455861.9997 | 112844877.41 | 309.1212 | 269.4726 | 670.1041 | 602.3656 | 656.0101 | 602.3656 | 152.3178 | 124.2018 | 88.8605 | 66.2216 | 48105486.2248 | 5459320.8879 | 415529.5415 | 10067213.1657 | 32163422.6297 | 1 | 65.0791 | 0 | 838.316 | 882.5698 | 547799864.6 | 0 | 4571020008.05 | 4958962657.95 | 4832911034.3381 | 56167328.6525 | -1269811301.0604 | 4007255566.5898 | 2798858919.7721 | -56677548.7575 | 1103455172.3383 | 1046777623.5808 | -1826192617.2414 | -3034589260.8518 | -223033677.5032 | -223033677.4796 | 972666302.5307 | 972666305.7379 | -75290836.5327 | -17810981.0191 | -32024095.2163 | -105829234.5293 | -230955147.2974 | -221087011.8594 | -197863097.1679 | -15806175.7331 | 839116.1286 | 0 | -212830156.7724 | 122572260.6352 | -2004805.2859 | -32863211.3449 | -105829234.5293 | -18124990.525 | 192122724.5098 | 182254589.076 | -38832422.7876 | -38832422.7834 | -487068.62 | 9868135.438 | -9868135.4339 | 649336048.3582 | 95377506.1383 | 0 | 841458772.868 | 1192197334.0313 | 769091965.5607 | -352149396.56 | 416942569.0007 | 416942570.53 | -775254763.5013
Low_generation_cost | 2008 | 0 | 0 | 0 | 0 | 0 | 0 | 0 | 0 | 0 | 0 | 0 | 0 | 0 | 0 | 0 | 0 | 0 | 0 | 222.835 | 177.0197 | 355.9702 | 236.8084 | 247.7358 | 236.6214 | 177.2594 | 170.1169 | 139.5568 | 132.0416 | 41261560.177 | 4827744.252 | 282869.1125 | 8626822.428 | 27524124.3845 | 0 |  | 100822072.5524 | 222.835 | 177.0197 | 355.9702 | 236.8084 | 247.7358 | 236.6214 | 177.2594 | 170.1169 | 139.5568 | 132.0416 | 41261560.177 | 4827744.252 | 282869.1125 | 8626822.428 | 27524124.3845 | 0 | [9 empty] | 100822072.5524 | 0 | 0 | 0 | 0 | [8 empty] | 0 | 0 | 0 | 0 | 0 | 0 | 0 | 0 | 0 | 0 | 0 | 0 | 0 | 0 | 0 | 0 |  |  |  |  | 0 | 0 | 0 |  |  |  |  | 0 | 0
Low_generation_cost | 2009 | 0 | 0 | 0 | 0 | 0 | 0 | 0 | 0 | 0 | 0 | 0 | 0 | 0 | 0 | 0 | 0 | 0 | 0 | 98.4761 | 62.53 | 195.022 | 95.401 | 109.1309 | 95.1257 | 63.4507 | 59.672 | 39.2003 | 37.3931 | 39602848.455 | 4781931.383 | 228048.021 | 8373054.736 | 26219814.315 | -269.825 |  | 110628296.0159 | 98.4761 | 62.53 | 195.022 | 95.401 | 109.1309 | 95.1257 | 63.4507 | 59.672 | 39.2003 | 37.3931 | 39602848.455 | 4781931.383 | 228048.021 | 8373054.736 | 26219814.315 | -269.825 | [9 empty] | 110628296.0159 | 0 | 0 | 0 | 0 | [8 empty] | 0 | 0 | 0 | 0 | 0 | 0 | 0 | 0 | 0 | 0 | 0 | 0 | 0 | 0 | 0 | 0 |  |  |  |  | 0 | 0 | 0 |  |  |  |  | 0 | 0
Low_generation_cost | 2010 | 0 | 0 | 0 | 0 | 0 | 0 | 0 | 0 | 0 | 0 | 0 | 0 | 0 | 0 | 0 | 0 | 0 | 0 | 115.9474 | 75.0646 | 201.1316 | 87.9426 | 97.9933 | 87.7062 | 84.4326 | 79.755 | 64.8128 | 62.6532 | 40939219.298 | 4741764.959 | 250531.468 | 8609720.309 | 27337202.562 | -102.054 |  | 115634004.5155 | 115.9474 | 75.0646 | 201.1316 | 87.9426 | 97.9933 | 87.7062 | 84.4326 | 79.755 | 64.8128 | 62.6532 | 40939219.298 | 4741764.959 | 250531.468 | 8609720.309 | 27337202.562 | -102.054 | [9 empty] | 115634004.5155 | 0 | 0 | 0 | 0 | [8 empty] | 0 | 0 | 0 | 0 | 0 | 0 | 0 | 0 | 0 | 0 | 0 | 0 | 0 | 0 | 0 | 0 |  |  |  |  | 0 | 0 | 0 |  |  |  |  | 0 | 0
Low_generation_cost | 2011 | 0 | 0 | 0 | 0 | 0 | 0 | 0 | 0 | 0 | 0 | 0 | 0 | 0 | 0 | 0 | 0 | 0 | 0 | 101.3344 | 67.4736 | 181.5052 | 90.6321 | 95.3539 | 89.6583 | 72.3432 | 65.7461 | 52.5564 | 49.6632 | 41114178.262 | 4752964.725 | 275946.602 | 8622751.24 | 27462515.695 | 66.336 |  | 108065577.627 | 101.3344 | 67.4736 | 181.5052 | 90.6321 | 95.3539 | 89.6583 | 72.3432 | 65.7461 | 52.5564 | 49.6632 | 41114178.262 | 4752964.725 | 275946.602 | 8622751.24 | 27462515.695 | 66.336 | [9 empty] | 108065577.627 | 0 | 0 | 0 | 0 | [8 empty] | 0 | 0 | 0 | 0 | 0 | 0 | 0 | 0 | 0 | 0 | 0 | 0 | 0 | 0 | 0 | 0 |  |  |  |  | 0 | 0 | 0 |  |  |  |  | 0 | 0
Low_generation_cost | 2012 | 0 | 0 | 0 | 0 | 0 | 0 | 0 | 0 | 0 | 0 | 0 | 0 | 0 | 0 | 0 | 0 | 0 | 0 | 153.4623 | 110.6784 | 242.8116 | 128.5609 | 135.7194 | 128.2835 | 120.4356 | 114.6827 | 99.7791 | 94.5508 | 40660356.413 | 4636441.846 | 296628.236 | 8528166.74 | 27199119.591 | 59.13 |  | 101290563.8065 | 153.4623 | 110.6784 | 242.8116 | 128.5609 | 135.7194 | 128.2835 | 120.4356 | 114.6827 | 99.7791 | 94.5508 | 40660356.413 | 4636441.846 | 296628.236 | 8528166.74 | 27199119.591 | 59.13 | [9 empty] | 101290563.8065 | 0 | 0 | 0 | 0 | [8 empty] | 0 | 0 | 0 | 0 | 0 | 0 | 0 | 0 | 0 | 0 | 0 | 0 | 0 | 0 | 0 | 0 |  |  |  |  | 0 | 0 | 0 |  |  |  |  | 0 | 0
Low_generation_cost | 2013 | 0 | 0 | 0 | 0 | 0 | 0 | 0 | 0 | 0 | 0 | 0 | 0 | 0 | 0 | 0 | 0 | 0 | 0 | 128.9149 | 79.1418 | 224.721 | 86.4201 | 90.5413 | 85.5662 | 91.7316 | 86.131 | 72.7679 | 70.2336 | 40064639.297 | 4495056.824 | 315107.072 | 8408150.725 | 26846324.676 | 44.402 |  | 141601259.1533 | 128.9149 | 79.1418 | 224.721 | 86.4201 | 90.5413 | 85.5662 | 91.7316 | 86.131 | 72.7679 | 70.2336 | 40064639.297 | 4495056.824 | 315107.072 | 8408150.725 | 26846324.676 | 44.402 | [9 empty] | 141601259.1533 | 0 | 0 | 0 | 0 | [8 empty] | 0 | 0 | 0 | 0 | 0 | 0 | 0 | 0 | 0 | 0 | 0 | 0 | 0 | 0 | 0 | 0 |  |  |  |  | 0 | 0 | 0 |  |  |  |  | 0 | 0
Low_generation_cost | 2014 | 0 | 0 | 0 | 0 | 0 | 0 | 0 | 0 | 0 | 0 | 0 | 0 | 0 | 0 | 0 | 0 | 0 | 0 | 124.2496 | 77.7268 | 221.5562 | 92.3317 | 97.0214 | 91.9174 | 84.5437 | 79.9298 | 67.6962 | 65.033 | 40093316.445 | 4491379.478 | 338160.091 | 8413164.722 | 26850612.154 | -9.904 |  | 175441488.8446 | 124.2496 | 77.7268 | 221.5562 | 92.3317 | 97.0214 | 91.9174 | 84.5437 | 79.9298 | 67.6962 | 65.033 | 40093316.445 | 4491379.478 | 338160.091 | 8413164.722 | 26850612.154 | -9.904 | [9 empty] | 175441488.8446 | 0 | 0 | 0 | 0 | [8 empty] | 0 | 0 | 0 | 0 | 0 | 0 | 0 | 0 | 0 | 0 | 0 | 0 | 0 | 0 | 0 | 0 |  |  |  |  | 0 | 0 | 0 |  |  |  |  | 0 | 0
Low_generation_cost | 2015 | 0 | 0 | 0 | 0 | 0 | 0 | 0 | 0 | 0 | 0 | 0 | 0 | 0 | 0 | 0 | 0 | 0 | 0 | 126.5799 | 74.1005 | 223.882 | 75.9142 | 79.3821 | 75.4536 | 79.8433 | 76.4746 | 73.7905 | 71.6092 | 41050345.9 | 4591697.434 | 371084.042 | 8612380.534 | 27475183.89 | 111.76 |  | 183604863.8889 | 126.5799 | 74.1005 | 223.882 | 75.9142 | 79.3821 | 75.4536 | 79.8433 | 76.4746 | 73.7905 | 71.6092 | 41050345.9 | 4591697.434 | 371084.042 | 8612380.534 | 27475183.89 | 111.76 | [9 empty] | 183604863.8889 | 0 | 0 | 0 | 0 | [8 empty] | 0 | 0 | 0 | 0 | 0 | 0 | 0 | 0 | 0 | 0 | 0 | 0 | 0 | 0 | 0 | 0 |  |  |  |  | 0 | 0 | 0 |  |  |  |  | 0 | 0
Low_generation_cost | 2016 | 0 | 0 | 0 | 0 | 0 | 0 | 0 | 0 | 0 | 0 | 0 | 0 | 0 | 0 | 0 | 0 | 0 | 0 | 118.9116 | 66.8003 | 221.8348 | 76.7035 | 83.2582 | 76.3436 | 68.0214 | 63.9106 | 63.2479 | 60.1327 | 41030948.485 | 4544238.781 | 372593.37 | 8584774.075 | 27529342.259 | -65.832 |  | 176394458.0176 | 118.9116 | 66.8003 | 221.8348 | 76.7035 | 83.2582 | 76.3436 | 68.0214 | 63.9106 | 63.2479 | 60.1327 | 41030948.485 | 4544238.781 | 372593.37 | 8584774.075 | 27529342.259 | -65.832 | [9 empty] | 176394458.0176 | 0 | 0 | 0 | 0 | [8 empty] | 0 | 0 | 0 | 0 | 0 | 0 | 0 | 0 | 0 | 0 | 0 | 0 | 0 | 0 | 0 | 0 |  |  |  |  | 0 | 0 | 0 |  |  |  |  | 0 | 0
Low_generation_cost | 2017 | 0 | 0 | 0 | 0 | 0 | 0 | 0 | 0 | 0 | 0 | 0 | 0 | 0 | 0 | 0 | 0 | 0 | 0 | 135.3876 | 84.6124 | 268.1301 | 126.9731 | 132.8069 | 126.7204 | 81.1155 | 76.9617 | 57.1547 | 53.9688 | 40770953.213 | 4513235.66 | 385997.013 | 8518439.129 | 27353281.411 | 40.37 |  | 155621570.0617 | 135.3876 | 84.6124 | 268.1301 | 126.9731 | 132.8069 | 126.7204 | 81.1155 | 76.9617 | 57.1547 | 53.9688 | 40770953.213 | 4513235.66 | 385997.013 | 8518439.129 | 27353281.411 | 40.37 | [9 empty] | 155621570.0617 | 0 | 0 | 0 | 0 | [8 empty] | 0 | 0 | 0 | 0 | 0 | 0 | 0 | 0 | 0 | 0 | 0 | 0 | 0 | 0 | 0 | 0 |  |  |  |  | 0 | 0 | 0 |  |  |  |  | 0 | 0
Low_generation_cost | 2018 | 0 | 0 | 0 | 0 | 0 | 0 | 0 | 0 | 0 | 0 | 0 | 0 | 0 | 0 | 0 | 0 | 0 | 0 | 135.7799 | 81.9117 | 253.6695 | 102.5411 | 107.6094 | 102.5411 | 84.0681 | 79.9122 | 68.7001 | 66.2216 | 41010567.718 | 4564981.652 | 387315.2631 | 8568387.1645 | 27489883.6385 | 0 | 1720764152.9707 | 155584101.2 | 135.7799 | 81.9117 | 253.6695 | 102.5411 | 107.6094 | 102.5411 | 84.0681 | 79.9122 | 68.7001 | 66.2216 | 41010567.718 | 4564981.652 | 387315.2631 | 8568387.1645 | 27489883.6385 | 0 | [8 empty] | 1720764152.9707 | 155584101.2 | 0 | 0 | 0 | 0 | 0 | 0 | 0 | 0 | 0 | 0 | 0 | 0 | 0 | 0 | 0 | 0 | 0 | 0 | 0 | 0 | 0 | 0 | 0 | 0 | 0 | 0 | 0 | 0 | 0 | 0 | 0 | 0 | 0 | 0 | 0 | 1824010002.149 |  |  | 1824010002.149 | 0 | 0 | 0 | 0 | 0 | 0
Low_generation_cost | 2019 | 0 | 0 | 0 | 0 | 0 | 0 | 0 | 0 | 0 | 0 | 0 | 0 | 0 | 0 | 0 | 0 | 0 | 0 | 157.0416 | 104.9575 | 304.4984 | 158.8803 | 164.1415 | 158.8803 | 96.25 | 92.0149 | 70.0331 | 67.355 | 41698415.8096 | 4634500.4494 | 389874.2527 | 8694848.3028 | 27979192.8047 | 0 | 2073074859.492 | 150953074.5 | 157.0416 | 104.9575 | 304.4984 | 158.8803 | 164.1415 | 158.8803 | 96.25 | 92.0149 | 70.0331 | 67.355 | 41698415.8096 | 4634500.4494 | 389874.2527 | 8694848.3028 | 27979192.8047 | 0 | 0 | 0 | 0 | 0 | 0 | 0 | 0 | 0 | 2073074859.492 | 150953074.5 | 0 | 0 | 0 | 0 | 0 | 0 | 0 | 0 | 0 | 0 | 0 | 0 | 0 | 0 | 0 | 0 | 0 | 0 | 0 | 0 | 0 | 0 | 0 | 0 | 0 | 0 | 0 | 0 | 0 | 0 | 0 | 0 | 0 | 0 | 0 | 2073074859.492 | 0 | 0 | 2073074859.492 | 0 | 0 | 0 | 0 | 0 | 0
Low_generation_cost | 2020 | 0 | 0 | 0 | 0 | 0 | 0 | 0 | 0 | 0 | 0 | 0 | 0 | 0 | 0 | 0 | 0 | 0 | 0 | 162.8557 | 111.4299 | 307.422 | 164.5027 | 171.3156 | 164.5027 | 103.8745 | 98.9569 | 77.2302 | 74.3029 | 41987638.9158 | 4675757.6789 | 392571.5741 | 8756705.6459 | 28162604.0169 | 0 | 2246517578.3911 | 126307495.7 | 162.8557 | 111.4299 | 307.422 | 164.5027 | 171.3156 | 164.5027 | 103.8745 | 98.9569 | 77.2302 | 74.3029 | 41987638.9158 | 4675757.6789 | 392571.5741 | 8756705.6459 | 28162604.0169 | 0 | 95 | 95 | 95 | 95 | 103810702.3 | 103810702.3 | 103810702.3 | 103810702.3 | 2246517578.3911 | 126307495.7 | 0 | 0 | 0 | 0 | 0 | 0 | 0 | 0 | 0 | 0 | 0 | 0 | 0 | 0 | 0 | 0 | 0 | 0 | 0 | 0 | 0 | 0 | 0 | 0 | 0 | 0 | 0 | 0 | 0 | 0 | 0 | 0 | 0 | 0 | 0 | 2119356206.0293 | 97934624.8113 | 97934624.8113 | 2119356206.0293 | 0 | 0 | 0 | 0 | 0 | 0
Low_generation_cost | 2021 | 0 | 0 | 0 | 0 | 0 | 0 | 0 | 0 | 0 | 0 | 0 | 0 | 0 | 0 | 0 | 0 | 0 | 0 | 163.4658 | 111.8438 | 307.4666 | 164.5074 | 172.4435 | 164.5074 | 104.3158 | 98.9569 | 78.3338 | 75.2284 | 42323919.2215 | 4714414.8625 | 395005.1211 | 8829053.6382 | 28385445.5997 | 0 | 2278109939.5904 | 99119072.34 | 163.4658 | 111.8438 | 307.4666 | 164.5074 | 172.4435 | 164.5074 | 104.3158 | 98.9569 | 78.3338 | 75.2284 | 42323919.2215 | 4714414.8625 | 395005.1211 | 8829053.6382 | 28385445.5997 | 0 | 17 | 17 | 112 | 112 | 41128931.45 | 41128931.45 | 144939633.75 | 144939633.75 | 2278109939.5904 | 99119072.34 | 0 | 0 | 0 | 0 | 0 | 0 | 0 | 0 | 0 | 0 | 0 | 0 | 0 | 0 | 0 | 0 | 0 | 0 | 0 | 0 | 0 | 0 | 0 | 0 | 0 | 0 | 0 | 0 | 0 | 0 | 0 | 0 | 0 | 0 | 0 | 2027509736.1965 | 36604602.5721 | 36604602.5721 | 2027509736.1965 | 0 | 0 | 0 | 0 | 0 | 0
Low_generation_cost | 2022 | 468094782.2666 | -12994912.9454 | -135292459.1351 | -395718549.1958 | -75911139.0097 | -84203421.4183 | -6847264.09 | 0 | 31781142.0301 | -59269543.4783 | 552298203.6849 | -6147648.8554 | -135292459.1351 | -427499691.2259 | -16641595.5314 | -1 | -732856.8382 | 19236100.5927 | 165.7673 | 113.9081 | 310.7708 | 167.8366 | 176.1301 | 167.8366 | 104.8488 | 98.9569 | 80.5988 | 77.1888 | 42488284.0948 | 4738190.8309 | 395117.7501 | 8864291.1967 | 28490684.3171 | 1 | 2331406475.1265 | 96271373.37 | 141.7951 | 119.7382 | 212.5538 | 185.521 | 209.6511 | 185.521 | 120.223 | 98.9569 | 94.575 | 76.0715 | 42368090.9063 | 4784733.9714 | 379268.6101 | 8805966.0082 | 28398122.3166 | 0 | 0 | 0 | 112 | 112 | 0 | 0 | 144939633.75 | 144939633.75 | 2393699139.6302 | 77035273.0044 | -56675038.417 | -56675038.417 | -75911139.0097 | -19236100.3656 | 62292664.5037 | 43056564.1382 | 62292664.5037 | 43056564.1382 | -13618474.506 | -13618474.2788 | -13618474.506 | -13618474.2788 | 393021405.4778 | -10910779.4903 | -113594157.5387 | -332252924.5584 | -63736456.1095 | -47585455.1215 | -70698816.3201 | -5749094.966 | 0 | 26684059.6852 | -49763851.6009 | 463720221.7979 | -5161684.5243 | -113594157.5387 | -358936984.2436 | -13972604.5086 | 52302122.3088 | 36151121.5115 | -11434333.8007 | -11434333.61 | -615320.7331 | 16151000.988 | -16151000.7973 | 1957493833.1026 | 0 | 0 | 2009795955.4114 | -47585455.1215 | -63736456.1095 | 52302122.3088 | -11434333.8007 | -11434333.61 | 36151121.5115
Low_generation_cost | 2023 | 470342672.9406 | -12799853.8592 | -112120100.6276 | -207666703.4561 | 137756014.9977 | -74629561.7033 | -6102446.6167 | 19845151.9763 | 216438076.1527 | 155551219.8091 | 544972234.6439 | -6697407.2424 | -131965252.604 | -424104779.6088 | -17795204.8114 | -4 | -2659962.8143 | 18470805.6003 | 167.3758 | 115.1432 | 308.4716 | 164.5074 | 172.6446 | 164.5074 | 104.9093 | 98.9569 | 86.0696 | 82.6366 | 42293425.2526 | 4729243.6104 | 395592.2898 | 8839838.269 | 28328751.0834 | 4 | 2388687300.3457 | 93505489.03 | 139.6849 | 116.9113 | 209.5487 | 180.2125 | 205.6391 | 180.2125 | 117.6479 | 96.7045 | 93.4223 | 74.9843 | 42176848.9212 | 4774604.9173 | 381535.7942 | 8781516.9988 | 28239191.2109 | 0 | 35 | 0 | 147 | 112 | 113381610.1 | 0 | 258321243.85 | 144939633.75 | 2316057682.207 | 75034683.5874 | 156226820.598 | 99551782.181 | 61844875.988 | -18470805.4426 | -72629618.1387 | -91100423.5813 | -10336953.635 | -48043859.4432 | 65126396.859 | 65126397.0167 | 51507922.353 | 51507922.7379 | 372555450.7867 | -10138683.1322 | -88809621.2288 | -164491479.8731 | 109115666.5526 | 123746274.6235 | -59113602.9154 | -4833709.2954 | 15719219.1264 | 171439228.604 | 123211135.5197 | 431669053.7021 | -5304973.8369 | -104528840.3552 | -335930708.4771 | -14095468.9671 | -57529460.2911 | -72160068.2371 | 51586206.2615 | 51586206.3864 | -2106939.6897 | 14630608.0709 | -14630607.946 | 1892064074.061 | 89808854.8879 | 0 | 1834534613.7699 | 76160819.502 | 45379210.4431 | -5227337.9823 | 40151872.4608 | 40151872.7765 | -36008946.7256
Low_generation_cost | 2024 | 544152969.4565 | -7463214.931 | 2920643.8596 | -252251266.2429 | 287359132.1422 | -10834945.7587 | -883441.394 | 137585237.2166 | 174850558.6073 | 300717408.6712 | 554987915.2152 | -6579773.5371 | -134664593.357 | -427101824.8501 | -13358276.529 | -3 | -1817861.1031 | 17618723.8978 | 184.1589 | 131.7366 | 339.3344 | 194.7769 | 202.9467 | 194.7769 | 120.1521 | 114.4504 | 92.2401 | 88.7285 | 42664734.1892 | 4770182.6768 | 397545.9444 | 8919641.0067 | 28577364.5613 | 3 | 3434867546.3343 | 90819068.77 | 149.3326 | 126.764 | 225.7546 | 197.0393 | 222.0691 | 197.0393 | 119.8313 | 98.9569 | 101.0924 | 82.5928 | 42449718.9522 | 4808192.7693 | 383439.3549 | 8840646.4232 | 28417440.4048 | 0 | 0 | 0 | 147 | 112 | 0 | 0 | 258321243.85 | 144939633.75 | 3414040723.8458 | 73200344.9793 | 304977856.04 | 404529638.221 | 349204008.1302 | -17618723.7907 | -20826822.4886 | -38445546.2793 | -31163776.1235 | -86489405.7224 | 266532309.6536 | 266532309.7607 | 318040232.0067 | 318040232.4986 | 406622753.7157 | -5576948.3531 | 2182474.9941 | -188496820.3158 | 214731460.041 | 227897195.469 | -8096501.7708 | -660158.8019 | 102811692.9758 | 130658508.9495 | 224713541.3526 | 414719255.4865 | -4916789.5512 | -100629217.9817 | -319155329.2653 | -9982081.3117 | -15563013.3194 | -28728748.6675 | 199168446.7216 | 199168446.8015 | -1358411.5664 | 13165735.4281 | -13165735.3481 | 2566732846.7107 | 0 | 0 | 2551169833.3913 | 304058014.971 | 260110670.4841 | -20790351.3017 | 239320319.1824 | 239320319.578 | -64737695.393
Low_generation_cost | 2025 | 566352209.2245 | -6623727.6324 | -101016549.413 | -429594277.4928 | 29117654.6863 | 0 | 0 | 27375819.8084 | 0 | 27375819.8084 | 566352209.2245 | -6623727.6324 | -128392369.2214 | -429594277.4928 | 1741834.8778 | -5 | -2774503.3073 | 17830289.1093 | 230.6469 | 176.664 | 454.4685 | 306.6893 | 316.1123 | 306.6893 | 144.1599 | 137.3399 | 93.5762 | 89.5787 | 42977927.0791 | 4808273.8581 | 399321.2754 | 8987429.5515 | 28782902.3941 | 5 | 3463764766.1923 | 89600253.61 | 199.4956 | 176.0614 | 337.0938 | 306.6893 | 333.0022 | 306.6893 | 155.4541 | 134.2783 | 108.5448 | 89.5787 | 42709072.7354 | 4839739.5846 | 385554.4547 | 8895959.6804 | 28587819.0156 | 0 | 0 | 35 | 147 | 147 | 0 | 113381610.1 | 258321243.85 | 258321243.85 | 3441249903.5597 | 71769964.6559 | 46947943.7955 | 451477582.0165 | 378321662.8164 | -17830288.9541 | -22514862.6326 | -40345151.5867 | -53678638.7561 | -126834557.3091 | 6602792.0537 | 6602792.2089 | 324643024.0604 | 324643024.7074 | 399255959.4941 | -4669466.6115 | -71212681.2675 | -302847014.0311 | 20526797.584 | 33096447.8306 | 0 | 0 | 19298872.7271 | 0 | 19298872.7271 | 399255959.4941 | -4669466.6115 | -90511553.9946 | -302847014.0311 | 1227924.8568 | -15872089.7294 | -28441739.8667 | 4654707.8546 | 4654707.964 | -1955915.351 | 12569650.2467 | -12569650.1373 | 2441817481.5308 | 0 | 79929561.132 | 2425945391.8014 | 337154462.8017 | 280637468.068 | -36662441.031 | 243975027.037 | 243975027.542 | -93179435.2597
Low_generation_cost | 2026 | 572717589.073 | -6929249.1198 | -101249180.2258 | -431115220.8785 | 33423938.8489 | 0 | 0 | 36956513.1116 | 12479490.8501 | 49436003.9616 | 572717589.073 | -6929249.1198 | -138205693.3374 | -443594711.7285 | -16012065.1127 | -6 | -3066159.5535 | 18576288.8111 | 234.667 | 176.8706 | 464.2456 | 306.6893 | 322.1569 | 306.6893 | 146.6075 | 138.3896 | 93.788 | 89.5787 | 43220354.6958 | 4834985.4819 | 401965.3583 | 9039933.8654 | 28943469.9901 | 6 | 3486942938.5042 | 88972624.71 | 203.2483 | 175.8686 | 346.1247 | 306.6893 | 339.6344 | 306.6893 | 157.8686 | 134.2783 | 108.7269 | 89.1459 | 42902753.2999 | 4860613.1426 | 387156.7158 | 8938022.6773 | 28716960.7642 | 0 | 52.5 | 0 | 199.5 | 147 | 291785102 | 0 | 550106345.85 | 258321243.85 | 3446526498.2107 | 70396336.0474 | 52000227.66 | 503477809.6765 | 411745601.6654 | -18576288.6626 | -40416440.2935 | -58992728.9561 | -94095079.0496 | -185827286.2652 | -6992501.4446 | -6992501.2961 | 317650522.6158 | 317650523.4113 | 380889906.7096 | -4608346.4192 | -67336487.5576 | -286716244.4361 | 22228828.2968 | 34583121.3153 | 0 | 0 | 24578191.9395 | 8299574.1642 | 32877766.1038 | 380889906.7096 | -4608346.4192 | -91914679.4971 | -295015818.6003 | -10648937.807 | -26879241.1245 | -39233534.0443 | -4650412.8277 | -4650412.729 | -2039171.2226 | 12354293.0185 | -12354292.9198 | 2319016206.0474 | 194053757.7341 | 0 | 2292136964.9229 | 371737584.1169 | 302866296.3648 | -63541682.1555 | 239324614.2092 | 239324614.813 | -132412969.304
Low_generation_cost | 2027 | 651774050.0261 | -1716858.6297 | 6147855.1749 | -447486939.3765 | 208718107.1947 | 65333734.6562 | 5296743.6059 | 138637597.3739 | 0 | 209268075.6361 | 586440315.3699 | -7013602.2356 | -132489742.1991 | -447486939.3765 | -549968.4414 | -5 | -2367833.5381 | 17391914.6841 | 245.3353 | 186.8184 | 487.3995 | 328.3149 | 343.4285 | 328.3149 | 158.7066 | 149.6172 | 93.8547 | 89.5787 | 43401781.3479 | 4859864.8783 | 401954.9813 | 9078437.0265 | 29061524.4618 | 5 | 3636563210.5758 | 86416434.01 | 206.2642 | 179.0066 | 353.785 | 314.9203 | 347.4981 | 314.9203 | 158.0174 | 134.2783 | 109.2718 | 89.5787 | 43182379.2065 | 4895347.4387 | 388920.6473 | 8998165.7272 | 28899945.3933 | 0 | 0 | 0 | 199.5 | 147 | 0 | 0 | 550106345.85 | 258321243.85 | 3490465529.296 | 69024519.4679 | 226110021.8788 | 729587831.5553 | 620463708.8601 | -17391914.5421 | -146097681.2798 | -163489595.8219 | -240192760.3294 | -349316882.0871 | 62620425.9149 | 62620426.0569 | 380270948.5307 | 380270949.4682 | 408931102.306 | -1077178.3441 | 3857240.3939 | -280758841.7787 | 130952322.577 | 141864225.0111 | 40991193.3893 | 3323242.4662 | 86982943.7255 | 0 | 131297379.581 | 367939908.9167 | -4400420.8103 | -83125703.3316 | -280758841.7787 | -345057.004 | -91663492.6593 | -102575395.0043 | 39288829.9177 | 39288830.0068 | -1485608.0551 | 10911902.4341 | -10911902.345 | 2281624747.4818 | 0 | 0 | 2189961254.8225 | 513601809.1281 | 433818618.9418 | -155205174.8148 | 278613444.1269 | 278613444.8198 | -234988364.3083
Low_generation_cost | 2028 | 10446939.7115 | -55244026.4054 | -170737888.411 | -463263821.9468 | -678798797.0518 | -592752828.6545 | -47997555.8327 | -41619196.8407 | -12146583.63 | -694516164.9579 | 603199768.3659 | -7246470.5727 | -129118691.5703 | -451117238.3168 | 15717367.9062 | -11 | -4859760.7155 | 16273197.4105 | 204.0183 | 143.3726 | 383.6839 | 218.912 | 235.5517 | 218.912 | 139.4526 | 129.6938 | 93.0553 | 88.7285 | 43569993.0686 | 4879373.3073 | 402918.0658 | 9114690.9612 | 29173010.7342 | 11 | 3049892850.5048 | 83933682.88 | 216.0878 | 187.7677 | 381.552 | 339.9443 | 374.568 | 339.9443 | 158.2486 | 134.2783 | 108.9415 | 89.1459 | 43379594.6479 | 4915579.2851 | 390218.2318 | 9041872.6534 | 29031924.4776 | 0 | 0 | 247 | 199.5 | 394 | 0 | 1059312049 | 550106345.85 | 1317633292.85 | 3918942938.9168 | 67660485.6374 | -662525599.6413 | 67062231.914 | -58335088.1917 | -16273197.2426 | 869050088.412 | 852776891.1694 | 628857328.0826 | 503460009.0823 | 190251291.3602 | 190251291.5281 | 570522239.8909 | 570522240.9963 | 6183527.5638 | -32698854.3486 | -101059493.8169 | -274205144.4193 | -401779965.021 | -392147884.477 | -350849488.5337 | -28409679.5506 | -24634338.6634 | -7189544.1877 | -411083050.9354 | 357033016.0975 | -4289174.798 | -76425155.1535 | -267015600.2316 | 9303085.9144 | 514389412.0617 | 504757331.6171 | 112609447.0407 | 112609447.1401 | -2876484.9006 | 9632080.544 | -9632080.4446 | 1805226892.145 | 0 | 627005174.2019 | 2319616304.2067 | 121453924.6511 | 32038653.9208 | 359184237.2468 | 391222891.1676 | 391222891.9599 | 269768967.3088
Low_generation_cost | 2029 | -180962335.2926 | -72178172.5944 | -180765028.0384 | -488360440.6481 | -922265976.5735 | -776155964.4785 | -62937763.3653 | -35800103.1954 | -24854202.9215 | -899748033.9606 | 595193629.1858 | -9240409.2292 | -144964924.843 | -463506237.7265 | -22517942.6129 | -29 | -12035911.4494 | 14611666.8956 | 210.5202 | 150.406 | 400.176 | 236.047 | 248.6628 | 236.047 | 142.7102 | 134.2783 | 93.0755 | 88.7285 | 43709809.3004 | 4888097.7822 | 405398.0246 | 9143950.943 | 29272362.5505 | 29 | 3153435232.4071 | 81715220.8768 | 237.0858 | 208.0506 | 436.9109 | 393.9318 | 429.7506 | 393.9318 | 162.5054 | 138.2039 | 109.7377 | 89.5787 | 43622807.9657 | 4943830.7103 | 391863.8882 | 9095127.7372 | 29191985.63 | 0 | 0 | 0 | 199.5 | 394 | 0 | 0 | 550106345.85 | 1317633292.85 | 3963369342.781 | 67103554.1425 | -907654309.678 | -840592077.7639 | -980601064.7652 | -14611666.7343 | 809934110.3739 | 795322443.6396 | 1438791438.4565 | 1298782452.7219 | -112331866.1996 | -112331866.0384 | 458190373.6913 | 458190374.958 | -101048422.8458 | -40303914.584 | -100938247.5055 | -272697919.3098 | -514988504.2452 | -506829425.7687 | -433401436.6363 | -35144118.3339 | -19990590.6373 | -13878457.0958 | -502414602.7033 | 332353013.7905 | -5159796.2501 | -80947656.8682 | -258819462.2141 | -12573901.5419 | 452262976.8782 | 444103898.4917 | -62725527.367 | -62725527.277 | -6720790.0888 | 8159078.4765 | -8159078.3865 | 1760861763.1162 | 0 | 0 | 2213124739.9944 | -385375501.1176 | -482949850.3244 | 811447214.125 | 328497363.8007 | 328497364.6829 | 713872865.8005
Low_generation_cost | 2030 | 989971586.6507 | 23441220.419 | 168564549.0705 | -66774818.9205 | 1115202537.2197 | 442738056.9489 | 36071775.7652 | 323685539.8888 | 415831431.5142 | 1218326804.1172 | 547233529.7019 | -12630555.3462 | -155120990.8184 | -482606250.4347 | -103124266.8975 | -31 | -12171456.2416 | 13492304.1981 | 229.1228 | 169.1477 | 451.7178 | 287.906 | 299.4209 | 287.906 | 142.5537 | 134.2783 | 93.5301 | 89.1459 | 44035365.1734 | 4923927.7898 | 410995.8615 | 9212988.393 | 29487453.1292 | 31 | 3442837704.5871 | 80589445.7267 | 156.6355 | 123.7555 | 250.6946 | 198.1017 | 241.2906 | 198.1017 | 124.1162 | 98.9569 | 95.7463 | 74.9843 | 43682731.1755 | 4936132.7404 | 392345.7236 | 9115016.0486 | 29239236.6628 | 0 | 317 | 0 | 516.5 | 394 | 1351331886.6 | 0 | 1901438232.45 | 1317633292.85 | 2542332053.9527 | 67097141.6306 | 1128694841.4177 | 288102763.6538 | 134601472.4544 | -13492304.0961 | -900505650.6344 | -913997954.7305 | 538285787.8221 | 384784497.9914 | 214696886.5853 | 214696886.6872 | 672887260.2766 | 672887261.6452 | 521504682.3398 | 12348542.4967 | 88797701.6736 | -35176141.6176 | 587474784.8924 | 594582362.4327 | 233228885.4168 | 19002161.4918 | 170513504.5631 | 219054810.7874 | 641799362.2592 | 288275796.923 | -6653618.9952 | -81715802.8895 | -254230952.405 | -54324577.3668 | -474375143.2989 | -481482720.7855 | 113099641.5935 | 113099641.6472 | -6411771.3139 | 7107577.5403 | -7107577.4866 | 1813643954.7244 | 711864780.5248 | 0 | 1339268811.4255 | 209206861.3151 | 104524934.568 | 337072070.8262 | 441597005.3942 | 441597006.3302 | 232390145.015
Low_generation_cost | 2031 | 1008550798.7296 | 22937872.0197 | 181943958.8973 | -62153687.3205 | 1151278942.3259 | 369620394.6009 | 30301434.9912 | 324392816.5855 | 416867346.5548 | 1141181992.7324 | 638930404.1287 | -7363562.9715 | -142448857.6883 | -479021033.8753 | 10096949.5936 | -63 | -23560805.8205 | 17659920.3103 | 223.7263 | 162.5981 | 436.3993 | 269.6013 | 283.6403 | 269.6013 | 142.7878 | 134.2783 | 93.6319 | 89.1459 | 44362983.6782 | 4957027.6849 | 419754.1153 | 9279151.025 | 29707050.853 | 63 | 3376287078.055 | 85572009.206 | 149.8187 | 122.5659 | 232.2058 | 194.7769 | 226.8223 | 194.7769 | 122.9469 | 98.9569 | 95.6796 | 74.9843 | 43567675.5316 | 4922654.7562 | 390181.0496 | 9088901.4534 | 29165938.2724 | 0 | 0 | 52.5 | 516.5 | 446.5 | 0 | 291785102 | 1901438232.45 | 1609418394.85 | 2515244155.8585 | 67912088.9884 | 1168938862.6363 | 1457041626.29 | 1285880414.7804 | -17659920.2176 | -861042922.1965 | -878702842.4142 | -322757134.3744 | -493918344.4228 | 290236020.1294 | 290236020.2221 | 963123280.406 | 963123281.8673 | 501218848.5797 | 11399419.6594 | 90420573.4599 | -30888478.4317 | 572150363.2673 | 580926802.6248 | 183690012.2699 | 15058884.863 | 161213291.6075 | 207170299.9134 | 567132488.6537 | 317528836.3098 | -3659465.2036 | -70792718.1476 | -238058778.345 | 5017874.6136 | -427911953.0565 | -436688392.3679 | 144238410.2108 | 144238410.2569 | -11708998.674 | 8776439.3574 | -8776439.3114 | 1677911240.4343 | 0 | 145008256.4422 | 1249999287.3778 | 790133663.9399 | 676675297.8354 | -90839882.2303 | 585835415.605 | 585835416.5871 | -204298247.3528
Low_generation_cost | 2032 | 840622995.238 | 7863144.7542 | 188958016.4905 | -187355537.6877 | 850088618.795 | 165948201.8245 | 13610877.1382 | 326680795.6163 | 295838768.0211 | 802078642.6001 | 674674793.4135 | -5747732.384 | -137722779.1257 | -483194305.7088 | 48009976.195 | -22 | -7887619.2703 | 35915316.4953 | 211.7099 | 150.048 | 403.1756 | 235.0464 | 249.6658 | 235.0464 | 142.9186 | 134.2783 | 93.3101 | 88.7285 | 44599179.6281 | 4978853.5271 | 423614.1878 | 9329706.5707 | 29867005.3424 | 22 | 3216761369.7818 | 104311732.36 | 152.1882 | 126.7108 | 234.2049 | 201.6787 | 230.1823 | 201.6787 | 122.4686 | 98.9569 | 99.5607 | 78.7459 | 43932096.9817 | 4967773.3749 | 392196.5002 | 9167897.8483 | 29404229.2583 | 0 | 0 | 70 | 516.5 | 516.5 | 0 | 292019837.6 | 1901438232.45 | 1901438232.45 | 2634657992.8726 | 68396416.0485 | 886003935.2903 | 2343045561.5803 | 2135969033.5754 | -35915316.3115 | -582103376.9092 | -618018693.2207 | -904860511.2836 | -1111937037.6435 | 267985241.8858 | 267985242.0696 | 1231108522.2918 | 1231108523.9368 | 394116863.1619 | 3686549.0983 | 88590891.6963 | -87839587.1012 | 398554716.8553 | 415393218.7245 | 77802992.6863 | 6381310.3293 | 153160704.8021 | 138700758.7404 | 376045766.5582 | 316313870.4756 | -2694761.231 | -64569813.1058 | -226540345.8416 | 22508950.2971 | -272912778.0741 | -289751279.8572 | 125641938.7812 | 125641938.8673 | -3698023.7065 | 16838501.8692 | -16838501.783 | 1508143255.3958 | 0 | 136910295.1358 | 1235230477.3217 | 1205526882.6644 | 1075230014.6906 | -363752660.3045 | 711477354.3862 | 711477355.4544 | -494049527.21
Low_generation_cost | 2033 | 736950950.1404 | -674435.6424 | 97169963.815 | -255930733.158 | 577515745.155 | 82522460.5322 | 6776451.2277 | 243934967.9186 | 253647912.8594 | 586881792.5379 | 654428489.6082 | -7450886.87 | -146765004.1036 | -509578646.0174 | -9366047.3828 | -15 | -5186180.3627 | 57692910.1753 | 223.7529 | 162.5981 | 436.2094 | 269.6013 | 282.3481 | 269.6013 | 143.0198 | 134.2783 | 93.7777 | 89.1459 | 44863536.8387 | 5007047.3303 | 426822.5786 | 9386644.5398 | 30043022.39 | 15 | 3385495678.9474 | 126499234.54 | 174.8185 | 147.7169 | 288.5604 | 253.0726 | 283.8416 | 253.0726 | 132.5194 | 108.0092 | 102.2847 | 80.6208 | 44020629.0996 | 4978342.8812 | 393142.184 | 9185398.8282 | 29463745.2061 | 0 | 0 | 0 | 516.5 | 516.5 | 0 | 0 | 1901438232.45 | 1901438232.45 | 2950532746.0839 | 68806324.4573 | 635208655.3303 | 2978254216.9107 | 2713484778.7305 | -57692910.0827 | -434962932.8635 | -492655842.9463 | -1339823444.1472 | -1604592880.5898 | 142552812.2915 | 142552812.3841 | 1373661334.5833 | 1373661336.3209 | 325954115.9476 | -298303.535 | 42978368.7041 | -113198410.0902 | 255435771.0265 | 280953400.8349 | 36499763.8764 | 2997230.9131 | 107892671.5563 | 112188716.4706 | 259578382.8164 | 289454352.0712 | -3295534.4481 | -64914302.8522 | -225387126.5608 | -4142611.7898 | -192384524.675 | -217902154.4424 | 63051246.3516 | 63051246.3925 | -2293852.5759 | 25517629.8084 | -25517629.7675 | 1497408003.7017 | 0 | 0 | 1305023479.0267 | 1486480283.4993 | 1330665785.7172 | -556137184.9794 | 774528600.7378 | 774528601.8469 | -711951681.6524
Low_generation_cost | 2034 | 582202455.052 | -14913641.5351 | -152210078.8371 | -824745462.5701 | -409666727.8903 | -91782944.8335 | -7534807.8122 | 0 | -298956070.1392 | -398273822.785 | 673985399.8856 | -7378833.7229 | -152210078.8371 | -525789392.4309 | -11392905.1053 | -10 | -3351495.3232 | 64300690.2939 | 211.6154 | 148.8468 | 426.1097 | 255.0211 | 269.2844 | 255.0211 | 123.3052 | 114.4504 | 83.4484 | 78.7459 | 45153559.7434 | 5039170.459 | 430150.0149 | 9449443.394 | 30234795.8755 | 10 | 3030794577.2445 | 133013269.09 | 187.7985 | 159.8231 | 310.3016 | 273.2718 | 305.2531 | 273.2718 | 139.5326 | 114.4504 | 110.8734 | 88.7285 | 44328581.2611 | 5018843.4869 | 395550.2521 | 9253197.9768 | 29660989.5453 | 0 | 0 | 73.214 | 516.5 | 589.714 | 0 | 593115946.1 | 1901438232.45 | 2494554178.55 | 3254186506.9934 | 68712578.8831 | -345366037.5964 | 2632888179.3143 | 2303818050.8401 | -64300690.2069 | 223391929.7489 | 159091239.5419 | -1116431514.3983 | -1445501641.0479 | -186274798.1414 | -186274798.0545 | 1187386536.4418 | 1187386538.2664 | 242932742.7677 | -6222941.5409 | -63511947.7905 | -344137465.5307 | -170939612.0945 | -144109180.6537 | -38297816.0505 | -3144012.0394 | 0 | -124743922.7639 | -166185750.8538 | 281230558.8181 | -3078929.5015 | -63511947.7905 | -219393542.7668 | -4753861.2407 | 93213647.1345 | 66383215.73 | -77725964.96 | -77725964.9237 | -1398461.8996 | 26830431.4408 | -26830431.4045 | 1264644683.3509 | 0 | 247486561.2726 | 1357858330.4854 | 1342371102.8456 | 1159726173.6227 | -462923537.8449 | 696802635.7778 | 696802636.9232 | -645568465.9225
Low_generation_cost | 2035 | 665618857.908 | -8701780.8699 | -21829133.4369 | -431016945.6464 | 204070997.9548 | -1528891.8486 | -125196.034 | 145384090.0672 | 113047020.5175 | 256777022.702 | 667147749.7566 | -8576584.8359 | -167213223.5041 | -544063966.1638 | -52706024.7473 | -12 | -3915571.2433 | 61225217.9982 | 212.8257 | 149.544 | 429.9543 | 256.9695 | 271.0952 | 256.9695 | 122.8677 | 114.4504 | 83.3372 | 78.7459 | 45189258.7427 | 5049855.5673 | 430962.7948 | 9455545.3951 | 30252894.9855 | 12 | 3039130155.6479 | 129419261.22 | 174.6187 | 144.9276 | 298.0474 | 257.2722 | 291.9564 | 257.2722 | 125.0961 | 98.9569 | 97.5396 | 74.9843 | 44612419.6875 | 5052816.0391 | 396312.4759 | 9311462.458 | 29851828.7144 | 0 | 73.214 | 0 | 589.714 | 589.714 | 593115946.1 | 0 | 2494554178.55 | 2494554178.55 | 2873502175.0011 | 68194043.2899 | 265296215.953 | 2898184395.2672 | 2507889048.7949 | -61225217.9301 | -165627980.6468 | -226853198.577 | -1282059495.0451 | -1672354839.6248 | 38443017.3079 | 38443017.376 | 1225829553.7497 | 1225829555.6424 | 262018389.7846 | -3425423.7011 | -8592957.2541 | -169668218.8709 | 80331789.9584 | 104432869.493 | -601842.5944 | -49282.9535 | 57229906.7659 | 44500539.5115 | 101079320.7295 | 262620232.379 | -3376140.7476 | -65822864.02 | -214168758.3824 | -20747530.771 | -65198839.0605 | -89299918.5682 | 15132950.898 | 15132950.9248 | -1541350.0685 | 24101079.5345 | -24101079.5077 | 1196342291.4902 | 233477887.9931 | 0 | 1131143452.4297 | 1446803972.3386 | 1240057963.5811 | -528122376.9054 | 711935586.6757 | 711935587.8479 | -734868384.4907
Low_generation_cost | 2036 | 906197561.5413 | 10735337.4712 | 164321180.4141 | -173871591.4942 | 907382487.9324 | 240852249.8652 | 19728878.2425 | 332954421.571 | 377785370.6817 | 971320920.3604 | 665345311.6761 | -8993540.7713 | -168633241.1569 | -551656962.1759 | -63938432.428 | -8 | -2550294.281 | 58866380.8306 | 238.4961 | 175.6661 | 479.2295 | 306.6893 | 320.2517 | 306.6893 | 141.9455 | 134.2783 | 92.9605 | 88.691 | 45503049.081 | 5086440.5151 | 434275.2603 | 9522766.2466 | 30459567.059 | 8 | 3605493554.2434 | 126829656.5 | 175.801 | 146.1555 | 300.4621 | 259.223 | 294.2255 | 259.223 | 124.4053 | 98.9569 | 98.5641 | 76.1741 | 44693101.7941 | 5061904.2246 | 397003.9071 | 9330068.8831 | 29904124.7793 | 0 | 0 | 0 | 589.714 | 589.714 | 0 | 0 | 2494554178.55 | 2494554178.55 | 2903456849.0665 | 67963275.7386 | 966248868.763 | 3864433264.0303 | 3415271536.7273 | -58866380.7614 | -702036705.1769 | -760903085.9383 | -1984096200.222 | -2433257925.5632 | 205345782.7555 | 205345782.8247 | 1431175336.5053 | 1431175338.4671 | 336529530.5758 | 3986722.3584 | 61023039.6277 | -64569722.4858 | 336969570.0761 | 358830449.3682 | 89443955.739 | 7326603.3981 | 123647425.186 | 140296044.5376 | 360714028.8607 | 247085574.8368 | -3339881.0397 | -62624385.5584 | -204865767.0234 | -23744458.7846 | -260711452.8517 | -282572332.1181 | 76258117.2243 | 76258117.25 | -947088.5529 | 21860879.2921 | -21860879.2664 | 1338952017.5267 | 0 | 0 | 1078240564.6749 | 1805634421.7067 | 1577027533.6572 | -788833829.7571 | 788193703.9001 | 788193705.098 | -1017440716.6088
Low_generation_cost | 2037 | 691338621.7628 | -7834095.1302 | 73126786.0484 | -189309773.749 | 567321538.932 | 0 | 0 | 231309376.8065 | 351155821.9372 | 582465198.7437 | 691338621.7628 | -7834095.1302 | -158182590.7582 | -540465595.6862 | -15143659.8117 | -5 | -1561272.7165 | 58256415.4716 | 239.8248 | 175.6828 | 481.8673 | 306.6893 | 322.2085 | 306.6893 | 142.9552 | 134.2783 | 93.4008 | 88.7285 | 45951655.8954 | 5137787.2084 | 438690.0678 | 9619527.7833 | 30755650.8358 | 5 | 3641971687.4978 | 125465844.28 | 194.8833 | 165.7548 | 346.7214 | 306.6893 | 340.7557 | 306.6893 | 135.191 | 109.9487 | 99.4698 | 77.1888 | 44997616.4797 | 5099195.8024 | 398553.3475 | 9395145.5491 | 30104721.7806 | 0 | 0 | 0 | 589.714 | 589.714 | 0 | 0 | 2494554178.55 | 2494554178.55 | 3226557261.4065 | 67209428.9727 | 625577954.4036 | 4490011218.4339 | 3982593075.6593 | -58256415.3073 | -415414426.0912 | -473670841.3986 | -2399510626.3132 | -2906928766.9617 | 151907112.8408 | 151907113.005 | 1583082449.3461 | 1583082451.4722 | 242206193.7024 | -2744626.588 | 25619515.4573 | -66323503.833 | 198757578.7387 | 219167352.1926 | 0 | 0 | 81037803.9941 | 123025261.9346 | 204063065.9287 | 242206193.7024 | -2744626.588 | -55418288.5369 | -189348765.7676 | -5305487.19 | -145537864.9266 | -165947638.3229 | 53219713.8121 | 53219713.8697 | -546982.2025 | 20409773.4539 | -20409773.3964 | 1275942168.1832 | 0 | 0 | 1130404303.2566 | 2024801773.8993 | 1775785112.3959 | -934371694.6837 | 841413417.7122 | 841413418.9676 | -1183388354.9317
Low_generation_cost | 2038 | 706941187.2012 | -7525403.6619 | -9521885.0728 | -239616322.2102 | 450277576.2563 | 0 | 0 | 148190739.1876 | 300943180.3396 | 449133919.5272 | 706941187.2012 | -7525403.6619 | -157712624.2603 | -540559502.5498 | 1143656.729 | -4 | -1225514.2059 | 57990029.9732 | 232.747 | 166.6409 | 486.6697 | 306.6893 | 324.9295 | 306.6893 | 123.8479 | 114.4504 | 82.1626 | 77.1888 | 46140672.1764 | 5154102.5776 | 440015.949 | 9662020.5753 | 30884533.0745 | 4 | 3333533819.904 | 124160493.37 | 189.4589 | 159.2118 | 349.3201 | 306.6893 | 342.6593 | 306.6893 | 124.7683 | 98.9569 | 89.8312 | 67.355 | 45333106.3611 | 5143105.5391 | 401288.5475 | 9467285.56 | 30321426.7145 | 0 | 53.3648 | 81.3488 | 643.0788 | 671.0628 | 433373307.4 | 684493937.7 | 2927927485.95 | 3179048116.25 | 3019282045.0746 | 66170463.5593 | 508267606.2295 | 4998278824.6633 | 4432870651.9156 | -57990029.8107 | -314251774.8294 | -372241804.6401 | -2713762401.1427 | -3279170571.6019 | 136025801.4268 | 136025801.5893 | 1719108250.7729 | 1719108253.0615 | 233653260.0278 | -2487243.8195 | -3147106.901 | -79196312.0184 | 148822597.2888 | 167989056.6741 | 0 | 0 | 48978967.337 | 99465636.5233 | 148444603.8603 | 233653260.0278 | -2487243.8195 | -52126074.238 | -178661948.5417 | 377993.4285 | -103864300.1536 | -123030759.4853 | 44958297.1351 | 44958297.1889 | -405048.3896 | 19166459.3854 | -19166459.3317 | 1101776298.4175 | 143235516.4988 | 226234152.0177 | 997911998.2639 | 2192790830.5735 | 1924607709.6847 | -1038235994.8373 | 886371714.8474 | 886371716.1565 | -1306419114.417
Low_generation_cost | 2039 | 475428803.2196 | -26151335.7867 | -230491319.9567 | -817400762.9916 | -598614615.5155 | -215289983.3698 | -17557530.9536 | -64341177.3618 | -268995417.3339 | -566184109.0191 | 690718786.5895 | -8593804.8331 | -166150142.595 | -548405345.6577 | -32430506.4964 | -5 | -1504383.1444 | 57506492.7887 | 208.8598 | 143.8169 | 443.0059 | 265.0752 | 281.9552 | 265.0752 | 107.5041 | 98.9569 | 70.808 | 66.2216 | 46333301.9561 | 5183805.9551 | 441425.8625 | 9702795.5242 | 31005274.6143 | 5 | 2832724682.3487 | 122910277.79 | 194.6391 | 163.9291 | 350.9321 | 306.6893 | 343.7375 | 306.6893 | 131.4024 | 105.6609 | 97.2531 | 74.9843 | 45447784.5469 | 5163176.7593 | 402400.9911 | 9491947.435 | 30390259.3615 | 0 | 0 | 65.0791 | 643.0788 | 736.1419 | 0 | 547595150.1 | 2927927485.95 | 3726643266.35 | 3209808288.6475 | 65403785.0572 | -541108122.7268 | 4457170701.9366 | 3834256036.4001 | -57506492.7328 | 377083606.2988 | 319577113.566 | -2336678794.8439 | -2959593458.0358 | -221531009.2166 | -221531009.1607 | 1497577241.5563 | 1497577243.9007 | 148240948.1417 | -8154110.1127 | -71868283.0687 | -254869421.6611 | -186650866.7008 | -168720070.4227 | -67128434.4659 | -5474521.1438 | -20061883.2348 | -83874042.6354 | -176538881.4799 | 215369382.6076 | -2679588.9689 | -51806399.8339 | -170995379.0257 | -10111985.2209 | 117576450.8752 | 99645654.6145 | -69074415.8256 | -69074415.8082 | -469073.7755 | 17930796.2782 | -17930796.2607 | 883256945.9232 | 0 | 170742756.2211 | 1000833396.7984 | 2024070760.1508 | 1737956842.9839 | -920659543.9621 | 817297299.0218 | 817297300.3483 | -1206773459.8025
Low_generation_cost | 2040 | 396357231.8868 | -32997911.8991 | -328382091.7489 | -957638930.2087 | -922661701.97 | -295579689.6041 | -24053241.3219 | -149522828.217 | -386537247.1442 | -855693006.2872 | 691936921.4909 | -8944670.5773 | -178859263.532 | -571101683.0645 | -66968695.6828 | -4 | -1182027.5116 | 57195454.7445 | 214.7331 | 150.2745 | 460.8488 | 283.1226 | 299.2796 | 283.1226 | 106.2985 | 98.9569 | 70.2098 | 66.2216 | 46443624.0649 | 5195388.4947 | 441907.5756 | 9726457.312 | 31079870.6826 | 4 | 2907930103.6391 | 121712085.37 | 210.0121 | 179.2335 | 384.4187 | 339.9443 | 377.013 | 339.9443 | 140.1398 | 114.4504 | 101.0127 | 78.7459 | 45833644.0499 | 5208385.2317 | 404715.1421 | 9574802.4756 | 30645741.2005 | 0 | 0 | 0 | 643.0788 | 736.1419 | 0 | 0 | 2927927485.95 | 3726643266.35 | 3505134266.5682 | 64516630.7791 | -865466247.2255 | 3591704454.711 | 2911594334.4301 | -57195454.5909 | 597204162.9291 | 540008708.3382 | -1739474631.9148 | -2419584749.6976 | -325457539.0409 | -325457538.8873 | 1172119702.5154 | 1172119705.0134 | 116590621.1677 | -9706514.0637 | -96595366.4453 | -281694665.1785 | -271405924.5198 | -254581572.4956 | -86946362.6321 | -7075390.8878 | -43982947.7504 | -113702019.601 | -251706720.8714 | 203536983.7999 | -2631123.1759 | -52612418.6949 | -167992645.5775 | -19699203.6484 | 175670831.0541 | 158846479.075 | -95735093.4657 | -95735093.4205 | -347699.7787 | 16824352.0243 | -16824351.9791 | 855383350.7255 | 0 | 0 | 1031054181.7796 | 1769489187.6553 | 1466550918.4641 | -744988712.908 | 721562205.5561 | 721562206.9278 | -1047926980.7275
Low_generation_cost | 2041 | 672755959.4372 | -10312187.0378 | -54394987.6389 | -594088330.4791 | 13960454.2814 | 0 | 0 | 136633772.6565 | 0 | 136633772.6565 | 672755959.4372 | -10312187.0378 | -191028760.2954 | -594088330.4791 | -122673318.3751 | -4 | -1160270.5536 | 57096827.5474 | 225.6379 | 161.5019 | 483.796 | 306.6893 | 322.5036 | 306.6893 | 120.3855 | 113.1573 | 70.0245 | 66.2216 | 46739799.7317 | 5231892.7325 | 443732.9058 | 9793049.8432 | 31271124.2502 | 4 | 3130132728.9175 | 120563003.47 | 191.1843 | 158.7325 | 354.8553 | 306.6893 | 346.4582 | 306.6893 | 125.7288 | 99.0863 | 88.8906 | 66.2216 | 46077131.203 | 5237283.7839 | 406163.3892 | 9627603.4422 | 30806080.5876 | 0 | 65.0791 | 0 | 708.1579 | 736.1419 | 547595150.1 | 0 | 3475522636.05 | 3726643266.35 | 3028447533.3431 | 63466175.973 | 71057281.8288 | 3662761736.5398 | 2925554788.7115 | -57096827.497 | -101685195.5745 | -158782023.0714 | -1841159827.4892 | -2578366772.769 | -87724741.2931 | -87724741.2427 | 1084394961.2223 | 1084394963.7708 | 186693207.7192 | -2861684.4633 | -15094886.316 | -164862539.7216 | 3874097.2182 | 19718757.8799 | 0 | 0 | 37916568.322 | 0 | 37916568.322 | 186693207.7192 | -2861684.4633 | -53011454.638 | -164862539.7216 | -34042471.1037 | -28218160.052 | -44062820.6997 | -24344062.8338 | -24344062.8198 | -321980.9924 | 15844660.6617 | -15844660.6477 | 868627786.2739 | 151960445.195 | 0 | 840409626.2218 | 1789207945.5352 | 1470425015.6823 | -773206872.96 | 697218142.7223 | 697218144.108 | -1091989801.4272
Low_generation_cost | 2042 | 691208166.676 | -9436250.0894 | -33359801.6135 | -544884916.3781 | 103527198.5951 | 0 | 0 | 147324233.9216 | 35336199.5067 | 182660433.4283 | 691208166.676 | -9436250.0894 | -180684035.5351 | -580221115.8848 | -79133234.8332 | -3 | -853192.3714 | 56532906.5452 | 234.9702 | 169.9992 | 507.3607 | 328.3149 | 345.4944 | 328.3149 | 122.267 | 114.4504 | 71.2338 | 67.355 | 47081602.5101 | 5269812.8223 | 447297.2566 | 9865037.1015 | 31499455.3297 | 3 | 3295762809.6131 | 119460305.63 | 198.3549 | 166.522 | 375.5792 | 328.3149 | 367.3482 | 328.3149 | 125.4736 | 99.3483 | 88.4485 | 66.2216 | 46152068.4923 | 5246120.628 | 406065.0101 | 9645339.2468 | 30854543.6074 | 0 | 0 | 0 | 708.1579 | 736.1419 | 0 | 0 | 3475522636.05 | 3726643266.35 | 3144792677.4085 | 62927399.1342 | 160060105.1402 | 3822821841.68 | 3029081987.3066 | -56532906.4958 | -150970132.2047 | -207503038.7004 | -1992129959.6939 | -2785869811.4694 | -47442933.6096 | -47442933.5602 | 1036952027.6127 | 1036952030.2106 | 180956404.9785 | -2470384.4297 | -8733504.6977 | -142649378.7956 | 27103137.0554 | 41903297.1586 | 0 | 0 | 38569080.9541 | 9250920.2533 | 47820001.2074 | 180956404.9785 | -2470384.4297 | -47302585.6518 | -151900299.0489 | -20716864.1519 | -39523567.1393 | -54323727.2295 | -12420430.0839 | -12420430.071 | -223363.4261 | 14800160.1031 | -14800160.0902 | 862821677.2342 | 0 | 0 | 823298110.0948 | 1831111242.6938 | 1497528152.7377 | -812730440.0994 | 684797712.6384 | 684797714.037 | -1146313528.6567
Low_generation_cost | 2043 | 514031611.1124 | -24917877.9019 | -124413531.4568 | -328362587.4105 | 36337614.3431 | -205730210.9902 | -16659456.1084 | 42003129.0989 | 238994902.735 | 58608364.7354 | 719761822.1026 | -8258421.7936 | -166416660.5557 | -567357490.1455 | -22270750.3922 | -4 | -1113500.2289 | 56254114.5505 | 250.3466 | 183.661 | 538.0149 | 355.026 | 374.4833 | 355.026 | 126.8203 | 118.04 | 79.1733 | 74.9843 | 47192989.0508 | 5286409.248 | 448099.4847 | 9888246.1253 | 31570234.1929 | 4 | 3616635193.2004 | 118401439.15 | 224.8002 | 193.341 | 440.6418 | 393.9318 | 432.5045 | 393.9318 | 139.3755 | 113.7557 | 89.4084 | 67.355 | 46499123.4463 | 5289405.6529 | 408300.3766 | 9719771.238 | 31081646.1788 | 0 | 0 | 0 | 708.1579 | 736.1419 | 0 | 0 | 3475522636.05 | 3726643266.35 | 3612864165.8983 | 62147324.7394 | 92591728.8937 | 3915413570.5737 | 3065419601.6498 | -56254114.4106 | -3771027.3021 | -60025141.7127 | -1995900986.996 | -2845894953.1821 | 32566587.0411 | 32566587.181 | 1069518614.6538 | 1069518617.3916 | 126954781.1104 | -6154181.3118 | -30727473.3923 | -81098515.1659 | 8974611.2404 | 22868170.7899 | -50810948.8588 | -4114528.2857 | 10373871.8503 | 59026614.1368 | 14475008.8426 | 177765729.9692 | -2039653.0261 | -41101345.2427 | -140125129.3026 | -5500397.6022 | -931362.8488 | -14824922.3637 | 8043248.3916 | 8043248.4262 | -275010.6701 | 13893559.5495 | -13893559.5149 | 893231309.8708 | 0 | 0 | 892299947.022 | 1853979413.4837 | 1506502763.9781 | -813661802.9482 | 692840961.03 | 692840962.4632 | -1161138451.0205
Low_generation_cost | 2044 | 708501116.7344 | -9334931.4673 | 171509585.6296 | -179709672.0156 | 690966098.8812 | 0 | 0 | 349016404.0866 | 395226620.1658 | 744243024.2524 | 708501116.7344 | -9334931.4673 | -177506818.457 | -574936292.1815 | -53276925.3713 | -4 | -1087677.8412 | 56321897.3929 | 269.6393 | 202.4534 | 578.2286 | 393.9318 | 414.2621 | 393.9318 | 142.983 | 134.2783 | 83.0554 | 78.7459 | 47552000.0269 | 5326453.0304 | 450343.4086 | 9970317.0265 | 31804886.5613 | 4 | 3998734524.9439 | 117384013.49 | 223.192 | 189.9235 | 445.0278 | 393.9318 | 435.6607 | 393.9318 | 125.4198 | 98.9569 | 88.4814 | 66.2216 | 46848412.7355 | 5336541.0045 | 411558.4853 | 9791993.6608 | 31308319.5849 | 0 | 65.0791 | 0 | 773.2369 | 736.1419 | 547697507.4 | 0 | 4023220143.45 | 3726643266.35 | 3526543675.1242 | 61062116.2275 | 747287996.2741 | 4662701566.8478 | 3756385700.5309 | -56321897.2625 | -472190849.8196 | -528512747.0821 | -2468091836.8156 | -3374407700.2643 | 218775249.0615 | 218775249.192 | 1288293863.7153 | 1288293866.5835 | 165079789.9096 | -2175026.2477 | 39961498.57 | -41872107.4679 | 160994154.7639 | 174117079.7239 | 0 | 0 | 81320344.1756 | 92087261.2373 | 173407605.4129 | 165079789.9096 | -2175026.2477 | -41358845.6056 | -133959368.7053 | -12413450.649 | -110019821.3444 | -123142746.274 | 50974333.4195 | 50974333.4499 | -253427.4474 | 13122924.9599 | -13122924.9295 | 931699668.0606 | 127612769.1546 | 0 | 821679846.7161 | 2028096493.2075 | 1667496918.7421 | -923681624.2926 | 743815294.4494 | 743815295.9131 | -1284281197.2945
Low_generation_cost | 2045 | 282936034.096 | -45238346.436 | -81444821.7963 | -552866605.1989 | -396613739.3353 | -466627498.8922 | -37692280.5792 | 86289645.699 | 0 | -418030133.7724 | 749563532.9882 | -7546065.8568 | -167734467.4953 | -552866605.1989 | 21416394.4372 | -5 | -1324949.1692 | 56207740.822 | 232.6304 | 161.7564 | 500.2544 | 306.6893 | 332.585 | 306.6893 | 124.0141 | 114.4504 | 71.1073 | 66.2216 | 47669691.1816 | 5325815.6141 | 451893.1117 | 9998153.1824 | 31893829.2734 | 5 | 3185068853.5067 | 116405789.44 | 225.2468 | 191.2616 | 447.3389 | 393.9318 | 437.2066 | 393.9318 | 132.0708 | 105.7553 | 88.3241 | 66.2216 | 47102797.1414 | 5371438.3455 | 412187.7636 | 9849643.037 | 31469527.9953 | 0 | 0 | 81.3488 | 773.2369 | 817.4907 | 0 | 684621884.2 | 4023220143.45 | 4411265150.55 | 3583169869.2217 | 60198048.6564 | -340405998.5133 | 4322295568.3345 | 3359771961.1957 | -56207740.7836 | 398101015.715 | 341893274.9314 | -2069990821.1007 | -3032514425.3329 | 1487276.3797 | 1487276.4181 | 1289781140.095 | 1289781143.0016 | 62192177.7968 | -9943842.2319 | -17902388.6228 | -121525624.3988 | -87179677.4567 | -74824652.3291 | -102569403.9598 | -8285141.2788 | 18967329.5043 | 0 | -91887215.7343 | 164761581.7565 | -1658700.9531 | -36869718.1271 | -121525624.3988 | 4707538.2775 | 87506595.7206 | 75151570.6014 | 326918.2638 | 326918.2723 | -291237.115 | 12355025.1276 | -12355025.1191 | 700110076.3469 | 0 | 150486756.0675 | 787616672.0674 | 1953271840.8784 | 1580317241.2853 | -836175028.572 | 744142212.7133 | 744142214.1853 | -1209129626.693
Low_generation_cost | 2046 | 369916837.9812 | -35908676.5366 | -173809816.4646 | -575356291.6772 | -415157946.6972 | -289013266.5483 | -23323607.6702 | 0 | 0 | -312336874.2185 | 658930104.5295 | -12585068.8664 | -173809816.4646 | -575356291.6772 | -102821072.4787 | -4 | -1030342.2699 | 56167586.4157 | 240.7367 | 173.6555 | 523.8244 | 339.9443 | 359.3774 | 339.9443 | 123.4803 | 114.4504 | 70.5028 | 66.2216 | 47803591.6453 | 5344753.8895 | 451964.9923 | 10026309.3446 | 31980563.4188 | 4 | 3349276287.04 | 115464669.11 | 229.2524 | 192.9729 | 453.8253 | 393.9318 | 441.8423 | 393.9318 | 140.7513 | 114.4504 | 88.3313 | 66.2216 | 47178111.4997 | 5361920.9923 | 412072.4526 | 9874769.9062 | 31529348.1485 | 0 | 0 | 0 | 773.2369 | 817.4907 | 0 | 0 | 4023220143.45 | 4411265150.55 | 3613718116.8142 | 59297082.7218 | -358990360.2815 | 3963305208.053 | 2944614014.4984 | -56167586.3882 | 264441829.7742 | 208274243.386 | -1805548991.3264 | -2824240181.9468 | -150716116.923 | -150716116.8955 | 1139065023.172 | 1139065026.1061 | 76708896.9829 | -7446308.7008 | -36042585.6216 | -119310455.6894 | -86090453.0289 | -74443095.6832 | -59932089.0915 | -4836568.7483 | 0 | 0 | -64768657.8398 | 136640986.0744 | -2609739.9525 | -36042585.6216 | -119310455.6894 | -21321795.1891 | 54836760.5779 | 43189403.238 | -31253692.451 | -31253692.4453 | -213659.966 | 11647357.3456 | -11647357.3399 | 694532563.2427 | 0 | 0 | 749369323.8206 | 1878828745.1951 | 1494226788.2564 | -781338267.9941 | 712888520.2623 | 712888521.7401 | -1165940223.4551
Low_generation_cost | 2047 | -419667769.9025 | -100824745.4976 | -117620918.7703 | -611984529.9769 | -1250097964.1473 | -1124291493.0975 | -90568246.6399 | 66530096.7853 | -21819911.5794 | -1170149554.5314 | 704623723.195 | -10256498.8577 | -184151015.5556 | -590164618.3976 | -79948409.6159 | -5 | -1248732.0518 | 56070846.957 | 262.2514 | 194.9856 | 578.8149 | 393.9318 | 414.1917 | 393.9318 | 133.3506 | 124.6767 | 70.2743 | 66.2216 | 48113596.0553 | 5379732.4348 | 454459.6242 | 10095153.7399 | 32184250.2564 | 6 | 3721631180.9311 | 114558686.44 | 302.7814 | 268.5637 | 656.0795 | 602.3656 | 645.8457 | 602.3656 | 144.8126 | 118.04 | 89.0834 | 66.9039 | 47550465.0041 | 5408261.2598 | 414576.2795 | 9954033.3826 | 31773594.0822 | 1 | 0 | 0 | 773.2369 | 817.4907 | 0 | 0 | 4023220143.45 | 4411265150.55 | 4794398294.1158 | 58487839.6081 | -1194027117.1902 | 2769278090.8628 | 1694516050.3512 | -56070846.8319 | 1072767113.1847 | 1016696266.3528 | -732781878.1417 | -1807543915.5941 | -177330850.9626 | -177330850.8375 | 961734172.2094 | 961734175.2687 | -82099665.8768 | -19724359.3888 | -23010197.1695 | -119722621.169 | -244556843.6041 | -233587695.7907 | -219945305.6709 | -17717879.0497 | 13015292.354 | -4268632.4245 | -228916524.7911 | 137845639.7941 | -2006480.3391 | -36025489.5235 | -115453988.7445 | -15640318.8131 | 209865583.8558 | 198896436.0669 | -34691259.7483 | -34691259.7238 | -244289.63 | 10969147.8134 | -10969147.789 | 728063240.4582 | 0 | 0 | 937928824.314 | 1645241049.4044 | 1249669944.6523 | -571472684.1383 | 678197260.514 | 678197262.0162 | -967043787.3882
Low_generation_cost | 2048 | 644619185.8098 | -14149617.0838 | 13712018.8212 | -532529956.1529 | 111651631.3943 | 0 | 0 | 200226537.3464 | 66718480.3312 | 266945017.6775 | 644619185.8098 | -14149617.0838 | -186514518.5251 | -599248436.4841 | -155293386.2832 | -3 | -724656.4064 | 56394839.4663 | 340.7352 | 272.3782 | 789.7954 | 602.3656 | 624.6539 | 602.3656 | 143.7279 | 134.2783 | 72.4237 | 68.2927 | 48481428.5696 | 5426379.8344 | 458088.1885 | 10171587.6837 | 32425372.8631 | 5 | 4952062352.6483 | 113685998.53 | 307.0141 | 267.5533 | 670.1745 | 602.3656 | 656.1109 | 602.3656 | 142.0746 | 114.4504 | 88.5982 | 66.2216 | 47907415.3083 | 5463534.9396 | 417875.095 | 10024923.3741 | 32001081.8996 | 2 | 65.0791 | 0 | 838.316 | 817.4907 | 547799864.6 | 0 | 4571020008.05 | 4411265150.55 | 4806066230.2632 | 57291159.1881 | 168046470.8606 | 2937324561.7233 | 1806167681.7454 | -56394839.3419 | -145996122.3852 | -202390961.7271 | -878778000.5269 | -2009934877.3212 | -34344490.9909 | -34344490.8666 | 927389681.2185 | 927389684.4021 | 118968814.6786 | -2611407.1838 | 2530645.4755 | -98281992.0024 | 20606060.9679 | 31014108.623 | 0 | 0 | 36953156.7469 | 12313345.1453 | 49266501.8922 | 118968814.6786 | -2611407.1838 | -34422511.2714 | -110595337.1477 | -28660440.9242 | -26944568.2198 | -37352615.8519 | -6338507.2518 | -6338507.2289 | -133740.2231 | 10408047.6551 | -10408047.6321 | 913936477.9671 | 101100156.5066 | 0 | 886991909.7473 | 1676255158.0275 | 1270276005.6202 | -598417252.3581 | 671858753.2622 | 671858754.7874 | -1004396403.2401
Low_generation_cost | 2049 | 463220543.0375 | -30474394.0697 | -176984782.7481 | -587698675.3849 | -331937309.1652 | -232874402.4117 | -18738861.9505 | 54269.654 | 0 | -251558994.7083 | 696094945.4492 | -11735532.1192 | -177039052.402 | -587698675.3849 | -80378314.4569 | -4 | -932491.4398 | 56498764.4163 | 342.1736 | 268.2609 | 804.7741 | 602.3656 | 634.9566 | 602.3656 | 128.1275 | 118.0453 | 70.6665 | 66.2216 | 48908794.1181 | 5480394.3772 | 463569.0115 | 10244218.5623 | 32720612.167 | 5 | 4876180116.8823 | 112844877.41 | 325.2401 | 283.4465 | 719.6152 | 644.8085 | 703.4527 | 644.8085 | 145.3088 | 118.04 | 88.4401 | 66.2216 | 48172580.8858 | 5493140.269 | 419445.8184 | 10085682.337 | 32174312.4613 | 1 | 0 | 65.0791 | 838.316 | 882.5698 | 0 | 547697507.4 | 4571020008.05 | 4958962657.95 | 5085954361.6796 | 56346113.0173 | -275438544.7488 | 2661886016.9745 | 1474230372.5803 | -56498764.3927 | 209774244.7973 | 153275480.4046 | -669003755.7296 | -1856659396.9166 | -122163064.3679 | -122163064.3442 | 805226616.8507 | 805226620.0579 | 80651389.3888 | -5305900.7409 | -30814843.6935 | -102324293.3073 | -57793648.3529 | -47956641.0841 | -40545792.6896 | -3262625.7073 | 9448.8966 | 0 | -43798969.5004 | 121197182.0784 | -2043275.0336 | -30824292.59 | -102324293.3073 | -13994678.8525 | 36523821.2233 | 26686813.9586 | -21269827.1295 | -21269827.1254 | -162356.2067 | 9837007.2688 | -9837007.2647 | 848992358.4942 | 0 | 95359684.7128 | 885516179.7176 | 1628298516.9434 | 1212482357.2674 | -561893431.1347 | 650588926.1326 | 650588927.6619 | -977709589.2815
No_decommissioning | 2008 | 0 | 0 | 0 | 0 | 0 | 0 | 0 | 0 | 0 | 0 | 0 | 0 | 0 | 0 | 0 | 0 | 0 | 0 | 222.835 | 177.0197 | 355.9702 | 236.8084 | 247.7358 | 236.6214 | 177.2594 | 170.1169 | 139.5568 | 132.0416 | 41261560.177 | 4827744.252 | 282869.1125 | 8626822.428 | 27524124.3845 | 0 |  | 100822072.5524 | 222.835 | 177.0197 | 355.9702 | 236.8084 | 247.7358 | 236.6214 | 177.2594 | 170.1169 | 139.5568 | 132.0416 | 41261560.177 | 4827744.252 | 282869.1125 | 8626822.428 | 27524124.3845 | 0 | [9 empty] | 100822072.5524 | 0 | 0 | 0 | 0 | [8 empty] | 0 | 0 | 0 | 0 | 0 | 0 | 0 | 0 | 0 | 0 | 0 | 0 | 0 | 0 | 0 | 0 |  |  |  |  | 0 | 0 | 0 |  |  |  |  | 0 | 0
No_decommissioning | 2009 | 0 | 0 | 0 | 0 | 0 | 0 | 0 | 0 | 0 | 0 | 0 | 0 | 0 | 0 | 0 | 0 | 0 | 0 | 98.4761 | 62.53 | 195.022 | 95.401 | 109.1309 | 95.1257 | 63.4507 | 59.672 | 39.2003 | 37.3931 | 39602848.455 | 4781931.383 | 228048.021 | 8373054.736 | 26219814.315 | -269.825 |  | 110628296.0159 | 98.4761 | 62.53 | 195.022 | 95.401 | 109.1309 | 95.1257 | 63.4507 | 59.672 | 39.2003 | 37.3931 | 39602848.455 | 4781931.383 | 228048.021 | 8373054.736 | 26219814.315 | -269.825 | [9 empty] | 110628296.0159 | 0 | 0 | 0 | 0 | [8 empty] | 0 | 0 | 0 | 0 | 0 | 0 | 0 | 0 | 0 | 0 | 0 | 0 | 0 | 0 | 0 | 0 |  |  |  |  | 0 | 0 | 0 |  |  |  |  | 0 | 0
No_decommissioning | 2010 | 0 | 0 | 0 | 0 | 0 | 0 | 0 | 0 | 0 | 0 | 0 | 0 | 0 | 0 | 0 | 0 | 0 | 0 | 115.9474 | 75.0646 | 201.1316 | 87.9426 | 97.9933 | 87.7062 | 84.4326 | 79.755 | 64.8128 | 62.6532 | 40939219.298 | 4741764.959 | 250531.468 | 8609720.309 | 27337202.562 | -102.054 |  | 115634004.5155 | 115.9474 | 75.0646 | 201.1316 | 87.9426 | 97.9933 | 87.7062 | 84.4326 | 79.755 | 64.8128 | 62.6532 | 40939219.298 | 4741764.959 | 250531.468 | 8609720.309 | 27337202.562 | -102.054 | [9 empty] | 115634004.5155 | 0 | 0 | 0 | 0 | [8 empty] | 0 | 0 | 0 | 0 | 0 | 0 | 0 | 0 | 0 | 0 | 0 | 0 | 0 | 0 | 0 | 0 |  |  |  |  | 0 | 0 | 0 |  |  |  |  | 0 | 0
No_decommissioning | 2011 | 0 | 0 | 0 | 0 | 0 | 0 | 0 | 0 | 0 | 0 | 0 | 0 | 0 | 0 | 0 | 0 | 0 | 0 | 101.3344 | 67.4736 | 181.5052 | 90.6321 | 95.3539 | 89.6583 | 72.3432 | 65.7461 | 52.5564 | 49.6632 | 41114178.262 | 4752964.725 | 275946.602 | 8622751.24 | 27462515.695 | 66.336 |  | 108065577.627 | 101.3344 | 67.4736 | 181.5052 | 90.6321 | 95.3539 | 89.6583 | 72.3432 | 65.7461 | 52.5564 | 49.6632 | 41114178.262 | 4752964.725 | 275946.602 | 8622751.24 | 27462515.695 | 66.336 | [9 empty] | 108065577.627 | 0 | 0 | 0 | 0 | [8 empty] | 0 | 0 | 0 | 0 | 0 | 0 | 0 | 0 | 0 | 0 | 0 | 0 | 0 | 0 | 0 | 0 |  |  |  |  | 0 | 0 | 0 |  |  |  |  | 0 | 0
No_decommissioning | 2012 | 0 | 0 | 0 | 0 | 0 | 0 | 0 | 0 | 0 | 0 | 0 | 0 | 0 | 0 | 0 | 0 | 0 | 0 | 153.4623 | 110.6784 | 242.8116 | 128.5609 | 135.7194 | 128.2835 | 120.4356 | 114.6827 | 99.7791 | 94.5508 | 40660356.413 | 4636441.846 | 296628.236 | 8528166.74 | 27199119.591 | 59.13 |  | 101290563.8065 | 153.4623 | 110.6784 | 242.8116 | 128.5609 | 135.7194 | 128.2835 | 120.4356 | 114.6827 | 99.7791 | 94.5508 | 40660356.413 | 4636441.846 | 296628.236 | 8528166.74 | 27199119.591 | 59.13 | [9 empty] | 101290563.8065 | 0 | 0 | 0 | 0 | [8 empty] | 0 | 0 | 0 | 0 | 0 | 0 | 0 | 0 | 0 | 0 | 0 | 0 | 0 | 0 | 0 | 0 |  |  |  |  | 0 | 0 | 0 |  |  |  |  | 0 | 0
No_decommissioning | 2013 | 0 | 0 | 0 | 0 | 0 | 0 | 0 | 0 | 0 | 0 | 0 | 0 | 0 | 0 | 0 | 0 | 0 | 0 | 128.9149 | 79.1418 | 224.721 | 86.4201 | 90.5413 | 85.5662 | 91.7316 | 86.131 | 72.7679 | 70.2336 | 40064639.297 | 4495056.824 | 315107.072 | 8408150.725 | 26846324.676 | 44.402 |  | 141601259.1533 | 128.9149 | 79.1418 | 224.721 | 86.4201 | 90.5413 | 85.5662 | 91.7316 | 86.131 | 72.7679 | 70.2336 | 40064639.297 | 4495056.824 | 315107.072 | 8408150.725 | 26846324.676 | 44.402 | [9 empty] | 141601259.1533 | 0 | 0 | 0 | 0 | [8 empty] | 0 | 0 | 0 | 0 | 0 | 0 | 0 | 0 | 0 | 0 | 0 | 0 | 0 | 0 | 0 | 0 |  |  |  |  | 0 | 0 | 0 |  |  |  |  | 0 | 0
No_decommissioning | 2014 | 0 | 0 | 0 | 0 | 0 | 0 | 0 | 0 | 0 | 0 | 0 | 0 | 0 | 0 | 0 | 0 | 0 | 0 | 124.2496 | 77.7268 | 221.5562 | 92.3317 | 97.0214 | 91.9174 | 84.5437 | 79.9298 | 67.6962 | 65.033 | 40093316.445 | 4491379.478 | 338160.091 | 8413164.722 | 26850612.154 | -9.904 |  | 175441488.8446 | 124.2496 | 77.7268 | 221.5562 | 92.3317 | 97.0214 | 91.9174 | 84.5437 | 79.9298 | 67.6962 | 65.033 | 40093316.445 | 4491379.478 | 338160.091 | 8413164.722 | 26850612.154 | -9.904 | [9 empty] | 175441488.8446 | 0 | 0 | 0 | 0 | [8 empty] | 0 | 0 | 0 | 0 | 0 | 0 | 0 | 0 | 0 | 0 | 0 | 0 | 0 | 0 | 0 | 0 |  |  |  |  | 0 | 0 | 0 |  |  |  |  | 0 | 0
No_decommissioning | 2015 | 0 | 0 | 0 | 0 | 0 | 0 | 0 | 0 | 0 | 0 | 0 | 0 | 0 | 0 | 0 | 0 | 0 | 0 | 126.5799 | 74.1005 | 223.882 | 75.9142 | 79.3821 | 75.4536 | 79.8433 | 76.4746 | 73.7905 | 71.6092 | 41050345.9 | 4591697.434 | 371084.042 | 8612380.534 | 27475183.89 | 111.76 |  | 183604863.8889 | 126.5799 | 74.1005 | 223.882 | 75.9142 | 79.3821 | 75.4536 | 79.8433 | 76.4746 | 73.7905 | 71.6092 | 41050345.9 | 4591697.434 | 371084.042 | 8612380.534 | 27475183.89 | 111.76 | [9 empty] | 183604863.8889 | 0 | 0 | 0 | 0 | [8 empty] | 0 | 0 | 0 | 0 | 0 | 0 | 0 | 0 | 0 | 0 | 0 | 0 | 0 | 0 | 0 | 0 |  |  |  |  | 0 | 0 | 0 |  |  |  |  | 0 | 0
No_decommissioning | 2016 | 0 | 0 | 0 | 0 | 0 | 0 | 0 | 0 | 0 | 0 | 0 | 0 | 0 | 0 | 0 | 0 | 0 | 0 | 118.9116 | 66.8003 | 221.8348 | 76.7035 | 83.2582 | 76.3436 | 68.0214 | 63.9106 | 63.2479 | 60.1327 | 41030948.485 | 4544238.781 | 372593.37 | 8584774.075 | 27529342.259 | -65.832 |  | 176394458.0176 | 118.9116 | 66.8003 | 221.8348 | 76.7035 | 83.2582 | 76.3436 | 68.0214 | 63.9106 | 63.2479 | 60.1327 | 41030948.485 | 4544238.781 | 372593.37 | 8584774.075 | 27529342.259 | -65.832 | [9 empty] | 176394458.0176 | 0 | 0 | 0 | 0 | [8 empty] | 0 | 0 | 0 | 0 | 0 | 0 | 0 | 0 | 0 | 0 | 0 | 0 | 0 | 0 | 0 | 0 |  |  |  |  | 0 | 0 | 0 |  |  |  |  | 0 | 0
No_decommissioning | 2017 | 0 | 0 | 0 | 0 | 0 | 0 | 0 | 0 | 0 | 0 | 0 | 0 | 0 | 0 | 0 | 0 | 0 | 0 | 135.3876 | 84.6124 | 268.1301 | 126.9731 | 132.8069 | 126.7204 | 81.1155 | 76.9617 | 57.1547 | 53.9688 | 40770953.213 | 4513235.66 | 385997.013 | 8518439.129 | 27353281.411 | 40.37 |  | 155621570.0617 | 135.3876 | 84.6124 | 268.1301 | 126.9731 | 132.8069 | 126.7204 | 81.1155 | 76.9617 | 57.1547 | 53.9688 | 40770953.213 | 4513235.66 | 385997.013 | 8518439.129 | 27353281.411 | 40.37 | [9 empty] | 155621570.0617 | 0 | 0 | 0 | 0 | [8 empty] | 0 | 0 | 0 | 0 | 0 | 0 | 0 | 0 | 0 | 0 | 0 | 0 | 0 | 0 | 0 | 0 |  |  |  |  | 0 | 0 | 0 |  |  |  |  | 0 | 0
No_decommissioning | 2018 | 0 | 0 | 0 | 0 | 0 | 0 | 0 | 0 | 0 | 0 | 0 | 0 | 0 | 0 | 0 | 0 | 0 | 0 | 135.7799 | 81.9117 | 253.6695 | 102.5411 | 107.6094 | 102.5411 | 84.0681 | 79.9122 | 68.7001 | 66.2216 | 41010567.718 | 4564981.652 | 387315.2631 | 8568387.1645 | 27489883.6385 | 0 | 1714652821.0135 | 155584101.2 | 135.7799 | 81.9117 | 253.6695 | 102.5411 | 107.6094 | 102.5411 | 84.0681 | 79.9122 | 68.7001 | 66.2216 | 41010567.718 | 4564981.652 | 387315.2631 | 8568387.1645 | 27489883.6385 | 0 | [8 empty] | 1714652821.0135 | 155584101.2 | 0 | 0 | 0 | 0 | 0 | 0 | 0 | 0 | 0 | 0 | 0 | 0 | 0 | 0 | 0 | 0 | 0 | 0 | 0 | 0 | 0 | 0 | 0 | 0 | 0 | 0 | 0 | 0 | 0 | 0 | 0 | 0 | 0 | 0 | 0 | 1817531990.2743 |  |  | 1817531990.2743 | 0 | 0 | 0 | 0 | 0 | 0
No_decommissioning | 2019 | 0 | 0 | 0 | 0 | 0 | 0 | 0 | 0 | 0 | 0 | 0 | 0 | 0 | 0 | 0 | 0 | 0 | 0 | 156.9148 | 104.8307 | 304.144 | 158.526 | 163.7872 | 158.526 | 96.25 | 92.0149 | 70.0331 | 67.355 | 41698415.8096 | 4634500.4494 | 389874.2527 | 8694848.3028 | 27979192.8047 | 0 | 2065248001.0665 | 150953074.5 | 156.9148 | 104.8307 | 304.144 | 158.526 | 163.7872 | 158.526 | 96.25 | 92.0149 | 70.0331 | 67.355 | 41698415.8096 | 4634500.4494 | 389874.2527 | 8694848.3028 | 27979192.8047 | 0 | 0 | 0 | 0 | 0 | 0 | 0 | 0 | 0 | 2065248001.0665 | 150953074.5 | 0 | 0 | 0 | 0 | 0 | 0 | 0 | 0 | 0 | 0 | 0 | 0 | 0 | 0 | 0 | 0 | 0 | 0 | 0 | 0 | 0 | 0 | 0 | 0 | 0 | 0 | 0 | 0 | 0 | 0 | 0 | 0 | 0 | 0 | 0 | 2065248001.0665 | 0 | 0 | 2065248001.0665 | 0 | 0 | 0 | 0 | 0 | 0
No_decommissioning | 2020 | 0 | 0 | 0 | 0 | 0 | 0 | 0 | 0 | 0 | 0 | 0 | 0 | 0 | 0 | 0 | 0 | 0 | 0 | 163.0006 | 111.5761 | 307.4235 | 164.5074 | 171.3146 | 164.5074 | 103.8745 | 98.9569 | 77.5546 | 74.6273 | 41986742.2338 | 4675591.2484 | 392563.8181 | 8756515.5907 | 28162071.5767 | 0 | 2245610217.7482 | 126307495.7 | 163.0006 | 111.5761 | 307.4235 | 164.5074 | 171.3146 | 164.5074 | 103.8745 | 98.9569 | 77.5546 | 74.6273 | 41986742.2338 | 4675591.2484 | 392563.8181 | 8756515.5907 | 28162071.5767 | 0 | 95 | 95 | 95 | 95 | 103810702.3 | 103810702.3 | 103810702.3 | 103810702.3 | 2245610217.7482 | 126307495.7 | 0 | 0 | 0 | 0 | 0 | 0 | 0 | 0 | 0 | 0 | 0 | 0 | 0 | 0 | 0 | 0 | 0 | 0 | 0 | 0 | 0 | 0 | 0 | 0 | 0 | 0 | 0 | 0 | 0 | 0 | 0 | 0 | 0 | 0 | 0 | 2118500205.4229 | 97934624.8113 | 97934624.8113 | 2118500205.4229 | 0 | 0 | 0 | 0 | 0 | 0
No_decommissioning | 2021 | 0 | 0 | 0 | 0 | 0 | 0 | 0 | 0 | 0 | 0 | 0 | 0 | 0 | 0 | 0 | 0 | 0 | 0 | 163.62 | 112.0028 | 307.4471 | 164.5074 | 172.4371 | 164.5074 | 104.3155 | 98.9569 | 78.6954 | 75.5855 | 42328514.3335 | 4714799.8074 | 394976.5314 | 8830035.2112 | 28388702.7835 | 0 | 2276182673.1072 | 99119072.34 | 163.62 | 112.0028 | 307.4471 | 164.5074 | 172.4371 | 164.5074 | 104.3155 | 98.9569 | 78.6954 | 75.5855 | 42328514.3335 | 4714799.8074 | 394976.5314 | 8830035.2112 | 28388702.7835 | 0 | 17 | 17 | 112 | 112 | 41128931.45 | 41128931.45 | 144939633.75 | 144939633.75 | 2276182673.1072 | 99119072.34 | 0 | 0 | 0 | 0 | 0 | 0 | 0 | 0 | 0 | 0 | 0 | 0 | 0 | 0 | 0 | 0 | 0 | 0 | 0 | 0 | 0 | 0 | 0 | 0 | 0 | 0 | 0 | 0 | 0 | 0 | 0 | 0 | 0 | 0 | 0 | 2025794475.8875 | 36604602.5721 | 36604602.5721 | 2025794475.8875 | 0 | 0 | 0 | 0 | 0 | 0
No_decommissioning | 2022 | 471000606.5482 | -12754594.1615 | -135305370.937 | -407157065.0626 | -84216423.613 | -81291811.8165 | -6608745.2483 | 0 | 20375924.6907 | -67524632.3741 | 552292418.3647 | -6145848.9132 | -135305370.937 | -427532989.7534 | -16691791.2389 | -1 | -732856.8382 | 19236100.5927 | 165.9922 | 114.1275 | 311.3843 | 168.4498 | 176.7543 | 168.4498 | 104.8503 | 98.9569 | 80.6099 | 77.1888 | 42495337.7504 | 4738709.0309 | 395070.0398 | 8865821.4553 | 28495737.2244 | 1 | 2325892828.5414 | 96271373.37 | 141.9824 | 119.9168 | 212.5667 | 185.521 | 209.6602 | 185.521 | 120.2227 | 98.9569 | 94.9856 | 76.4726 | 42375744.1337 | 4785150.5251 | 379187.0493 | 8808029.6544 | 28403376.9049 | 0 | 0 | 0 | 112 | 112 | 0 | 0 | 144939633.75 | 144939633.75 | 2392266397.9732 | 77035273.0044 | -64980323.0203 | -64980323.0203 | -84216423.613 | -19236100.3656 | 66373569.4318 | 47137469.0662 | 66373569.4318 | 47137469.0662 | -17842854.1812 | -17842853.954 | -17842854.1812 | -17842853.954 | 395461191.5777 | -10709003.2052 | -113604998.5365 | -341856923.0494 | -70709733.2135 | -54558732.2255 | -68254172.7538 | -5548829.9471 | 0 | 17108019.28 | -56694983.4209 | 463715364.3315 | -5160173.2581 | -113604998.5365 | -358964942.3294 | -14014749.7925 | 55728528.7786 | 39577527.9814 | -14981204.4348 | -14981204.2441 | -615320.7331 | 16151000.988 | -16151000.7973 | 1952864469.1099 | 0 | 0 | 2008592997.8885 | -54558732.2255 | -70709733.2135 | 55728528.7786 | -14981204.4348 | -14981204.2441 | 39577527.9814
No_decommissioning | 2023 | 446021770.4474 | -14832824.1896 | -131897859.2768 | -255798331.6092 | 43492755.3718 | -99816115.2921 | -8165824.0853 | 0 | 166689757.1765 | 58707817.7991 | 545837885.7396 | -6667000.1043 | -131897859.2768 | -422488088.7857 | -15215062.4272 | -4 | -2659962.8143 | 18472665.3622 | 167.6937 | 115.3426 | 308.7244 | 164.5074 | 172.7185 | 164.5074 | 104.9116 | 98.9569 | 86.5853 | 83.0843 | 42257427.6392 | 4725292.4992 | 395721.3212 | 8832021.6514 | 28304392.1675 | 4 | 2386059957.7785 | 93505489.03 | 143.0253 | 120.2358 | 214.8829 | 185.521 | 210.9357 | 185.521 | 119.9003 | 98.9569 | 95.6429 | 77.1888 | 42183124.5081 | 4774865.2386 | 381473.9908 | 8783224.3511 | 28243560.9276 | 0 | 0 | 0 | 112 | 112 | 0 | 0 | 144939633.75 | 144939633.75 | 2381382845.8614 | 75032823.8255 | 61965420.734 | -3014902.2862 | -40723668.2411 | -18472665.2045 | -4677111.9171 | -23149777.1216 | 61696457.5147 | 23987691.9447 | 38815643.4547 | 38815643.6124 | 20972789.2736 | 20972789.6584 | 353291018.0376 | -11748986.0485 | -104475458.5278 | -202616237.5345 | 34450335.9268 | 49082417.1033 | -79063712.4119 | -6468097.5131 | 0 | 132033900.3862 | 46502090.4612 | 432354730.4496 | -5280888.5354 | -104475458.5278 | -334650137.9207 | -12051754.5344 | -3704710.7118 | -18336791.7634 | 30745625.215 | 30745625.3399 | -2106939.6897 | 14632081.1765 | -14632081.0516 | 1889982972.6623 | 0 | 0 | 1886278261.9505 | -5476315.1222 | -36259397.2867 | 52023818.0668 | 15764420.7802 | 15764421.0958 | 21240736.218
No_decommissioning | 2024 | 513560370.6555 | -9963052.9061 | 50636.9139 | -428473522.1815 | 75174432.4818 | -40686675.6122 | -3316674.0013 | 135904745.9346 | 0 | 91901396.3211 | 554247046.2677 | -6646378.9048 | -135854109.0207 | -428473522.1815 | -16726963.8392 | -3 | -1817861.1031 | 17658744.4329 | 184.1847 | 131.7366 | 339.4201 | 194.7769 | 202.9149 | 194.7769 | 120.1407 | 114.4504 | 92.2381 | 88.7285 | 42636666.731 | 4766963.9131 | 397628.483 | 8913506.1161 | 28558568.2188 | 3 | 2706276539.6276 | 90819068.77 | 154.4661 | 131.7641 | 232.2417 | 203.2714 | 228.4531 | 203.2714 | 120.1443 | 99.1475 | 107.2719 | 88.7285 | 42489365.722 | 4812557.3036 | 383269.6486 | 8848438.2176 | 28445100.5522 | 0 | 0 | 0 | 112 | 112 | 0 | 0 | 144939633.75 | 144939633.75 | 2660447183.7916 | 73160324.4442 | 92833176.9147 | 89818274.6285 | 34450764.2407 | -17658744.3258 | -45829355.836 | -63488100.1618 | 15867101.6787 | -39500408.2172 | 29345076.6458 | 29345076.7529 | 50317865.9194 | 50317866.4113 | 383762184.2325 | -7444972.7108 | 37838.8477 | -320180341.3068 | 56174709.0626 | 69370350.1626 | -30403450.8779 | -2478411.7542 | 101555932.1309 | 0 | 68674069.4987 | 414165635.1104 | -4966560.9566 | -101518093.2831 | -320180341.3068 | -12499360.4361 | -34246360.7056 | -47442001.7257 | 21928348.357 | 21928348.437 | -1358411.5664 | 13195641.1 | -13195641.02 | 2022287262.2724 | 0 | 0 | 1988040901.5668 | 63894035.0404 | 19915311.7759 | 17777457.3612 | 37692769.1372 | 37692769.5328 | -26201265.5077
No_decommissioning | 2025 | 404665653.3139 | -19738767.0756 | 12973186.8358 | -433359951.5884 | -35459878.5143 | -160476927.2676 | -13019082.0743 | 144515178.1642 | 0 | -28980831.1777 | 565142580.5816 | -6719685.0013 | -131541991.3285 | -433359951.5884 | -6479047.3367 | -5 | -2774503.3073 | 17950304.284 | 188.0319 | 133.9596 | 347.3943 | 199.3509 | 208.8315 | 199.3509 | 124.2398 | 117.43 | 92.7256 | 88.7285 | 42938818.964 | 4803379.3508 | 399422.012 | 8978787.8455 | 28757229.7557 | 5 | 2759941580.0347 | 89600253.61 | 166.43 | 142.6782 | 263.5624 | 232.6071 | 259.2829 | 232.6071 | 122.7883 | 101.2683 | 107.8192 | 88.7285 | 42772922.3912 | 4847554.0978 | 383533.4994 | 8904798.0999 | 28637036.694 | 0 | 35 | 35 | 147 | 147 | 113381610.1 | 113381610.1 | 258321243.85 | 258321243.85 | 2825923843.7281 | 71649949.4812 | -17509574.2303 | 72308700.3981 | -1009114.2737 | -17950304.1288 | 65982263.6934 | 48031959.5646 | 81849365.3721 | 8531551.3474 | 30522385.1791 | 30522385.3343 | 80840251.0985 | 80840251.7456 | 285273317.6576 | -13915051.9052 | 9145584.803 | -305501665.6767 | -24997815.1214 | -12343558.9123 | -113129901.3747 | -9177939.1351 | 101877498.1004 | 0 | -20430342.4094 | 398403219.0322 | -4737112.7701 | -92731913.2974 | -305501665.6767 | -4567472.712 | 46514892.2727 | 33860636.173 | 21517077.1513 | 21517077.2607 | -1955915.351 | 12654256.2091 | -12654256.0997 | 1945649907.8432 | 79929561.132 | 79929561.132 | 1992164800.1159 | 51550476.1282 | -5082503.3455 | 64292349.634 | 59209846.2885 | 59209846.7935 | 7659370.6653
No_decommissioning | 2026 | 347371797.0637 | -25026370.618 | 47274018.0319 | -444029212.2619 | -74409767.7843 | -223691130.7583 | -18088220.7434 | 178279770.8228 | 0 | -63499580.6789 | 571062927.822 | -6938149.8746 | -131005752.7909 | -444029212.2619 | -10910187.1054 | -6 | -3066159.5535 | 18372089.3484 | 195.1365 | 140.0573 | 357.5648 | 207.125 | 217.5757 | 207.125 | 141.5711 | 134.2783 | 92.8943 | 88.7285 | 43146519.7318 | 4827591.5745 | 400586.1176 | 9022399.6521 | 28895942.3877 | 6 | 2893502096.9779 | 88972624.71 | 177.3185 | 152.6444 | 286.0144 | 253.2092 | 281.33 | 253.2092 | 136.3077 | 114.4504 | 108.2682 | 88.7285 | 43032362.13 | 4880340.28 | 384421.378 | 8960378.308 | 28807222.164 | 0 | 0 | 0 | 147 | 147 | 0 | 0 | 258321243.85 | 258321243.85 | 3005502757.5275 | 70600535.51 | -56037678.4359 | 16271021.9623 | -75418882.0579 | -18372089.2 | 112000660.5496 | 93628571.3497 | 193850025.9218 | 102160122.6971 | 37590892.7654 | 37590892.9138 | 118431143.8638 | 118431144.6594 | 231022084.709 | -16643965.8077 | 31439921.9816 | -295304786.2709 | -49486745.3879 | -37268256.6747 | -148767377.765 | -12029699.8782 | 118566229.8007 | 0 | -42230847.8425 | 379789462.474 | -4614265.9295 | -87126307.819 | -295304786.2709 | -7255897.5454 | 74486836.0289 | 62268347.4144 | 25000090.641 | 25000090.7397 | -2039171.2226 | 12218488.7133 | -12218488.6146 | 1924344152.8763 | 0 | 0 | 1998830988.9052 | 14282219.4535 | -54569248.7334 | 138779185.6629 | 84209936.9295 | 84209937.5333 | 69927718.0797
No_decommissioning | 2027 | 314059088.7092 | -27930740.8402 | -134993667.9045 | -448589272.85 | -297454592.8855 | -255284704.8325 | -20649697.9089 | 0 | 0 | -275934402.7414 | 569343793.5417 | -7281042.9313 | -134993667.9045 | -448589272.85 | -21520190.1442 | -5 | -2367833.5381 | 17289962.4457 | 212.7691 | 157.134 | 406.0166 | 254.3305 | 265.2642 | 254.3305 | 142.0538 | 134.2783 | 93.3705 | 89.1459 | 43436468.7784 | 4858436.305 | 404482.7891 | 9087208.8647 | 29086340.8196 | 5 | 3113948061.4349 | 86416434.01 | 201.5347 | 175.8346 | 341.7125 | 306.5941 | 336.0536 | 306.5941 | 156.9602 | 134.2783 | 108.7982 | 89.1459 | 43279253.2709 | 4910685.3275 | 385730.6735 | 9012407.8599 | 28970429.4101 | 0 | 0 | 0 | 147 | 147 | 0 | 0 | 258321243.85 | 258321243.85 | 3361856559.798 | 69126471.7063 | -280164630.4398 | -263893608.4775 | -372873474.9435 | -17289962.3037 | 247908498.3632 | 230618536.0595 | 441758524.285 | 332778658.7565 | -49546094.5224 | -49546094.3803 | 68885049.3415 | 68885050.279 | 197044557.5885 | -17524092.3439 | -84696697.2961 | -281450459.4373 | -186626691.4888 | -175778755.1503 | -160168782.0262 | -12955875.9325 | 0 | 0 | -173124657.9588 | 357213339.6147 | -4568216.4114 | -84696697.2961 | -281450459.4373 | -13502033.5301 | 155540858.8338 | 144692922.5844 | -31085832.655 | -31085832.5659 | -1485608.0551 | 10847936.3385 | -10847936.2494 | 1953729537.4601 | 0 | 0 | 2109270396.294 | -161496535.6968 | -241195940.2222 | 294320044.4967 | 53124104.2745 | 53124104.9674 | 214620640.6642
No_decommissioning | 2028 | 367699518.1026 | -24851773.5484 | -139180476.0289 | -453036954.602 | -249369686.0767 | -217181500.714 | -17565421.0962 | 0 | 0 | -234746921.8102 | 584881018.8166 | -7286352.4522 | -139180476.0289 | -453036954.602 | -14622764.2665 | -11 | -4859760.7155 | 16316868.1165 | 217.6057 | 160.0949 | 419.2942 | 262.6055 | 275.2229 | 262.6055 | 142.5256 | 134.2783 | 93.4629 | 89.1459 | 43748021.15 | 4896059.6902 | 408003.6643 | 9153991.6743 | 29289966.1213 | 11 | 3209688769.9458 | 83933682.88 | 202.7691 | 175.8686 | 344.6252 | 306.6893 | 337.7766 | 306.6893 | 157.7621 | 134.2783 | 108.9144 | 89.1459 | 43650906.3231 | 4957060.1404 | 388906.7465 | 9093423.5404 | 29211515.8958 | 0 | 0 | 0 | 147 | 147 | 0 | 0 | 258321243.85 | 258321243.85 | 3427632272.7757 | 67616814.9314 | -233052817.9601 | -496946426.4377 | -622243161.0202 | -16316867.9486 | 217943502.8299 | 201626634.8812 | 659702027.1148 | 534405293.6378 | -31426183.2468 | -31426183.0789 | 37458866.0947 | 37458867.2001 | 217640779.8057 | -14709726.5793 | -82380709.9149 | -268151877.3512 | -147601534.0398 | -137943604.8719 | -128549396.5798 | -10396945.7581 | 0 | 0 | -138946342.3379 | 346190176.3854 | -4312780.8212 | -82380709.9149 | -268151877.3512 | -8655191.7019 | 129000424.4613 | 119342495.3929 | -18601109.5784 | -18601109.479 | -2876484.9006 | 9657929.1678 | -9657929.0684 | 1899809851.3405 | 0 | 0 | 2028810275.8019 | -299440140.5688 | -388797474.262 | 423320468.9581 | 34522994.6961 | 34522995.4883 | 333963136.0571
No_decommissioning | 2029 | 527853432.8268 | -14115421.8955 | -110132760.0248 | -451090218.656 | -47484967.7496 | -87507725.1918 | -7097633.9222 | 36038170.6161 | 12736840.1495 | -45830348.3484 | 615361158.0186 | -7017787.9734 | -146170930.6409 | -463827058.8055 | -1654619.4012 | -28 | -11620880.0201 | 14660239.5642 | 230.6846 | 170.5156 | 453.2054 | 289.0306 | 302.8867 | 289.0306 | 146.6064 | 138.2039 | 93.9861 | 89.5787 | 44001582.4234 | 4920506.3585 | 413049.5936 | 9208497.6351 | 29459528.8363 | 28 | 3365451427.5392 | 81715220.8768 | 203.7837 | 175.8686 | 346.6368 | 306.6893 | 338.248 | 306.6893 | 158.5732 | 134.2783 | 109.2682 | 89.1459 | 43923174.05 | 4990521.668 | 390820.5627 | 9151869.2547 | 29389962.5646 | 0 | 52.5 | 0 | 199.5 | 147 | 291785102 | 0 | 550106345.85 | 258321243.85 | 3433193560.2627 | 67054981.4738 | -32824728.1854 | -529771154.623 | -669728128.7698 | -14660239.403 | 67742132.7235 | 53081893.3205 | 727444159.8383 | 587487186.9583 | 20257164.9739 | 20257165.1351 | 57716031.0686 | 57716032.3353 | 294750599.8672 | -7881977.8604 | -61497557.9651 | -251886422.015 | -26515357.9734 | -18329156.7724 | -48863856.6868 | -3963281.7106 | 20123526.2416 | 7112185.0139 | -25591427.142 | 343614456.554 | -3918696.1498 | -81621084.2067 | -258998607.0289 | -923930.8314 | 37826853.0899 | 29640651.9789 | 11311495.1165 | 11311495.2066 | -6489038.7064 | 8186201.201 | -8186201.111 | 1879250499.0994 | 162931276.9384 | 0 | 1917077352.1893 | -317769297.3411 | -415312832.2353 | 461147322.048 | 45834489.8126 | 45834490.6949 | 363603788.0361
No_decommissioning | 2030 | 631503215.0073 | -6855925.2736 | -17605451.763 | -482344489.6226 | 124697348.3481 | 0 | 0 | 131492366.2358 | 0 | 131492366.2358 | 631503215.0073 | -6855925.2736 | -149097817.9988 | -482344489.6226 | -6795017.8878 | -31 | -12171456.2416 | 13238885.6922 | 240.2925 | 178.8624 | 474.1325 | 306.6893 | 321.7303 | 306.6893 | 157.3566 | 148.5094 | 94.0632 | 89.5787 | 44288291.3636 | 4951776.6369 | 417934.928 | 9268556.0556 | 29650023.7431 | 31 | 3523651501.6413 | 80589445.7267 | 204.6634 | 176.0614 | 347.4758 | 306.6893 | 338.8471 | 306.6893 | 159.2234 | 134.2783 | 110.2901 | 89.5787 | 44198004.2325 | 5024652.7267 | 392589.9239 | 9211031.6067 | 29569729.9752 | 0 | 0 | 0 | 199.5 | 147 | 0 | 0 | 550106345.85 | 258321243.85 | 3460220202.7121 | 67350560.1364 | 137936234.0403 | -391834920.5828 | -545030780.4217 | -13238885.5903 | -63431298.9292 | -76670184.5195 | 664012860.9091 | 510817002.4388 | 61266049.4188 | 61266049.5208 | 118982080.4874 | 118982081.856 | 332668015.9105 | -3611615.9091 | -9274332.3676 | -254093060.0746 | 65689007.5592 | 72663087.3919 | 0 | 0 | 69268538.2173 | 0 | 69268538.2173 | 332668015.9105 | -3611615.9091 | -78542870.5849 | -254093060.0746 | -3579530.6581 | -33414816.9953 | -40388896.7744 | 32274190.5639 | 32274190.6176 | -6411771.3139 | 6974079.8327 | -6974079.7791 | 1856215654.8921 | 0 | 0 | 1822800837.8968 | -245106209.9492 | -349623824.6762 | 427732505.0527 | 78108680.3765 | 78108681.3125 | 323214891.2617
No_decommissioning | 2031 | 522583200.7311 | -15946582.5766 | 215575383.2843 | -494152262.9377 | 228059738.5011 | -108523707.1995 | -8856890.3601 | 360843065.486 | 0 | 243462467.9264 | 631106907.9306 | -7089692.2165 | -145267682.2017 | -494152262.9377 | -15402729.4253 | -56 | -20942938.5071 | 18643487.111 | 245.5874 | 183.7014 | 474.7855 | 306.6893 | 322.5634 | 306.6893 | 182.8667 | 173.0958 | 94.1481 | 89.5787 | 44578733.9389 | 4982899.5933 | 424845.3642 | 9326071.069 | 29844917.9124 | 56 | 3675338220.7388 | 85572009.206 | 213.1709 | 183.7994 | 370.5784 | 328.3149 | 361.623 | 328.3149 | 159.6395 | 134.2783 | 110.6581 | 89.5787 | 44448519.3567 | 5053662.1059 | 394263.4633 | 9265676.7674 | 29734917.0201 | 0 | 0 | 0 | 199.5 | 147 | 0 | 0 | 550106345.85 | 258321243.85 | 3584565330.4024 | 66928522.1877 | 246703225.6121 | -145131694.9707 | -316971041.9206 | -18643487.0183 | -90772890.3364 | -109416377.3547 | 573239970.5727 | 401400625.0841 | 137286848.1647 | 137286848.2574 | 256268928.6521 | 256268930.1134 | 259707840.6834 | -7924962.9943 | 107134361.0337 | -245578535.6223 | 113338703.1004 | 122603945.0248 | -53932957.7 | -4401603.1655 | 179327948.6057 | 0 | 120993387.7403 | 313640798.3833 | -3523359.8288 | -72193587.5721 | -245578535.6223 | -7654684.6398 | -45111345.5405 | -54376587.4188 | 68227357.5599 | 68227357.606 | -10407998.8213 | 9265241.9244 | -9265241.8783 | 1826530496.4908 | 0 | 0 | 1781419150.9503 | -122502264.9244 | -236285121.5757 | 382621159.5122 | 146336037.9364 | 146336038.9184 | 268838303.8429
No_decommissioning | 2032 | 240509958.2487 | -39578709.7492 | 307823050.1333 | -193315839.0547 | 315438459.5781 | -387567289.2131 | -31749640.5149 | 447699557.2719 | 308743863.8449 | 337126491.3888 | 628077247.4617 | -7829069.2342 | -139876507.1386 | -502059702.8997 | -21688031.8107 | -28 | -10038788.1622 | 37684337.0572 | 257.3027 | 194.5692 | 486.6254 | 317.0746 | 333.344 | 317.0746 | 197.0641 | 186.1011 | 104.7011 | 99.8896 | 44816954.6043 | 5006152.4611 | 430528.0934 | 9378842.7902 | 30001431.2597 | 28 | 4000846961.6752 | 104311732.36 | 238.6418 | 208.0506 | 438.8245 | 393.9318 | 429.1989 | 393.9318 | 164.1049 | 138.2039 | 111.0677 | 89.5787 | 44675936.9408 | 5079236.1126 | 395670.2741 | 9315334.8827 | 29885695.6714 | 0 | 0 | 0 | 199.5 | 147 | 0 | 0 | 550106345.85 | 258321243.85 | 3951669982.2103 | 66627395.4865 | 353122796.6353 | 207991101.6646 | -1532582.3425 | -37684336.8735 | -49176979.4649 | -86861316.3384 | 524062991.1078 | 314539308.7457 | 266261480.1132 | 266261480.2969 | 522530408.7653 | 522530410.4103 | 112760453.6649 | -18556043.5804 | 144319457.8482 | -90634008.9664 | 147889858.9662 | 165557746.706 | -181706668.9278 | -14885470.4156 | 209899022.6897 | 144751171.2484 | 158058054.5948 | 294467122.5927 | -3670573.1648 | -65579564.8415 | -235385180.2148 | -10168195.6285 | -23056086.9692 | -40723974.6228 | 124833771.9971 | 124833772.0832 | -4706575.6265 | 17667887.7398 | -17667887.6536 | 1875753177.6535 | 0 | 0 | 1852697090.6843 | 43055481.7816 | -88395262.6095 | 359565072.543 | 271169809.9335 | 271169811.0017 | 228114329.2201
No_decommissioning | 2033 | 635689229.3932 | -8598958.7021 | 270309121.7297 | 33535753.4254 | 930935145.8462 | 0 | 0 | 409549312.5907 | 547895376.4944 | 957444689.085 | 635689229.3932 | -8598958.7021 | -139240190.861 | -514359623.069 | -26509543.2389 | -15 | -5186180.3627 | 59867423.1433 | 294.3183 | 229.9529 | 567.2244 | 393.9318 | 410.9063 | 393.9318 | 218.1471 | 206.0617 | 113.8418 | 108.7688 | 45111113.7017 | 5033848.8068 | 433898.5932 | 9444711.6926 | 30198654.6091 | 15 | 4661724943.6398 | 126499234.54 | 245.4158 | 213.2961 | 441.9271 | 393.9318 | 431.5251 | 393.9318 | 189.412 | 162.556 | 112.6265 | 90.5949 | 45000766.5836 | 5124264.366 | 397493.1338 | 9382661.3076 | 30096347.7762 | 0 | 0 | 0 | 199.5 | 147 | 0 | 0 | 550106345.85 | 258321243.85 | 4104255174.6165 | 66631811.4892 | 990802568.9895 | 1198793670.6541 | 929402563.5036 | -59867423.0508 | -557469769.0233 | -617337192.074 | -33406777.9155 | -302797883.3283 | 373465376.8229 | 373465376.9155 | 895995785.5882 | 895995787.3258 | 281165959.2064 | -3803327.7266 | 119557985.2217 | 14832896.0812 | 411753512.7827 | 438232931.7739 | 0 | 0 | 181144055.9199 | 242334653.4026 | 423478709.3225 | 281165959.2064 | -3803327.7266 | -61586070.6982 | -227501757.3214 | -11725196.5398 | -246569416.4515 | -273048835.4018 | 165184096.3312 | 165184096.3721 | -2293852.5759 | 26479418.9912 | -26479418.9503 | 2061885438.2447 | 0 | 0 | 1815316021.7931 | 481288413.5555 | 323358250.1732 | 112995656.0915 | 436353906.2647 | 436353907.3738 | -44934506.1817
No_decommissioning | 2034 | 974316822.8521 | 19437123.7867 | 82219727.908 | -492334637.3066 | 583639037.2402 | 355996393.2613 | 29180076.9909 | 222442648.2672 | 25728871.0312 | 633347989.5506 | 618320429.5908 | -9742953.2042 | -140222920.3592 | -518063508.3378 | -49708952.3104 | -11 | -3686644.8555 | 66611387.4529 | 243.3741 | 176.7902 | 484.5226 | 306.6893 | 325.5076 | 306.6893 | 151.961 | 137.9812 | 95.2359 | 89.5787 | 45477209.4424 | 5080684.7358 | 437104.3799 | 9518342.5748 | 30441077.7519 | 11 | 3541188363.9432 | 133013269.09 | 182.4538 | 146.7808 | 293.0355 | 236.8218 | 279.091 | 236.8218 | 143.2441 | 114.4504 | 111.3955 | 88.7285 | 44977080.073 | 5109927.6116 | 398192.9953 | 9388214.0475 | 30080745.4186 | 0 | 317 | 247 | 516.5 | 394 | 1351331886.6 | 1059312049 | 1901438232.45 | 1317633292.85 | 3027698490.805 | 66401881.724 | 650250424.6932 | 1849044095.3473 | 1513041600.7439 | -66611387.366 | -513489873.1382 | -580101260.5042 | -546896651.0536 | -882899143.8325 | 70149164.1021 | 70149164.189 | 966144949.6903 | 966144951.5148 | 406548368.263 | 8110432.6374 | 34307419.7592 | -205434042.3379 | 243532178.3217 | 271326782.9529 | 148544856.6558 | 12175826.5979 | 92817545.1394 | 10735758.9335 | 264273987.3266 | 258003511.6072 | -4065393.9605 | -58510125.3802 | -216169801.2714 | -20741809.0049 | -214261383.1021 | -242055987.697 | 29270795.2196 | 29270795.2559 | -1538308.0895 | 27794604.6312 | -27794604.595 | 1477614177.7567 | 563863581.736 | 442013906.4639 | 1263352794.6546 | 752615196.5084 | 566890428.4949 | -101265727.0106 | 465624701.4843 | 465624702.6297 | -286990493.8787
No_decommissioning | 2035 | 878593991.6871 | 8170145.678 | 41515368.0791 | -504908230.2304 | 423371275.2139 | 185347198.0971 | 15072436.3411 | 187343482.024 | 25726848.47 | 413489964.9322 | 693246793.59 | -6902290.6631 | -145828113.9449 | -530635078.7003 | 9881310.2816 | -11 | -3589273.6397 | 62303712.5688 | 242.0196 | 176.0614 | 484.7779 | 306.6893 | 323.4857 | 306.6893 | 145.7454 | 134.2783 | 94.8108 | 89.5787 | 45397895.0915 | 5080527.6613 | 434094.5605 | 9499236.0585 | 30384036.8112 | 11 | 3510658235.3113 | 129419261.22 | 189.0938 | 158.7768 | 312.481 | 270.3476 | 303.6124 | 270.3476 | 141.318 | 114.4504 | 111.3668 | 88.7285 | 45045946.8369 | 5119743.4552 | 395391.6073 | 9397783.0702 | 30133028.7042 | 0 | 0 | 0 | 516.5 | 394 | 0 | 0 | 1901438232.45 | 1317633292.85 | 3196955035.6904 | 67115548.7193 | 485674987.7827 | 2334719083.1299 | 1936412875.9577 | -62303712.5007 | -313703199.621 | -376006912.1217 | -860599850.6746 | -1258906055.9541 | 109668075.5929 | 109668075.661 | 1075813025.2831 | 1075813027.1758 | 345855259.72 | 3216147.4835 | 16342370.3613 | -198755248.4462 | 166658529.1187 | 191184154.0329 | 72961235.7275 | 5933208.5522 | 73747065.4766 | 10127278.2919 | 162768788.0481 | 272894023.9925 | -2717061.0686 | -57404695.1153 | -208882526.738 | 3889741.0706 | -123488098.7196 | -148013723.607 | 43170430.3991 | 43170430.4259 | -1412904.2295 | 24525624.9142 | -24525624.8874 | 1381957567.716 | 0 | 0 | 1258469468.9964 | 943799350.5413 | 733548957.6136 | -224753825.7302 | 508795131.8834 | 508795133.0556 | -435004217.4858
No_decommissioning | 2036 | 726656750.7548 | -5059369.1765 | 2899763.715 | -525860289.6906 | 198636855.6027 | 29289606.7312 | 2377978.6657 | 164277959.5037 | 25917377.2465 | 221862922.1471 | 697367144.0236 | -7437347.8423 | -161378195.7887 | -551777666.9371 | -23226066.5444 | -9 | -2869081.0661 | 60163922.9238 | 241.7498 | 177.2174 | 482.5175 | 306.6893 | 321.2447 | 306.6893 | 149.3067 | 140.1516 | 94.4467 | 89.5787 | 45733670.0698 | 5119408.3523 | 437537.9723 | 9571540.6345 | 30605183.1107 | 9 | 3568722815.298 | 126829656.5 | 200.938 | 171.4051 | 341.1558 | 300.993 | 333.1208 | 300.993 | 148.9191 | 122.8998 | 111.5371 | 88.7285 | 45394999.7568 | 5164328.7248 | 397383.0151 | 9473226.2533 | 30360061.7635 | 0 | 0 | 0 | 516.5 | 394 | 0 | 0 | 1901438232.45 | 1317633292.85 | 3419473789.3077 | 66665733.6454 | 258800778.5265 | 2593519861.6564 | 2135049731.5604 | -60163922.8546 | -149249025.9903 | -209412948.8449 | -1009848876.6649 | -1468319004.7991 | 49387829.6124 | 49387829.6816 | 1125200854.8955 | 1125200856.8573 | 269854461.7636 | -1878869.6927 | 1076869.0661 | -195285800.7442 | 73766660.3928 | 96109400.6499 | 10877117.7747 | 883096.6646 | 61006988.9194 | 9624791.7327 | 82391995.0914 | 258977343.989 | -2761966.3573 | -59930119.8533 | -204910592.4769 | -8625334.6986 | -55425777.7631 | -77768517.9945 | 18340882.6298 | 18340882.6555 | -1065474.622 | 22342740.2571 | -22342740.2314 | 1325296673.4369 | 0 | 0 | 1269870895.6738 | 1039908751.1912 | 807315618.0064 | -280179603.4933 | 527136014.5131 | 527136015.711 | -512772735.4802
No_decommissioning | 2037 | 694024970.7585 | -7979551.4773 | -122918085.3865 | -538233574.9135 | 24893758.9812 | 0 | 0 | 37594582.2708 | 13266843.6393 | 50861425.9101 | 694024970.7585 | -7979551.4773 | -160512667.6573 | -551500418.5527 | -25967666.9289 | -4 | -1249018.1732 | 59786462.1645 | 242.1183 | 176.8341 | 483.9176 | 306.6893 | 321.8283 | 306.6893 | 148.2761 | 138.2039 | 94.6313 | 89.5787 | 45927888.3748 | 5145028.0006 | 438477.3608 | 9612878.4369 | 30731504.5764 | 4 | 3571082596.9747 | 125465844.28 | 206.5795 | 175.8686 | 349.6996 | 306.6893 | 340.6474 | 306.6893 | 161.027 | 134.2783 | 112.0224 | 89.1459 | 45710938.9496 | 5204479.0752 | 399203.3011 | 9540433.5032 | 30566823.0701 | 0 | 0 | 52.5 | 516.5 | 446.5 | 0 | 291785102 | 1901438232.45 | 1609418394.85 | 3543348088.1157 | 65679382.2798 | 84680221.1457 | 2678200082.8021 | 2159943490.5417 | -59786462.0002 | -27734508.859 | -87520970.8592 | -1037583385.5239 | -1555839975.6583 | -2840749.8778 | -2840749.7135 | 1122360105.0178 | 1122360107.1438 | 243147339.3939 | -2795586.3161 | -43063588.0326 | -188566791.1482 | 8721373.8969 | 29667189.7098 | 0 | 0 | 13171028.4787 | 4647956.2969 | 17818984.7756 | 243147339.3939 | -2795586.3161 | -56234616.5113 | -193214747.4451 | -9097610.8786 | -9716612.9788 | -30662428.7341 | -995239.0818 | -995239.0243 | -437585.762 | 20945815.8129 | -20945815.7554 | 1251106615.4596 | 0 | 102225098.8297 | 1241390002.4809 | 1069575940.9011 | 816036991.9033 | -289896216.472 | 526140775.4313 | 526140776.6867 | -543435164.2144
No_decommissioning | 2038 | 525678003.1594 | -21595121.5803 | -54984350.4456 | -521600796.0179 | -72502264.8844 | -159782297.5057 | -12925321.3583 | 116942112.1081 | 38041321.3713 | -17724185.3846 | 685460300.6651 | -8669800.2219 | -171926462.5537 | -559642117.3892 | -54778079.4998 | -6 | -1838271.3089 | 59416082.6202 | 228.2174 | 163.1952 | 452.8311 | 276.0264 | 290.8802 | 276.0264 | 136.1844 | 126.5758 | 93.7336 | 88.7285 | 46245753.6561 | 5182617.8844 | 441291.4133 | 9681295.8463 | 30940548.5121 | 6 | 3358629487.1816 | 124160493.37 | 202.8103 | 171.2312 | 351.7605 | 306.6893 | 341.9023 | 306.6893 | 141.7499 | 114.4504 | 110.449 | 87.4955 | 46013822.0087 | 5239272.2699 | 401769.9365 | 9607599.5724 | 30765180.23 | 0 | 73.214 | 143.214 | 589.714 | 589.714 | 593115946.1 | 885135783.7 | 2494554178.55 | 2494554178.55 | 3428035880.5475 | 64744410.9123 | -13086182.2642 | 2665113900.5379 | 2087441225.6572 | -59416082.4577 | 69406393.3659 | 9990310.9082 | -968176992.158 | -1545849664.7501 | -3095871.5185 | -3095871.356 | 1119264233.4992 | 1119264235.7878 | 173743419.3774 | -7137468.6456 | -18173043.1961 | -172395849.3707 | -23962941.835 | -4325153.4961 | -52810128.1731 | -4271986.8738 | 38650889.527 | 12573151.6498 | -5858073.8701 | 226553547.5505 | -2865481.7718 | -56823932.7231 | -184969001.0205 | -18104867.9649 | 22939716.0193 | 3301927.7341 | -1023225.8157 | -1023225.762 | -607572.5844 | 19637788.3389 | -19637788.2852 | 1110070742.9599 | 196032536.9206 | 292548892.5713 | 1133010458.9792 | 1065250787.405 | 792074050.0684 | -266956500.4528 | 525117549.6156 | 525117550.9247 | -540133236.4803
No_decommissioning | 2039 | 652606883.4961 | -11633903.975 | -85820565.1769 | -561721887.6221 | -6569473.2779 | -37363578.8096 | -3007092.8105 | 87129167.6888 | 0 | 46758496.0687 | 689970462.3056 | -8626811.1644 | -172949732.8657 | -561721887.6221 | -53327969.3466 | -3 | -902629.8866 | 58924722.1181 | 237.4569 | 172.5161 | 476.2253 | 299.557 | 314.2672 | 299.557 | 140.4889 | 131.1555 | 93.782 | 88.7285 | 46449587.4247 | 5205597.6921 | 441561.3471 | 9726186.0534 | 31076242.3321 | 3 | 3519623005.8634 | 122910277.79 | 204.7169 | 173.2987 | 351.4328 | 306.6893 | 341.6718 | 306.6893 | 149.196 | 122.1652 | 111.6993 | 88.7285 | 46248991.2644 | 5271677.3191 | 401669.9322 | 9656759.3786 | 30918884.6345 | 0 | 0 | 0 | 589.714 | 589.714 | 0 | 0 | 2494554178.55 | 2494554178.55 | 3512995173.7224 | 63985555.7278 | 52355248.8402 | 2717469149.3781 | 2080871752.3794 | -58924722.0622 | -6627832.1409 | -65552554.2032 | -974804824.299 | -1611402218.9532 | -13197305.4188 | -13197305.3629 | 1106066928.0804 | 1106066930.4249 | 203485911.0725 | -3627506.2515 | -26759257.8862 | -175147539.7559 | -2048392.8212 | 16324614.0657 | -11650140.4862 | -937625.7525 | 27167286.335 | 0 | 14579520.0963 | 215136051.5587 | -2689880.499 | -53926544.2212 | -175147539.7559 | -16627912.9175 | -2066589.3906 | -20439596.26 | -4114982.2117 | -4114982.1943 | -281444.2653 | 18373006.8869 | -18373006.8695 | 1097435090.0852 | 0 | 0 | 1095368500.6946 | 1081575401.4707 | 790025657.2472 | -269023089.8433 | 521002567.4039 | 521002568.7304 | -560572832.7403
No_decommissioning | 2040 | 687369751.9094 | -8911120.0595 | 19230092.9602 | -508336806.4508 | 189351918.3593 | 0 | 0 | 193501366.6298 | 58264722.5366 | 251766089.1665 | 687369751.9094 | -8911120.0595 | -174271273.6696 | -566601528.9874 | -62414170.8071 | -4 | -1182027.5116 | 58551119.2715 | 240.846 | 175.9652 | 483.1766 | 306.6893 | 321.534 | 306.6893 | 143.5305 | 134.2783 | 94.4526 | 89.3627 | 46791599.7108 | 5247110.6226 | 444564.1972 | 9799604.7851 | 31300320.106 | 4 | 3603705510.2855 | 121712085.37 | 203.0736 | 171.2312 | 352.6134 | 306.6893 | 342.3721 | 306.6893 | 141.3995 | 114.4504 | 110.5224 | 87.4955 | 46535322.2646 | 5304757.6267 | 403476.7653 | 9718549.7145 | 31108538.158 | 0 | 53.3648 | 0 | 643.0788 | 589.714 | 433373307.4 | 0 | 2927927485.95 | 2494554178.55 | 3458724528.0757 | 63160966.2521 | 247903037.6308 | 2965372187.0089 | 2270223670.7387 | -58551119.1179 | -144980982.2098 | -203532101.3277 | -1119785806.5088 | -1814934320.281 | 44370936.1495 | 44370936.3031 | 1150437864.2299 | 1150437866.728 | 202193526.1923 | -2621254.1098 | 5656635.7391 | -149530018.0203 | 55698889.8013 | 72922017.8705 | 0 | 0 | 56919472.4284 | 17138882.9223 | 74058355.3507 | 202193526.1923 | -2621254.1098 | -51262836.6893 | -166668900.9426 | -18359465.5494 | -42646939.2091 | -59870067.2331 | 13051950.5922 | 13051950.6374 | -347699.7787 | 17223128.0692 | -17223128.024 | 1060049445.6721 | 127479099.7675 | 0 | 1017402506.4631 | 1154497419.3412 | 845724547.0485 | -311670029.0524 | 534054517.9961 | 534054519.3678 | -620442899.9733
No_decommissioning | 2041 | 627212296.0825 | -14478028.3149 | -170064770.0549 | -607502395.4656 | -164832897.753 | -74575537.0908 | -5981926.5136 | 0 | -38714833.1915 | -119272296.7958 | 701787833.1733 | -8496101.8014 | -170064770.0549 | -568787562.2742 | -45560600.9572 | -4 | -1160270.5536 | 58163801.5492 | 237.5906 | 172.0778 | 484.6573 | 306.6893 | 322.429 | 306.6893 | 128.3214 | 118.7522 | 92.6939 | 87.4955 | 47113061.5724 | 5284078.375 | 447435.8197 | 9869057.5324 | 31512489.8453 | 4 | 3503265091.1796 | 120563003.47 | 209.3654 | 177.6508 | 366.3438 | 320.7297 | 356.2162 | 320.7297 | 145.4889 | 118.7522 | 111.8074 | 88.7285 | 46805717.5137 | 5338854.7837 | 404661.3692 | 9776478.392 | 31285722.9688 | 0 | 0 | 81.3488 | 643.0788 | 671.0628 | 0 | 684493937.7 | 2927927485.95 | 3179048116.25 | 3599649909.9277 | 62399201.9712 | -106669096.2037 | 2858703090.8052 | 2105390772.9857 | -58163801.4988 | 96384818.7481 | 38221017.2493 | -1023400987.7607 | -1776713303.0317 | -68448079.0049 | -68448078.9545 | 1081989785.225 | 1081989787.7735 | 174054609.0064 | -4017726.6506 | -47193840.4948 | -168585011.1257 | -45741969.2646 | -29601217.8791 | -20695091.6474 | -1660015.0968 | 0 | -10743563.5366 | -33098670.2808 | 194749700.6538 | -2357711.5537 | -47193840.4948 | -157841447.5891 | -12643298.9838 | 26747278.4672 | 10606527.0957 | -18994690.7974 | -18994690.7834 | -321980.9924 | 16140751.3855 | -16140751.3715 | 972173918.623 | 0 | 189950556.5145 | 998921197.0902 | 1124896201.462 | 799982577.7839 | -284922750.5852 | 515059827.1986 | 515059828.5844 | -609836372.8776
No_decommissioning | 2042 | 375989485.6271 | -34566480.3082 | -176888761.7702 | -572628521.5373 | -408094277.9886 | -319616838.9282 | -25537140.339 | 0 | 0 | -345153979.2673 | 695606324.5554 | -9029339.9692 | -176888761.7702 | -572628521.5373 | -62940298.7213 | -3 | -853192.3714 | 57894484.5976 | 240.6087 | 175.0682 | 484.8227 | 306.6893 | 322.5305 | 306.6893 | 140.4747 | 131.1555 | 93.969 | 88.7285 | 47350634.304 | 5317382.1131 | 447992.7903 | 9923330.4735 | 31661928.9271 | 3 | 3623782601.5362 | 119460305.63 | 228.9801 | 196.468 | 414.1401 | 366.4966 | 403.2776 | 366.4966 | 158.1908 | 131.1555 | 111.8598 | 88.7285 | 47079900.5259 | 5370841.471 | 405988.078 | 9835176.2296 | 31467894.7473 | 0 | 0 | 0 | 643.0788 | 671.0628 | 0 | 0 | 2927927485.95 | 3179048116.25 | 3934103444.4631 | 61565821.0818 | -350199793.3909 | 2508503297.4142 | 1697296494.9972 | -57894484.5482 | 310320842.9269 | 252426358.3787 | -713080144.8338 | -1524286944.653 | -97773435.0616 | -97773435.0122 | 984216350.1634 | 984216352.7613 | 98433017.59 | -9049409.8752 | -46308993.3745 | -149912578.643 | -106837964.3027 | -91681346.7945 | -83674813.0757 | -6685553.4005 | 0 | 0 | -90360366.4763 | 182107830.6658 | -2363856.4747 | -46308993.3745 | -149912578.643 | -16477597.8265 | 81241146.7822 | 66084529.2869 | -25596817.5206 | -25596817.5077 | -223363.4261 | 15156617.5082 | -15156617.4953 | 948696360.3902 | 0 | 0 | 1029937507.1724 | 1033214854.6675 | 693144613.4811 | -203681603.8031 | 489463009.6781 | 489463011.0767 | -543751843.5908
No_decommissioning | 2043 | 314437573.9628 | -39739944.3359 | -183366349.1246 | -591752735.603 | -500421455.1007 | -375600973.622 | -29985639.5437 | 0 | -13271708.377 | -418858321.5427 | 690038547.5848 | -9754304.7922 | -183366349.1246 | -578481027.226 | -81563133.558 | -4 | -1113500.2289 | 57720731.5221 | 247.7309 | 181.9456 | 502.9215 | 324.1923 | 340.1851 | 324.1923 | 143.6928 | 134.2783 | 94.0122 | 88.7285 | 47692414.4458 | 5354987.4675 | 451271.8558 | 9997153.1969 | 31889001.9256 | 4 | 3756502066.0863 | 118401439.15 | 240.6343 | 207.0852 | 444.1048 | 393.9318 | 432.3567 | 393.9318 | 161.8787 | 134.2783 | 112.3525 | 89.1459 | 47446624.8813 | 5416568.1147 | 408661.9721 | 9914002.066 | 31707392.7286 | 0 | 0 | 0 | 643.0788 | 671.0628 | 0 | 0 | 2927927485.95 | 3179048116.25 | 4133800033.204 | 60680707.7678 | -442700723.5786 | 2065802573.8357 | 1196875039.8965 | -57720731.3822 | 377297967.1176 | 319577235.7354 | -335782177.7162 | -1204709708.9176 | -123123487.9831 | -123123487.8431 | 861092862.1803 | 861092864.9181 | 77659335.559 | -9814913.7629 | -45287554.7201 | -146150231.612 | -123593364.536 | -109337582.0559 | -92765383.218 | -7405809.7254 | 0 | -3277827.2689 | -103449020.2123 | 170424718.7771 | -2409104.0376 | -45287554.7201 | -142872404.3431 | -20144344.3237 | 93184504.2081 | 78928721.7626 | -30408860.3279 | -30408860.2933 | -275010.6701 | 14255782.4801 | -14255782.4456 | 927775427.0962 | 0 | 0 | 1020959931.3043 | 923877272.6116 | 569551248.9451 | -110497099.5949 | 459054149.3502 | 459054150.7834 | -464823121.8282
No_decommissioning | 2044 | 679787406.0155 | -10825361.946 | -106747721.1295 | -527910672.528 | 34303650.4119 | -10820681.8888 | -862595.4332 | 77538781.1306 | 52835306.8288 | 118690810.6374 | 690608087.9042 | -9962766.5128 | -184286502.2601 | -580745979.3568 | -84387160.2255 | -4 | -1087677.8412 | 57563566.1245 | 273.0572 | 206.3714 | 572.7834 | 391.9371 | 409.3843 | 391.9371 | 144.2058 | 134.2783 | 94.5455 | 89.1459 | 47991199.863 | 5388005.4928 | 453876.0651 | 10062012.0652 | 32087306.24 | 4 | 4123618993.1978 | 117384013.49 | 239.5021 | 204.828 | 446.9768 | 393.9318 | 434.1531 | 393.9318 | 154.6061 | 126.5447 | 110.7521 | 87.4955 | 47804409.4476 | 5461569.3563 | 411022.6366 | 9990473.6017 | 31941343.8529 | 0 | 65.0791 | 0 | 708.1579 | 671.0628 | 547595150.1 | 0 | 3475522636.05 | 3179048116.25 | 4068009627.9798 | 59820447.496 | 91867216.5364 | 2157669790.3721 | 1231178690.3084 | -57563565.994 | -55609365.2179 | -113172931.2119 | -391391542.9341 | -1317882640.1295 | -21305714.806 | -21305714.6755 | 839787147.3744 | 839787150.2426 | 158389534.6354 | -2522294.5081 | -24872072.8326 | -123002463.7274 | 7992703.5673 | 21404935.6412 | -2521204.0612 | -200983.5546 | 18066429.8144 | 12310554.1334 | 27654796.3319 | 160910738.6966 | -2321310.9535 | -42938502.647 | -135313017.8608 | -19662092.7646 | -12956905.939 | -26369137.9825 | -4964202.3717 | -4964202.3413 | -253427.4474 | 13412232.0739 | -13412232.0435 | 960797578.1349 | 127588920.0439 | 0 | 947840672.196 | 945282208.2528 | 577543952.5124 | -123454005.5339 | 454089946.9785 | 454089948.4421 | -491192259.8107
No_decommissioning | 2045 | 701121280.7749 | -9748334.2297 | -178360935.2328 | -583648399.7334 | -70636388.4211 | -5523052.372 | -439277.3171 | 4968041.6495 | -1207208.8169 | -2201496.8565 | 706644333.1469 | -9309056.9126 | -183328976.8823 | -582441190.9166 | -68434891.5646 | -4 | -1059959.3353 | 57322000.3573 | 274.3723 | 206.5212 | 576.8481 | 392.9217 | 412.7131 | 392.9217 | 144.3997 | 134.2783 | 94.1711 | 88.691 | 48381211.0118 | 5437956.2759 | 457543.3157 | 10145005.5348 | 32340705.8855 | 4 | 4156736273.7117 | 116405789.44 | 241.9086 | 206.8025 | 448.2271 | 393.9318 | 434.8808 | 393.9318 | 161.8147 | 133.7863 | 111.9826 | 88.7285 | 48085948.9112 | 5498263.5189 | 412271.5924 | 10050835.7727 | 32124578.0273 | 0 | 0 | 65.0791 | 708.1579 | 736.1419 | 0 | 547595150.1 | 3475522636.05 | 3726643266.35 | 4160753411.9425 | 59083789.1211 | -13314388.0637 | 2144355402.3083 | 1160542301.8874 | -57322000.3189 | 4017138.2308 | -53304862.0881 | -387374404.7033 | -1371187502.2176 | -66619250.1903 | -66619250.1519 | 773167897.1841 | 773167900.0907 | 154113488.9035 | -2142781.6276 | -39205522.3063 | -128291771.5412 | -15526586.5716 | -2926636.0234 | -1214022.3008 | -96557.5597 | 1092025.3779 | -265356.6048 | -483911.0874 | 155327511.2043 | -2046224.0678 | -40297547.6842 | -128026414.9364 | -15042675.4842 | 883007.2701 | -11716943.2696 | -14643579.3014 | -14643579.293 | -232989.692 | 12599950.5481 | -12599950.5397 | 913692319.944 | 0 | 120366905.7018 | 914575327.2142 | 942355572.2293 | 562017365.9408 | -122570998.2638 | 439446367.677 | 439446369.1491 | -502909203.0803
No_decommissioning | 2046 | 683895414.2511 | -10896492.5319 | -12053645.2009 | 67474932.8002 | 728420209.3184 | 0 | 0 | 171540106.4564 | 651501296.1195 | 823041402.5759 | 683895414.2511 | -10896492.5319 | -183593751.6574 | -584026363.3193 | -94621193.2575 | -4 | -1030342.2699 | 57116115.5634 | 275.6256 | 206.8993 | 580.1816 | 393.9318 | 414.5887 | 393.9318 | 144.5465 | 134.2783 | 94.2898 | 88.7285 | 48709493.7101 | 5476572.7289 | 460496.1158 | 10215739.3465 | 32556685.519 | 4 | 4171393713.2441 | 115464669.11 | 232.0939 | 194.614 | 454.8824 | 393.9318 | 439.1369 | 393.9318 | 145.4749 | 117.3783 | 91.8977 | 68.6124 | 48212104.4772 | 5496362.2694 | 413457.0648 | 10084881.9051 | 32217403.2379 | 0 | 65.0791 | 0 | 773.2369 | 736.1419 | 547697507.4 | 0 | 4023220143.45 | 3726643266.35 | 3668130524.8272 | 58348553.5741 | 785536324.8818 | 2929891727.1901 | 1888962511.2058 | -57116115.5359 | -503263188.4169 | -560379303.9528 | -890637593.1202 | -1931566806.1704 | 225157020.9015 | 225157020.929 | 998324918.0856 | 998324921.0197 | 141817991.2143 | -2259583.3368 | -2499539.7156 | 13992138.6043 | 151051006.7662 | 162895058.6583 | 0 | 0 | 35571920.5063 | 135100489.291 | 170672409.7973 | 141817991.2143 | -2259583.3368 | -38071460.2218 | -121108350.6867 | -19621403.031 | -104360656.5363 | -116204708.4227 | 46690350.23 | 46690350.2357 | -213659.966 | 11844051.8921 | -11844051.8864 | 865013369.9523 | 113574910.248 | 0 | 760652713.416 | 1105250630.8877 | 713068372.7071 | -226931654.8001 | 486136717.907 | 486136719.3847 | -619113911.5029
No_decommissioning | 2047 | 596003591.7398 | -20009320.9312 | -86692692.4594 | -558925328.3806 | -69623750.0314 | -134874384.6149 | -10723466.0545 | 91735079.9355 | 0 | -53862770.7339 | 730877976.3547 | -9285854.8767 | -178427772.3949 | -558925328.3806 | -15760979.2975 | -3 | -749239.2311 | 56534084.5119 | 266.5201 | 197.3984 | 581.1829 | 393.9318 | 414.3708 | 393.9318 | 141.5483 | 131.1555 | 74.4053 | 68.7759 | 49027894.4513 | 5512725.8127 | 463166.1679 | 10284950.2231 | 32767052.2477 | 4 | 3792945234.6132 | 114558686.44 | 239.1896 | 204.3705 | 472.96 | 418.3622 | 459.5851 | 418.3622 | 149.8124 | 122.1652 | 91.3119 | 68.7759 | 48402098.9234 | 5528762.3798 | 414710.118 | 10122636.533 | 32335989.8927 | 1 | 0 | 81.3488 | 773.2369 | 817.4907 | 0 | 684621884.2 | 4023220143.45 | 4411265150.55 | 3838637721.5743 | 58024602.0533 | -13089665.5195 | 2916802061.6706 | 1819338761.1744 | -56534084.3867 | 45692486.9612 | -10841597.4256 | -844945106.159 | -1942408403.596 | -23931263.0702 | -23931262.9451 | 974393655.0153 | 974393658.0746 | 116596267.9349 | -3914426.3169 | -16959703.8308 | -109342641.9684 | -13620504.1812 | -2560733.1386 | -26385495.1616 | -2097833.1987 | 17946146.8143 | 0 | -10537181.546 | 142981763.0965 | -1816593.1183 | -34905850.6451 | -109342641.9684 | -3083322.6352 | 8938827.7624 | -2120943.2557 | -4681676.4188 | -4681676.3943 | -146573.778 | 11059771.0426 | -11059771.0181 | 742014418.9844 | 0 | 133932677.1694 | 750953246.7468 | 1102689897.7491 | 699447868.5259 | -217992827.0377 | 481455041.4882 | 481455042.9904 | -621234854.7586
No_decommissioning | 2048 | 720610425.0003 | -10151278.8232 | 24248986.4093 | -359907492.4252 | 374800640.1612 | 0 | 0 | 203154357.1421 | 216383756.9342 | 419538114.0762 | 720610425.0003 | -10151278.8232 | -178905370.7328 | -576291249.3594 | -44737473.915 | -4 | -966208.5419 | 56342613.3379 | 268.5953 | 199.822 | 581.0019 | 393.9318 | 413.9718 | 393.9318 | 144.7106 | 134.2783 | 77.8199 | 72.8376 | 49188242.3251 | 5537591.1751 | 466471.7882 | 10305233.1894 | 32878946.1723 | 6 | 3877217800.461 | 113685998.53 | 228.4779 | 192.9729 | 450.7833 | 393.9318 | 436.521 | 393.9318 | 142.1004 | 114.4504 | 88.5146 | 66.2216 | 48704335.6199 | 5567755.2174 | 417015.3183 | 10186602.083 | 32532963.0011 | 2 | 65.0791 | 0 | 838.316 | 817.4907 | 547799864.6 | 0 | 4571020008.05 | 4411265150.55 | 3629087467.0008 | 57343385.3165 | 431143253.4991 | 3347945315.1697 | 2194139401.3356 | -56342613.2135 | -248130333.4602 | -304472946.6737 | -1093075439.6192 | -2246881350.2697 | 126670306.701 | 126670306.8254 | 1101063961.7164 | 1101063964.9 | 132993509.9583 | -1873486.9139 | 4475313.8501 | -66423353.0592 | 69171983.8353 | 79570392.8064 | 0 | 0 | 37493505.6201 | 39935080.5015 | 77428586.1216 | 132993509.9583 | -1873486.9139 | -33018191.77 | -106358433.5607 | -8256602.2864 | -45794125.1321 | -56192534.0804 | 23377858.7031 | 23377858.7261 | -178320.2975 | 10398408.9712 | -10398408.9482 | 715566672.7357 | 101100156.5066 | 0 | 669772547.6036 | 1182260290.5555 | 768619852.3612 | -263786952.1698 | 504832900.1913 | 504832901.7165 | -677427388.839
No_decommissioning | 2049 | 451507160.5187 | -32043975.3492 | -76413582.7601 | -583477256.7692 | -240427654.3598 | -278308487.4177 | -22109730.4304 | 100504615.105 | 0 | -199913602.7431 | 729815647.9364 | -9934244.9187 | -176918197.8652 | -583477256.7692 | -40514051.6166 | -5 | -1165614.2998 | 56039679.6231 | 264.1122 | 194.8922 | 582.6415 | 393.9318 | 414.8802 | 393.9318 | 134.6732 | 124.2018 | 70.8963 | 66.2216 | 49512696.57 | 5571076.1706 | 468939.4423 | 10379193.5045 | 33093487.4526 | 6 | 3723286551.7187 | 112844877.41 | 246.4246 | 210.8174 | 501.3445 | 443.8027 | 486.7448 | 443.8027 | 141.8569 | 114.4504 | 88.3082 | 66.2216 | 48911213.514 | 5590060.7783 | 417737.538 | 10234214.078 | 32669201.1197 | 1 | 0 | 65.0791 | 838.316 | 882.5698 | 0 | 547697507.4 | 4571020008.05 | 4958962657.95 | 3918163328.3928 | 56805197.8105 | -184387974.7367 | 3163557340.433 | 1953711746.9758 | -56039679.5995 | 194876776.6741 | 138837097.0747 | -898198662.9451 | -2108044253.195 | -45550877.6856 | -45550877.662 | 1055513084.0307 | 1055513087.238 | 78611970.825 | -5579180.7429 | -13304378.8977 | -101589301.5595 | -41860890.3751 | -32103814.4197 | -48456327.1778 | -3849528.0596 | 17498871.6931 | 0 | -34806983.5444 | 127068298.0028 | -1729652.6833 | -30803250.5908 | -101589301.5595 | -7053906.8307 | 33930021.0982 | 24172945.1469 | -7930869.2769 | -7930869.2728 | -202945.2583 | 9757075.9554 | -9757075.9513 | 648261908.9375 | 0 | 95359684.7128 | 682191930.0357 | 1150156476.1358 | 726758961.9861 | -229856931.0716 | 496902030.9144 | 496902032.4437 | -653254443.6921