## About
| Sheet name | Description
(A) | Summary tables | Collects grid use model sensitivities and other costs and benefits into summary output tables
(B) | Grid use model scenarios | Scenarios consistent with ranges produced for the 2019 CBA
(C) | Other costs | Cost estimates, for those not estimated in the grid use model
(D) | Investment efficiencies | Summary of investment effects not estimated in the grid use model
(E) | Total surplus - mean over time | Summary cumulative total surplus change, mean by year
(F) | Consumer surplus net of transfr | Results from 4 scenarios (Central, Alternative, Future only and HVDC only), measured by consumer surplus change plus any net transfer of interconnection revenue from consumers to producers. Includes a chart showing the distribution of ouctomes across scenarios.
(G) | Consumer surplus | Results from 4 scenarios (Central, Alternative, Future only and HVDC only), measured by consumer surplus change. Includes a chart showing the distribution of outcomes across scenarios.
(H) | Total surplus | Results from 4 scenarios (Central, Alternative, Future only and HVDC only), measured by Total surplus change. Includes a chart showing the distribution of outcomes across scenarios.
(I) | Net effects | Results from 4 scenarios (Central, Alternative, Future only and HVDC only), measured by (a) consumer surplus (CS) change net of transfers OR (b) total surplus change (TS) - PLUS any costs or benefits from changes in inefficient battery investment and transmission costs/benefits brought forward. Includes charts showing the distribution of ouctomes across scenarios.
(J) | Battery costs | Summary of the range of battery cost estimates (only for 3 of the 4 scenarios at this time)
(K) | Transmission costs | Summary of the range of transmission cost/benefit estimates (only for 3 of 4 scenarios, at this time)
(L) | All effects | Compilation of results in one sheet
(M) | Central_weighted | Central scenario results weighted by relative probability of occurrence.
(N) | Alternative_weighted | Alternative scenario results weighted by relative probability of occurrence.
(O) | Future_only_weighted | Future only scenario results weighted by relative probability of occurrence.
(P) | HVDC_only_weighted | HVDC only scenario results weighted by relative probability of occurrence.

## Summary tables
| 0 | 5 | 10 | 15 | [6 empty] | 0 | 5 | 10 | 15 |  | 0 | 5 | 10 | 15
| 0 | 5 | 10 | 15
Summary tables - sensitivities/ranges |  |  |  |  | Summary - comparison with 2019 CBA | [9 empty] | Total surplus basis
[6 empty] | 2019 CBA | Revised CBA | Ranges
At the median ($m) | Central | Alternative | Future Only | HVDC only | Quantified benefits | $m | $m | Central | Low | High |  |  |  |  | At the median | Central | Alternative | Future Only | HVDC only
Gross change in consumer welfare | 714.6096 | -1057.249 | -372.8302 | 283.7369 | More efficient grid use | $2,579 ($81 - $5,678) | $1,131 ($402 - $2,081) | 1130.6871 | 401.8036 | 2081.0411 |  |  |  |  | Change in consumer surplus | 714.6096 | -1057.249 | -372.8302 | 283.7369
Change in interconnection costs | 418.115 | 0 | 1002.1923 | 603.0576 | More efficient investment in batteries | $202 ($137 - $786) | $51 ($10 - $54) | 50.907 | 9.8684 | 53.5496 |  |  |  |  | Change in producer surplus | 56.3034 | 1860.6086 | 613.0018 | 312.9069
Net change in consumer welfare | 1130.6871 | -1057.249 | 626.1831 | 899.8475 | Grid investment benefits brought forward |  | $95 ($5 - $129) | 95.0263 | 5.2009 | 128.7222 |  |  |  |  | Change in total surplus | 770.913 | 803.3595 | 240.1716 | 596.6438
More efficient battery investment | 50.907 | 49.0416 | 50.907 | 50.907 | More efficient investment in generation and large load | $43 ($9 - $112) | $40 ($8 - $109) | 39.7692 | 7.6708 | 109.1273 |  |  |  |  | More efficient battery investment | 50.907 | 49.0416 | 50.907 | 50.907
More efficient investment, scrutiny, certainty | 120.1527 |  | 120.1527 | 120.1527 | More efficient grid investment – scrutiny of investment proposals | $77 ($29 - $125) | $49 ($9 - $98) | 49.1129 | 9.3557 | 98.2686 |  |  |  |  | More efficient investment, scrutiny, certainty | 120 |  | 120 | 120
Transmission benefits brought forward | 95.0263 | 126.5584 | 107.3448 | 108.6574 | Increased certainty for investors | $26 ($10 - $48) | $31 ($11 - $59) | 31.2706 | 11.3004 | 59.3302 |  |  |  |  | Transmission benefits brought forward | 95.0263 | 126.5584 | 107.3448 | 108.6574
Transmission cost brought forward | -34.8515 | -35.6282 | -43.4463 | -34.9672 | Total quantified benefits | $2,926 ($266 - $6,749) | $1,397 ($445 - $2,530) | 1396.773 | 445.1998 | 2530.039 |  |  |  |  | Transmission cost brought forward | -34.8515 | -35.6282 | -43.4463 | -34.9672
Other costs | -27.2723 | -9.48 | -27.2723 | -27.2723 | [10 empty] | Other costs | -28 | -10.3 | -28 | -28
Net benefit | 1334.6492 | -926.7572 | 833.8689 | 1117.325 | Quantified costs | $m | $m | Proposal | [6 empty] | Net benefit, total surplus basis | 973.9948 | 933.0314 | 446.9771 | 813.2409
[5 empty] | TPM development / approval | $8 ($4 - $12) | $8 ($4 - $12) | 7.83 | 3.915 | 11.745
At the mean, probability weighted ($m) | Central | Alternative | Future Only | HVDC only | TPM implementation costs | $9 ($4 - $13) | $9 ($4 - $13) | 8.61 | 4.305 | 12.915 |  |  |  |  | At the mean, probability weighted | Central | Alternative | Future Only | HVDC only
Gross change in consumer welfare | 538.4905 | -896.1837 | -81.6333 | -239.0117 | TPM operational costs | $9 ($5 - $14) | $9 ($5 - $14) | 9.25 | 4.625 | 13.875 |  |  |  |  | Change in consumer surplus | 556.9892 | -807.9456 | -130.808 | 221.6239
Change in interconnection costs | 427.0085 | 0 | 1003.0701 | 615.5964 | Grid investment costs brought forward | $188 ($51 - $324) | $35 (-$2 - $56) | 34.8515 | -1.734 | 56.439 |  |  |  |  | Change in producer surplus | 224.4134 | 1650.7594 | 470.2868 | 352.9741
Net change in consumer welfare | 965.499 | -896.1837 | 921.4368 | 376.5847 | Load not locating in regions with recent grid investment | $1 ($0 - $2) | $1 ($0 - $2) | 0.52315 | 0.012149 | 1.8625 |  |  |  |  | Change in total surplus | 781.4026 | 842.8138 | 339.4788 | 574.598
Inefficient battery investment | 49.2771 | 47.2947 | 48.3595 | 49.2771 | Efficiency costs of price cap | $1 | $1 | 1.0592 | 1.0592 | 1.0592 |  |  |  |  | Inefficient battery investment | 48.5165 | 46.5213 | 48.5165 | 48.5165
More efficient investment, scrutiny, certainty | 120.1527 |  | 120.1527 | 120.1527 | Total quantified costs | $215 ($65 - $366) | $62 ($12 - $98) | 62.1238 | 12.1823 | 97.8957 |  |  |  |  | More efficient investment, scrutiny, certainty | 120 |  | 120 | 120
Transmission benefits brought forward | 93.1292 | 134.9887 | 109.3407 | 111.6738 | [10 empty] | Transmission benefits brought forward | 97.7525 | 137.1027 | 119.6379 | 104.8309
Transmission cost brought forward | -32.237 | -36.1868 | -42.2272 | -36.5977 | Net (benefits less costs) | $2,711 ($201 - $6,383) | $1,335 ($433 - $2,432) | 1334.6492 | 433.0175 | 2432.1433 |  |  |  |  | Transmission cost brought forward | -33.8287 | -36.3904 | -43.984 | -35.1753
Other costs | -27.2723 | -9.48 | -27.2723 | -27.2723 | [10 empty] | Other costs | -28 | -10.3 | -28 | -28
Net benefit | 1168.5487 | -759.5671 | 1129.7901 | 593.8182 | [10 empty] | Net benefit, total surplus basis | 985.8429 | 979.7474 | 555.6492 | 784.7701
At the mean ($m) | Central | Alternative | Future Only | HVDC only | [10 empty] | At the mean, probability weighted | Central | Alternative | Future Only | HVDC only
Gross change in consumer welfare | 556.9892 | -807.9456 | -130.808 | 221.6239 | [10 empty] | Change in consumer surplus | 538.4905 | -896.1837 | -81.6333 | -239.0117
Change in interconnection costs | 416.2436 | 0 | 1000.2771 | 601.0759 | [10 empty] | Change in producer surplus | 183.3987 | 1692.5149 | 292.8231 | 665.8859
Net change in consumer welfare | 973.2328 | -807.9456 | 869.4691 | 822.6999 | [10 empty] | Change in total surplus | 721.8892 | 796.3312 | 211.1898 | 426.8742
Inefficient battery investment | 48.5165 | 46.5213 | 48.5165 | 48.5165 | [10 empty] | Inefficient battery investment | 49.2771 | 47.2947 | 48.3595 | 49.2771
More efficient investment, scrutiny, certainty | 120.1527 |  | 120.1527 | 120.1527 | [10 empty] | More efficient investment, scrutiny, certainty | 120 |  | 120 | 120
Transmission benefits brought forward | 97.7525 | 137.1027 | 119.6379 | 104.8309 | [10 empty] | Transmission benefits brought forward | 93.1292 | 134.9887 | 109.3407 | 111.6738
Transmission cost brought forward | -33.8287 | -36.3904 | -43.984 | -35.1753 | [10 empty] | Transmission cost brought forward | -32.237 | -36.1868 | -42.2272 | -36.5977
Other costs | -27.2723 | -9.48 | -27.2723 | -27.2723 | [10 empty] | Other costs | -28 | -10.3 | -28 | -28
Net benefit | 1178.5534 | -670.192 | 1086.5198 | 1033.7523 | [10 empty] | Net benefit, total surplus basis | 924.0586 | 932.1278 | 418.6628 | 643.2274
Lower range (based on lower quartile of grid use results)
Lower range ($m) | Central | Alternative | Future Only | HVDC only
Gross change in consumer welfare | -132.9212 | -2132.4869 | -1168.6705 | -872.4967
Change in interconnection costs | 413.1079 | 0 | 994.0492 | 597.941
Net change in consumer welfare | 261.3745 | -2132.4869 | -177.1523 | -264.9473
More efficient battery investment | 55.2804 | 51.4611 | 55.2804 | 55.2804
More efficient investment, scrutiny, certainty | 28.3269 |  | 28.3269 | 28.3269
Transmission benefits brought forward | 64.7134 | 103.3109 | 85.0061 | 77.6673
Transmission cost brought forward | -24.2951 | -28.0469 | -34.8472 | -24.6559
Other costs | -41.4567 | -13.5 | -41.4567 | -41.4567
Net benefit | 343.9433 | -2019.2618 | -84.8428 | -169.7853
Upper range (based on upper quartile of grid use results)
Upper range ($m) | Central | Alternative | Future Only | HVDC only
Gross change in consumer welfare | 1458.9267 | -139.4392 | 720.8635 | 1181.0621
Change in interconnection costs | 423.1055 | 0 | 1008.3464 | 607.4246
Net change in consumer welfare | 1864.5308 | -139.4392 | 1716.5726 | 1745.6581
More efficient battery investment | 38.2243 | 37.9865 | 38.2243 | 38.2243
More efficient investment, scrutiny, certainty | 266 |  | 266 | 266
Transmission benefits brought forward | 124.5243 | 177.8585 | 146.2311 | 132.747
Transmission cost brought forward | -42.9768 | -46.9817 | -54.5651 | -45.4383
Other costs | -14 | -10.3 | -14 | -14
Net benefit | 2236.3026 | 19.1241 | 2098.4628 | 2123.191

## Grid use model scenarios
Consumer surplus welfare measures |  |  |  | 2 | 3 | 4 | 5 | 6 | 7 | 8 | 9 | 10 | 11 | 12 | 13
| Scenario # | Description | Scenario name | Gross change in consumer welfare | Gross change in consumer welfare, excluding energy price changes | Transmission cost | Baseline interconnection charges - load | Proposal interconnection charges - load | Baseline interconnection charges - generation | Proposal interconnection charges - generation | Inefficient battery investment | Change in interconnection charges, load | Change in interconnection charges, generation | Net benefit | Net benefit, holding energy prices constant | Transmission cost brought forward | Transmission benefit brought forward
Main scenarios | 1 | Central scenario, proposal effects | Central | 771.8244 | -397.0069 | -33.7353 | 19312.3066 | 19735.412 | 3716.0701 | 3292.9647 | -50.804 | 423.1054 | -423.1054 | 1279.4692 | 110.6378 | 15.5077 | 49.2429
| 2 | Doubling of underlying demand growth (income and population) | Double_demand | 1666.0136 | -356.881 | -52.0334 | 19312.3066 | 19727.3341 | 3716.0701 | 3301.0426 | -50.9224 | 415.0275 | -415.0275 | 2183.997 | 161.1024 | 27.3412 | 79.3746
| 3 | Halving of underlying demand growth (income and population) | Half_demand | -21.5086 | -312.4335 | -54.07 | 19312.3066 | 19735.6187 | 3716.0701 | 3292.758 | -51.9533 | 423.3122 | -423.3122 | 507.8269 | 216.9019 | 56.439 | 110.509
| 4 | Increase in grid generation costs (fuel costs, offers, capex, +5-10%) | High_generation_cost | 2118.7632 | -328.4663 | -74.1251 | 19312.3066 | 19726.169 | 3716.0701 | 3302.2077 | -51.4294 | 413.8624 | -413.8624 | 2658.1801 | 210.9506 | 54.5971 | 128.7222
| 5 | Decrease in grid generation costs (fuel costs, offers, capex, +5-10%) | Low_generation_cost | 1212.4824 | -401.523 | -38.0005 | 19312.3066 | 19728.1227 | 3716.0701 | 3300.254 | -51.0461 | 415.8162 | -415.8162 | 1717.3451 | 103.3397 | 14.9546 | 52.9551
| 6 | High battery costs ($1052/kW in 2019, declining at 2.62% p.a.) | High_battery_cost | 1828.6034 | -403.3625 | -6.9349 | 19312.3066 | 19735.412 | 3716.0701 | 3292.9647 | -9.8684 | 423.1055 | -423.1055 | 2268.5122 | 36.5462 | -1.734 | 5.2009
| 7 | Low battery costs ($991/kW in 2019, declining at 4.85% p.a.) | Low_battery_cost | 769.092 | -398.2062 | -33.9615 | 19312.3066 | 19735.4119 | 3716.0701 | 3292.9648 | -53.5496 | 423.1054 | -423.1054 | 1279.7085 | 112.4103 | 16.0026 | 49.9642
| 8 | Proposal implemented in 2024 | Implementation_in_2024 | 470.0087 | -320.4515 | -36.5774 | 19312.3066 | 19656.6651 | 3716.0701 | 3371.7116 | -50.804 | 344.3586 | -344.3586 | 901.7487 | 111.2885 | 7.921 | 44.4985
| 9 | All thermal generation at Huntly remains in operation | No_decommissioning | 726.759 | -351.6517 | -34.9152 | 19312.3066 | 19735.7041 | 3716.0701 | 3292.6726 | -50.4863 | 423.3975 | -423.3975 | 1235.558 | 157.1474 | 37.3755 | 72.2908

## Other costs
Other costs ($ millions)
| Proposal | Alternative
Mean | 27.2723 | 9.48
Lower | 13.9163 | 4.74
Upper | 41.4567 | 14.22
TPM development / approval
Cost category | 2019 proposed TPM guidelines | Current TPM guidelines | 2019 proposed TPM guidelines ($ millions) | Current TPM guidelines ($ millions)
Transpower TPM development cost | 4080000 | 1950000 | 4.08 | 1.95
Authority TPM approval cost | 750000 | 560000 | 0.75 | 0.56
Stakeholder participation cost | 1500000 | 1500000 | 1.5 | 1.5
Legal challenge cost | 1500000 | 1500000 | 1.5 | 1.5
Total | 7830000 | 5510000 | 7.83 | 5.51
TPM implementation costs
Cost category | 2019 proposed TPM guidelines | Current TPM guidelines | 2019 proposed TPM guidelines ($ millions) | Current TPM guidelines ($ millions)
Transpower TPM implementation cost | 6440000 | 2150000 | 6.44 | 2.15
DTC implementation cost | 670000 | Negligible | 0.67 | 0
Legal challenge cost | 1500000 | 1500000 | 1.5 | 1.5
Total | 8610000 | 3650000 | 8.61 | 3.65
TPM ongoing/operational costs
Cost category | 2019 proposed TPM guidelines | Current TPM guidelines | 2019 proposed TPM guidelines ($ millions) | Current TPM guidelines ($ millions)
Transpower year 1 administration cost | 1140000 | 320000 | 1.14 | 0.32
Transpower years 2-5 administration cost | 1970000 |  | 1.97
Transpower years 6-30 administration cost | 5770000 |  | 5.77
Stakeholder ongoing cost – transmission asset optimisation | 370000 | Not applicable | 0.37 | 0
Total | 9250000 | 320000 | 9.25 | 0.32
Load not locating in regions with recent grid investment
Mean | 0.52315
Lower | 0.012149
Upper | 1.8625
Cost of transitional price cap | 1.0592

## Investment efficiencies
Summary - present valued benefits ($ millions)
| Central | Lower sensitivity | Upper sensitivity
More efficient investment in generation and load | 39.7692 | 7.6708 | 109.1273
Reduced uncertainty for investors | 31.2706 | 11.3004 | 59.3302
Scrutiny of major capex | 30.2963 | 6.2162 | 54.3763
Scrutiny of base capex | 18.8167 | 3.1394 | 43.8923
Total | 120.1527 | 28.3269 | 266.7262
Generation and load investment efficiencies
Value | 5th percentile | 50th percentile | Mean | 95th percentile
Net benefit | 7587570.1021 | 24218173.6752 | 39246011.6656 | 107120954.3452
Gross benefit | 7670821.6061 | 24441660.8382 | 39769161.9594 | 109127329.3977
Generation benefit | 494069.9178 | 6039358.4826 | 7370356.9556 | 18826672.9314
Demand gross benefit | 2328508.5875 | 15674507.0685 | 32398805.0038 | 103388881.6372
Demand cost | 12149.3337 | 177403.9461 | 523150.2938 | 1862525.5499
Demand net benefit | 2293204.4179 | 15420211.1257 | 31875654.7099 | 101598850.8967
Durability
| 5th percentile | 50th percentile | Mean | 95th percentile
Net benefit | 11300440.6598 | 28814955.6897 | 31270589.9842 | 59330249.4975
Investment scrutiny
Value | Central | Low | High
Of major capex | 30296279.0116 | 6216247.5874 | 54376310.4358
Of base capex | 18816650.7459 | 3139421.0879 | 43892267.8862
Of inefficient investment (undergrounding) | 206413901.4776 | -- | --

## Total surplus - mean over time
Mean over all sensitivity results
Present value cumulative $
Year | Alternative | Central | Future_only | HVDC only
2019 | 0 | 0 | 0 | 0
2020 | 0 | 0 | 0 | 0
2021 | 0 | 7322.8116 | 7322.8116 | 7322.8116
2022 | 18073836.7466 | 8536278.4141 | -48386764.9667 | -10523575.3041
2023 | 37018339.1824 | 30471075.6817 | -66040286.4015 | -1437329.0083
2024 | 95474826.4122 | 102459110.3908 | -18984304.8132 | 60860893.5456
2025 | 101465484.0424 | 104399432.3378 | -60143901.4615 | 48534337.8945
2026 | 106101911.8419 | 102269311.3889 | -102280683.5978 | 34063682.8251
2027 | 138245620.7126 | 167806199.6145 | -81040662.385 | 88573552.3463
2028 | 408213426.6246 | 376510564.5815 | 35207771.2517 | 275127653.5272
2029 | 488142150.7289 | 524793640.5712 | 157463905.7617 | 415457004.0004
2030 | 543132593.0222 | 618605595.0126 | 234481723.1182 | 499158351.8629
2031 | 596409388.7695 | 679265625.3683 | 278607114.766 | 555667249.8509
2032 | 633670767.2023 | 710701443.4583 | 316316022.0692 | 599272094.7375
2033 | 665305710.8294 | 736982597.8588 | 343720184.6318 | 628815245.9298
2034 | 697451012.1576 | 768031800.9254 | 379551145.7787 | 656034557.5024
2035 | 728374078.4174 | 802447475.5265 | 413320785.8386 | 688873813.0742
2036 | 759479500.733 | 829383836.0671 | 435630730.2968 | 712279485.0065
2037 | 791002499.259 | 856089502.1775 | 451461128.1659 | 733103196.974
2038 | 805395902.1461 | 864497428.08 | 457016834.7568 | 735670683.2779
2039 | 806403545.4783 | 862405295.2708 | 451284479.6269 | 729725893.5945
2040 | 810435612.8941 | 843392524.5893 | 435429091.5687 | 696627164.6298
2041 | 810853811.0445 | 824523254.1211 | 414528004.6006 | 662851169.978
2042 | 822488485.0468 | 813843175.9301 | 399481826.2451 | 639340270.3216
2043 | 829395219.9289 | 808103669.2388 | 387221036.2553 | 621532324.9414
2044 | 834685555.3439 | 808763529.7075 | 377946078.5042 | 607791296.21
2045 | 828632990.3254 | 809561819.9288 | 370749615.6949 | 590940719.1967
2046 | 825336708.1748 | 809980731.227 | 365965670.07 | 581156814.4525
2047 | 830744387.6567 | 809963465.6964 | 361474780.919 | 584013133.8251
2048 | 839570642.0136 | 793875180.4726 | 348660798.6066 | 583090689.467
2049 | 842813830.0744 | 781402630.9873 | 339478815.1654 | 574598010.7548

## Consumer surplus net of transfr
| Min | -4607060831.1319 | Min | -4557205176.1269 | Min | -2131901644.6157 | Min | -4221142281.7212
| Max | 5036409945.9963 | Max | 19241851601.7636 | Max | 4801758334.6202 | Max | 4792317287.2596
| Mean | 973232768.2747 | Mean | -807945566.6085 | Mean | 869469096.8187 | Mean | 822699870.0361
| Median | 1130687062.59 | Median | -1057249040 | Median | 626183094.6763 | Median | 899847504.4784
| Lower quartile | 261374476.2541 | Lower quartile | -2132486854.5366 | Lower quartile | -177152310.3 | Lower quartile | -264947348.9216
| Upper quartile | 1864530778.338 | Upper quartile | -139439181.241 | Upper quartile | 1716572554.3944 | Upper quartile | 1745658082.1648
| Central | Proposal | Alternative |  | Future only |  | HVDC only |  | Note - top of y axis in this chart is shortened to exclude two extreme values from the Alternative scenario - this must be noted in any use of this chart
% of scenarios | Scenario | dCS_net_cum_PV | Scenario | dCS_net_cum_PV | Scenario | dCS_net_cum_PV | Scenario | dCS_net_cum_PV
0.885% | s_0.8_1.05_0.0_1.0 | -4607060831.1319 | s_1.1_1.0_0.01_1.3 | -4557205176.1269 | s_1.0_1.05_0.01_0.9 | -2131901644.6157 | s_0.8_1.05_0.0_1.0 | -4221142281.7212
1.77% | s_0.975_1.0_0.0_1.0 | -2998202776.4184 | s_1.1_1.05_0.01_1.3 | -3919164628.8704 | s_1.05_1.0_0.01_1.3 | -1984619030.1165 | s_0.9_1.1_0.0_1.0 | -3206821003.6265
2.655% | s_0.9_1.1_0.0_1.0 | -2495138439.6266 | s_1.1_1.05_0.01_0.9 | -3862491921.3437 | s_0.9_1.1_0.0_1.0 | -1618314113.4477 | s_1.2_1.1_0.0_1.0 | -2475973834.1326
3.54% | s_1.05_1.0_-0.005_0.9 | -2213150173.0518 | s_1.0_1.075_0.0_1.0 | -3729966900.0687 | s_1.1_1.05_0.01_0.9 | -1566148652.2835 | s_1.05_1.0_-0.005_0.9 | -2123400179.162
4.425% | s_1.05_1.0_-0.005_1.3 | -2085224079.9231 | s_1.0_1.0_0.01_0.9 | -3601850011.5496 | s_1.1_1.1_0.0_1.0 | -1326138801.3912 | s_1.05_1.0_-0.005_1.3 | -1996690384.8604
5.31% | s_1.1_1.05_-0.005_0.9 | -1669601941.6295 | s_1.0_0.95_0.01_0.9 | -3547287082.2342 | s_1.1_1.05_0.0_1.0 | -1241640550.1991 | s_0.9_1.0_-0.005_0.9 | -1429103498.619
6.195% | s_1.1_1.1_0.0_1.0 | -1562909905.2701 | s_0.9_1.05_0.01_1.3 | -3519075487.7079 | s_1.0_0.925_0.0_1.0 | -994657423.0667 | s_0.9_1.0_-0.005_1.3 | -1316977914.78
7.08% | s_1.0_0.95_0.01_0.9 | -1497550784.2763 | s_0.9_1.05_-0.005_1.3 | -3501751561.1067 | s_1.05_1.05_0.01_0.9 | -988451472.6604 | s_0.975_1.0_0.0_1.0 | -1119260272.631
7.965% | s_1.1_1.05_-0.005_1.3 | -1427133406.6144 | s_0.9_1.05_0.01_0.9 | -3429493584.953 | s_1.0_0.95_-0.005_1.3 | -912943229.795 | s_1.0_1.0_-0.01_1.0 | -1042875730.7139
8.85% | s_1.0_0.95_-0.005_1.3 | -1420526704.6292 | s_0.8_1.05_0.0_1.0 | -3385730259.3477 | s_1.0_0.95_-0.005_0.9 | -894822009.0325 | s_1.0_0.975_0.0_1.0 | -1023392103.895
9.735% | s_1.0_0.95_-0.005_0.9 | -1405233255.6158 | s_1.05_1.0_0.01_1.3 | -3238805684.9124 | s_1.05_1.0_0.01_0.9 | -890386349.615 | s_1.0_0.95_-0.005_1.3 | -1017644067.5798
10.62% | s_1.0_1.025_0.0_1.0 | -1383267358.9725 | s_0.95_1.0_0.01_1.3 | -3098104024.5387 | s_1.0_1.05_0.0_1.0 | -821079173.6005 | s_1.0_0.95_-0.005_0.9 | -1003882801.0113
11.5% | s_1.0_1.0_0.005_1.0 | -1340678326.2743 | s_1.1_1.0_0.01_0.9 | -3043007115.1432 | s_0.95_1.05_0.01_0.9 | -719483993.6882 | s_1.0_1.0_0.0_1.2 | -901074044.7611
12.39% | s_1.0_1.0_-0.01_1.0 | -1143529934.7223 | s_1.0_1.0_0.01_1.0 | -2814845349.9728 | s_1.1_1.05_0.01_1.3 | -703890947.133 | s_1.1_1.1_0.0_1.0 | -863363773.1284
13.27% | s_1.05_1.05_0.0_1.0 | -985098559.6528 | s_0.9_0.95_0.0_1.0 | -2788461039.5887 | s_1.05_0.95_0.01_0.9 | -630601573.3035 | s_1.0_1.0_0.005_1.0 | -819127641.2278
14.16% | s_1.2_0.9_0.0_1.0 | -730747634.4546 | s_0.95_1.05_0.01_0.9 | -2774766203.4579 | s_1.0_1.0_-0.005_1.0 | -463445361.5813 | s_0.95_1.05_0.0_1.0 | -785778007.9783
15.04% | s_1.025_1.0_0.0_1.0 | -544369155.674 | s_1.05_0.9_0.0_1.0 | -2726006711.1591 | s_1.1_0.95_0.01_1.3 | -430542411.0189 | s_1.0_1.0_0.0_1.3 | -712129453.11
15.93% | s_1.0_0.95_0.01_1.3 | -519178971.3857 | s_1.05_1.05_0.01_0.9 | -2613452330.4708 | s_0.8_1.05_0.0_1.0 | -384314663.7503 | s_1.0_1.0_0.0_0.9 | -696353401.1678
16.81% | s_1.0_0.975_0.0_1.0 | -433975066.1827 | s_1.05_1.0_0.01_0.9 | -2550795145.2292 | s_1.0_1.025_0.0_1.0 | -380404384.4979 | s_1.05_1.05_0.0_1.0 | -667087064.4237
17.7% | s_0.9_0.9_0.0_1.0 | -427215039.7763 | s_0.975_1.0_0.0_1.0 | -2506876800.1606 | s_1.0_1.0_0.005_1.0 | -355151275.9204 | s_1.0_1.025_0.0_1.0 | -665351961.0004
18.58% | s_1.05_1.05_-0.005_1.3 | -336534419.5152 | s_1.15_1.0_0.0_1.0 | -2493335432.7557 | s_0.975_1.0_0.0_1.0 | -322016416.1542 | s_1.05_1.0_0.01_1.3 | -649376529.3848
19.47% | s_0.925_1.0_0.0_1.0 | -227820209.9528 | s_1.0_0.95_0.01_1.3 | -2486856655.1667 | s_1.0_1.0_-0.005_1.3 | -280301740.7525 | s_0.9_0.9_0.0_1.0 | -646203988.4632
20.35% | s_1.05_1.0_0.01_1.3 | -104776176.4573 | s_1.0_1.05_0.01_0.9 | -2415801926.6206 | s_1.2_1.0_0.0_1.0 | -275837473.9941 | s_1.2_0.95_0.0_1.0 | -557268848.8186
21.24% | s_1.0_1.075_0.0_1.0 | 80745810.0807 | s_1.05_1.1_0.0_1.0 | -2392997362.6342 | s_1.0_1.0_-0.01_1.0 | -261234059.3464 | s_1.0_1.0_-0.005_1.0 | -497859376.8031
22.12% | s_1.2_0.95_0.0_1.0 | 117567266.2055 | s_0.95_0.9_0.0_1.0 | -2299209605.4558 | s_1.0_1.075_0.0_1.0 | -251104236.4006 | s_1.025_1.0_0.0_1.0 | -422759492.9831
23.01% | s_0.9_1.05_0.0_1.0 | 202746725.0084 | s_1.0_1.025_0.0_1.0 | -2207355344.7085 | s_1.05_1.05_0.0_1.0 | -230974189.9952 | s_1.0_1.0_0.0_1.1 | -334510845.4374
23.89% | s_1.1_1.05_0.01_1.3 | 229268402.3791 | s_1.05_0.95_0.01_0.9 | -2199961382.7572 | s_1.05_1.05_0.01_1.3 | -199072050.0944 | s_1.0_1.0_-0.005_1.3 | -316062954.3672
24.78% | s_0.9_0.95_0.01_0.9 | 234923130.6049 | s_1.05_0.95_0.01_1.3 | -2148792483.2062 | s_1.2_1.05_0.0_1.0 | -198797466.796 | s_1.0_1.05_0.0_1.0 | -275478354.1188
25.66% | s_1.2_1.0_0.0_1.0 | 261374476.2541 | s_0.9_1.1_0.0_1.0 | -2132486854.5366 | s_1.1_0.9_0.0_1.0 | -177152310.3 | s_1.0_1.0_0.0_1.0 | -264947348.9216
26.55% | s_0.9_1.05_0.01_1.3 | 297045857.4173 | s_1.05_0.95_-0.005_1.3 | -2121003468.8204 | s_0.95_1.05_0.01_1.3 | -110021698.0017 | s_1.0_1.075_0.0_1.0 | -222834857.1327
27.43% | s_1.0_1.05_0.0_1.0 | 327355076.9583 | s_1.0_0.95_0.0_1.0 | -2115033210.2382 | s_1.15_1.0_0.0_1.0 | -21801920.6148 | s_1.1_1.0_0.01_1.3 | -90670653.9773
28.32% | s_1.1_1.05_0.01_0.9 | 366031582.4272 | s_1.0_1.0_0.0_0.9 | -2094639769.6298 | s_1.1_1.0_0.01_1.3 | 43683982.5849 | s_0.9_0.95_0.01_0.9 | -7007173.4039
29.2% | s_1.1_0.95_0.01_1.3 | 393734446.1861 | s_0.95_0.95_0.01_1.3 | -1971933670.6034 | s_1.0_1.05_0.01_1.3 | 126842426.7804 | s_1.05_1.05_-0.005_1.3 | 143690416.9922
30.09% | s_1.0_1.0_-0.005_1.0 | 401803596.5286 | s_1.05_1.05_0.01_1.3 | -1928320152.5083 | s_0.95_1.05_-0.005_1.3 | 151341170.3835 | s_1.05_1.0_0.01_0.9 | 162127269.3948
30.97% | s_0.9_0.95_-0.005_0.9 | 487306824.523 | s_1.0_1.0_0.005_1.0 | -1902178435.1992 | s_1.05_0.95_0.01_1.3 | 181250329.7528 | s_0.8_0.95_0.0_1.0 | 228639403.9488
31.86% | s_0.8_1.1_0.0_1.0 | 504331695.2001 | s_0.9_1.0_0.01_0.9 | -1855344510.5771 | s_1.0_0.95_0.01_0.9 | 210161621.8071 | s_1.1_1.05_-0.005_0.9 | 232280044.5184
32.74% | s_0.95_1.05_0.01_0.9 | 514113889.8288 | s_0.95_1.05_0.01_1.3 | -1799372590.964 | s_1.1_1.0_0.0_1.0 | 278263538.2007 | s_1.1_1.05_0.01_1.3 | 232837052.9586
33.63% | s_1.0_1.0_0.0_1.2 | 557043748.1095 | s_0.95_0.95_0.01_0.9 | -1774937722.1695 | s_1.2_0.95_0.0_1.0 | 299201325.8765 | s_0.95_1.0_0.0_1.0 | 233214379.9335
34.51% | s_1.2_1.05_0.0_1.0 | 561026175.7522 | s_0.9_0.9_0.0_1.0 | -1773791092.4434 | s_1.1_0.95_-0.005_0.9 | 316539029.7361 | s_1.2_0.9_0.0_1.0 | 236473480.2273
35.4% | s_1.0_1.0_-0.005_1.3 | 584343703.9694 | s_1.0_0.925_0.0_1.0 | -1728110435.7016 | s_0.95_1.05_0.0_1.0 | 326274610.5492 | s_0.95_1.0_-0.005_1.3 | 300672008.6297
36.28% | s_0.95_0.95_-0.005_1.3 | 613601490.0702 | s_0.8_0.95_0.0_1.0 | -1675629547.8911 | s_1.2_1.1_0.0_1.0 | 361561779.0666 | s_1.0_1.0_-0.005_0.9 | 344851582.9586
37.17% | s_0.95_1.0_0.0_1.0 | 666147727.4609 | s_1.2_1.05_0.0_1.0 | -1674146854.6435 | s_1.0_1.0_-0.005_0.9 | 370300400.7434 | s_1.1_1.05_0.01_0.9 | 371181046.137
38.05% | s_1.05_1.0_0.01_0.9 | 707765089.0756 | s_1.05_1.0_-0.005_1.3 | -1647021492.2133 | s_1.05_1.0_-0.005_0.9 | 382112310.7327 | s_1.1_1.0_0.01_0.9 | 377296451.2467
38.94% | s_1.0_1.0_0.0_1.3 | 744578139.1394 | s_1.0_0.9_0.0_1.0 | -1627815206.0432 | s_0.9_0.95_0.01_0.9 | 387137338.6871 | s_1.1_1.05_-0.005_1.3 | 473083329.569
39.82% | s_1.0_1.0_0.0_0.9 | 760733586.1294 | s_1.0_1.0_0.0_1.2 | -1619564098.5243 | s_1.1_0.95_-0.005_1.3 | 399236268.4574 | s_1.05_0.95_0.01_0.9 | 491518525.3562
40.71% | s_1.2_1.1_0.0_1.0 | 768082606.4532 | s_0.95_1.05_0.0_1.0 | -1580652216.7043 | s_0.9_1.0_-0.005_1.3 | 410082506.2064 | s_1.0_1.05_0.01_0.9 | 530706343.1896
41.59% | s_0.95_1.05_-0.005_1.3 | 789827976.4908 | s_1.2_0.95_0.0_1.0 | -1439347092.4596 | s_0.95_0.95_0.01_1.3 | 430441728.5892 | s_1.05_1.05_0.01_0.9 | 540451731.0472
42.48% | s_0.95_0.95_-0.005_0.9 | 856583435.8149 | s_1.2_1.0_0.0_1.0 | -1437406090.9985 | s_1.05_1.0_0.0_1.0 | 443765118.6802 | s_0.925_1.0_0.0_1.0 | 548561250.6758
43.36% | s_0.95_0.9_0.0_1.0 | 895291889.2012 | s_1.0_1.0_0.0_1.3 | -1434032613.4076 | s_1.0_1.0_0.01_0.9 | 458079700.8277 | s_0.95_1.05_0.01_0.9 | 554639133.1131
44.25% | s_1.05_1.05_0.01_0.9 | 950173496.627 | s_1.2_1.1_0.0_1.0 | -1307254444.6752 | s_1.05_1.05_-0.005_1.3 | 461163502.2145 | s_1.0_1.0_0.01_0.9 | 582943604.695
45.13% | s_1.0_1.1_0.0_1.0 | 977930880.2939 | s_1.0_1.05_-0.005_1.3 | -1265275244.2882 | s_1.025_1.0_0.0_1.0 | 497585830.2866 | s_1.1_1.0_-0.005_0.9 | 589691877.1355
46.02% | s_0.9_0.95_-0.005_1.3 | 990002885.6956 | s_1.0_0.975_0.0_1.0 | -1264785419.8583 | s_1.1_1.0_0.01_0.9 | 504784978.5553 | s_1.05_1.05_-0.005_0.9 | 595347174.6005
46.9% | s_0.8_0.95_0.0_1.0 | 1082678172.2205 | s_1.0_1.1_0.0_1.0 | -1180882442.7543 | s_0.8_1.0_0.0_1.0 | 507919481.4305 | s_1.075_1.0_0.0_1.0 | 631652965.8969
47.79% | s_1.05_0.95_0.0_1.0 | 1083825338.7392 | s_1.0_1.05_0.0_1.0 | -1162401852.2926 | s_1.1_0.95_0.01_0.9 | 511617865.4052 | s_1.2_1.05_0.0_1.0 | 643338257.5335
48.67% | s_0.9_1.05_0.01_0.9 | 1114506252.6096 | s_1.05_1.0_0.0_1.0 | -1131707170.548 | s_1.05_1.0_-0.005_1.3 | 521363965.181 | s_1.2_1.0_0.0_1.0 | 677474038.6396
49.56% | s_1.0_1.0_0.0_1.1 | 1122485879.204 | s_0.9_0.95_-0.005_0.9 | -1119063518.2055 | s_1.0_0.9_0.0_1.0 | 590348376.2962 | s_0.95_1.0_0.01_1.3 | 840658755.8687
50.44% | s_1.0_1.05_0.01_0.9 | 1130687062.59 | s_1.1_1.05_-0.005_1.3 | -1057249040 | s_0.9_1.0_-0.005_0.9 | 626183094.6763 | s_0.9_1.0_0.01_0.9 | 899847504.4784
51.33% | s_1.1_1.0_0.01_1.3 | 1193487164.8483 | s_1.0_1.0_0.0_1.1 | -1051740743.6083 | s_0.95_0.95_0.01_0.9 | 651806869.1028 | s_1.1_1.05_0.0_1.0 | 918571979.8434
52.21% | s_1.0_1.0_0.0_1.0 | 1194929849.7742 | s_1.05_1.0_-0.005_0.9 | -1048993974.5803 | s_0.9_0.9_0.0_1.0 | 683113962.7794 | s_1.0_0.925_0.0_1.0 | 1013506987.6957
53.1% | s_0.95_1.0_0.01_1.3 | 1232659679.8232 | s_0.9_1.05_0.0_1.0 | -1021512615.8827 | s_1.0_1.0_0.0_1.2 | 699091592.1394 | s_1.1_1.0_-0.005_1.3 | 1027605352.1346
53.98% | s_1.0_1.0_-0.005_0.9 | 1237700317.8004 | s_1.0_1.0_0.0_1.0 | -978115969.2847 | s_0.95_1.0_0.01_1.3 | 746004385.5213 | s_0.8_1.1_0.0_1.0 | 1111760465.8896
54.87% | s_0.95_1.05_0.0_1.0 | 1246806220.6027 | s_1.1_1.0_-0.005_1.3 | -898095638.7877 | s_0.9_1.0_0.01_0.9 | 756595738.2253 | s_0.95_1.05_0.01_1.3 | 1148793019.7146
55.75% | s_0.9_0.95_0.0_1.0 | 1250622535.1216 | s_0.9_1.05_-0.005_0.9 | -878007860.3581 | s_0.95_0.9_0.0_1.0 | 873522171.8856 | s_0.95_1.05_-0.005_1.3 | 1180160363.106
56.64% | s_1.1_0.95_-0.005_0.9 | 1267218475.195 | s_1.1_1.05_-0.005_0.9 | -857672962.327 | s_1.0_1.0_0.0_1.3 | 886616831.8686 | s_1.1_0.95_-0.005_0.9 | 1275699457.3426
57.52% | s_1.0_1.0_0.01_0.9 | 1277216487.8619 | s_0.95_1.0_0.0_1.0 | -819475610.7544 | s_1.0_1.0_0.0_0.9 | 906179700.4102 | s_1.05_0.95_0.01_1.3 | 1295662626.3827
58.41% | s_0.95_1.05_0.01_1.3 | 1303512195.259 | s_1.1_0.95_-0.005_0.9 | -763816923.5449 | s_1.05_1.05_-0.005_0.9 | 911502632.6596 | s_1.05_1.05_0.01_1.3 | 1327962763.3412
59.29% | s_1.05_1.05_-0.005_0.9 | 1306442958.7766 | s_0.8_1.0_0.0_1.0 | -721837884.9389 | s_1.1_0.95_0.0_1.0 | 941079258.004 | s_0.9_1.05_0.0_1.0 | 1342835189.4709
60.18% | s_1.0_0.925_0.0_1.0 | 1309318205.3199 | s_1.05_0.95_-0.005_0.9 | -661234319.4543 | s_1.075_1.0_0.0_1.0 | 984870482.6066 | s_0.8_1.0_0.0_1.0 | 1362346400.962
61.06% | s_1.05_0.95_0.01_0.9 | 1328697191.7765 | s_0.9_1.0_0.0_1.0 | -612287518.1001 | s_1.0_0.975_0.0_1.0 | 1101117529.0801 | s_1.0_1.0_0.01_1.0 | 1382396943.8251
61.95% | s_1.1_0.95_0.01_0.9 | 1332760821.7002 | s_1.075_1.0_0.0_1.0 | -529371448.6048 | s_1.05_0.95_0.0_1.0 | 1173895412.2268 | s_1.05_1.1_0.0_1.0 | 1385926818.8189
62.83% | s_0.9_1.0_-0.005_1.3 | 1408652559.6704 | s_1.1_0.95_0.0_1.0 | -511224489.104 | s_1.0_0.95_0.01_1.3 | 1196112683.3682 | s_1.05_0.95_-0.005_0.9 | 1390394328.8642
63.72% | s_1.05_1.1_0.0_1.0 | 1488939020.6455 | s_1.1_1.1_0.0_1.0 | -505900862.5362 | s_1.0_1.0_0.01_1.0 | 1260896625.2321 | s_0.95_1.0_-0.005_0.9 | 1433500761.4732
64.6% | s_0.9_1.0_0.01_0.9 | 1576607108.8203 | s_1.05_1.05_-0.005_1.3 | -498171863.0054 | s_1.0_1.0_0.0_1.1 | 1262675385.8534 | s_0.95_0.95_0.01_1.3 | 1440797626.8964
65.49% | s_1.15_1.0_0.0_1.0 | 1590577237.6973 | s_1.0_1.0_-0.01_1.0 | -491671366.6141 | s_1.0_1.1_0.0_1.0 | 1336164239.3192 | s_0.9_0.95_0.01_1.3 | 1479440467.5066
66.37% | s_1.1_1.0_0.01_0.9 | 1655108474.3216 | s_1.1_1.05_0.0_1.0 | -491423587.0019 | s_1.0_1.0_0.0_1.0 | 1337250470.1684 | s_1.15_1.0_0.0_1.0 | 1494795029.7511
67.26% | s_1.1_0.95_-0.005_1.3 | 1658921163.6371 | s_0.9_1.0_0.01_1.3 | -441370395.3791 | s_1.0_1.05_-0.005_1.3 | 1397361833.1407 | s_0.9_0.95_0.0_1.0 | 1501816255.6358
68.14% | s_1.1_0.9_0.0_1.0 | 1667934513.3167 | s_1.1_0.95_-0.005_1.3 | -435785319.4295 | s_1.1_1.0_-0.005_0.9 | 1410291683.6255 | s_0.9_1.05_0.01_1.3 | 1541353517.8922
69.03% | s_0.9_1.0_-0.005_0.9 | 1669890285.0798 | s_0.95_1.05_-0.005_0.9 | -406360721.8539 | s_0.95_0.95_-0.005_1.3 | 1411733953.1294 | s_1.05_0.95_0.0_1.0 | 1548018469.9083
69.91% | s_0.8_0.9_0.0_1.0 | 1682547263.1267 | s_0.925_1.0_0.0_1.0 | -338328132.8923 | s_1.1_1.05_-0.005_0.9 | 1424243502.2535 | s_1.05_0.95_-0.005_1.3 | 1559100532.4141
70.8% | s_0.9_0.95_0.01_1.3 | 1723199344.1239 | s_1.0_0.95_-0.005_1.3 | -332135620.0363 | s_0.9_1.05_-0.005_1.3 | 1446834634.0875 | s_0.95_0.95_-0.005_1.3 | 1589865588.1984
71.68% | s_1.05_1.05_0.01_1.3 | 1734865183.1401 | s_1.0_0.95_-0.005_0.9 | -324331904.491 | s_0.95_1.0_0.0_1.0 | 1482932161.6168 | s_1.1_0.95_0.01_1.3 | 1596605431.4562
72.57% | s_1.1_1.0_0.0_1.0 | 1752008095.1745 | s_1.05_0.95_0.0_1.0 | -219486036.3176 | s_1.05_0.95_-0.005_0.9 | 1484278871.5876 | s_0.95_0.95_0.01_0.9 | 1605373264.846
73.45% | s_1.0_0.9_0.0_1.0 | 1757651455.5168 | s_1.1_0.9_0.0_1.0 | -205108483.5357 | s_1.1_1.05_-0.005_1.3 | 1657151468.6584 | s_1.1_0.95_0.0_1.0 | 1607147458.0599
74.34% | s_1.1_1.0_-0.005_0.9 | 1851956522.1306 | s_1.1_1.0_0.0_1.0 | -197550938.3767 | s_0.95_0.95_-0.005_0.9 | 1703291127.0936 | s_1.05_1.0_0.0_1.0 | 1609568401.0583
75.22% | s_1.0_1.05_-0.005_1.3 | 1864530778.338 | s_0.85_1.0_0.0_1.0 | -139439181.241 | s_1.1_1.0_-0.005_1.3 | 1716572554.3944 | s_1.1_0.95_-0.005_1.3 | 1745658082.1648
76.11% | s_1.05_0.95_-0.005_0.9 | 1903465350.6718 | s_0.9_1.0_-0.005_0.9 | -90440337.3881 | s_1.05_0.95_-0.005_1.3 | 1786265249.7418 | s_1.0_1.1_0.0_1.0 | 1813752291.9442
76.99% | s_1.1_1.0_-0.005_1.3 | 2007830042.9927 | s_1.2_0.9_0.0_1.0 | 131112.0157 | s_1.0_1.05_-0.005_0.9 | 1792781651.1164 | s_0.95_0.95_-0.005_0.9 | 1833802083.1196
77.88% | s_1.1_0.95_0.0_1.0 | 2016735958.0454 | s_0.95_1.05_-0.005_1.3 | 37102274.0123 | s_0.9_0.95_0.0_1.0 | 1807134157.1292 | s_1.0_1.05_-0.005_1.3 | 1866357337.6612
78.76% | s_0.9_1.05_-0.005_1.3 | 2056995804.8656 | s_1.1_1.0_-0.005_0.9 | 58050384.2238 | s_0.925_1.0_0.0_1.0 | 1813610641.4223 | s_1.0_0.95_0.0_1.0 | 1879280997.7266
79.65% | s_1.0_1.0_0.01_1.0 | 2081041139.7696 | s_1.0_1.05_0.01_1.3 | 69474831.5106 | s_1.2_0.9_0.0_1.0 | 1859452802.5559 | s_1.1_0.9_0.0_1.0 | 1937430038.04
80.53% | s_1.05_0.95_0.01_1.3 | 2127437230.9759 | s_0.95_0.95_0.0_1.0 | 93377055.6769 | s_1.0_0.95_0.0_1.0 | 1871088024.3257 | s_0.95_1.1_0.0_1.0 | 1985744908.1558
81.42% | s_1.05_0.95_-0.005_1.3 | 2142921478.6542 | s_1.0_1.0_0.01_1.3 | 141922389.0245 | s_0.9_0.95_0.01_1.3 | 1876652752.3182 | s_1.1_1.0_0.0_1.0 | 2046688373.5893
82.3% | s_0.95_1.0_-0.005_1.3 | 2202055074.78 | s_0.95_1.1_0.0_1.0 | 249987968.3362 | s_1.05_0.9_0.0_1.0 | 1926339714.2732 | s_0.85_1.0_0.0_1.0 | 2059857207.0111
83.19% | s_1.0_1.05_-0.005_0.9 | 2259693124.5946 | s_0.9_0.95_0.01_0.9 | 310289852.0697 | s_0.95_1.1_0.0_1.0 | 1998579774.1857 | s_0.9_1.05_-0.005_1.3 | 2082137907.0255
84.07% | s_0.8_1.0_0.0_1.0 | 2322467702.1948 | s_0.9_0.95_-0.005_1.3 | 315056936.0532 | s_0.95_1.05_-0.005_0.9 | 2067132606.5155 | s_1.0_0.95_0.01_0.9 | 2117824084.677
84.96% | s_1.0_0.95_0.0_1.0 | 2366119106.1822 | s_1.025_1.0_0.0_1.0 | 347225187.7345 | s_0.95_1.0_0.01_0.9 | 2076526219.6151 | s_0.95_1.0_0.01_0.9 | 2165153862.1483
85.84% | s_0.9_1.0_0.0_1.0 | 2470884173.9544 | s_0.95_0.95_-0.005_0.9 | 364915897.3379 | s_0.9_1.0_0.01_1.3 | 2179127366.4144 | s_1.0_1.05_-0.005_0.9 | 2261710035.8367
86.73% | s_0.95_1.0_0.01_0.9 | 2558037491.3626 | s_0.8_1.1_0.0_1.0 | 403235305.6495 | s_1.05_1.1_0.0_1.0 | 2183541437.9523 | s_0.95_0.9_0.0_1.0 | 2290174370.5779
87.61% | s_1.075_1.0_0.0_1.0 | 2574218486.7049 | s_0.95_0.95_-0.005_1.3 | 449984572.18 | s_0.95_1.0_-0.005_1.3 | 2359859298.1038 | s_0.9_1.05_0.01_0.9 | 2311715427.7563
88.5% | s_1.05_0.9_0.0_1.0 | 2587657151.1332 | s_0.95_1.0_-0.005_1.3 | 456290581.2215 | s_0.9_1.05_0.0_1.0 | 2366043582.9638 | s_0.9_1.0_0.01_1.3 | 2320815917.1903
89.38% | s_0.85_1.0_0.0_1.0 | 2633052016.7221 | s_0.9_1.0_-0.005_1.3 | 684726980.2205 | s_0.9_1.05_0.01_1.3 | 2443123579.0508 | s_0.9_0.95_-0.005_0.9 | 2341584833.1462
90.27% | s_0.95_1.05_-0.005_0.9 | 2698718503.6837 | s_1.05_1.05_0.0_1.0 | 827048956.1702 | s_0.95_0.95_0.0_1.0 | 2676397539.4198 | s_1.0_0.9_0.0_1.0 | 2380937805.4042
91.15% | s_1.1_1.05_0.0_1.0 | 2904960370.1417 | s_0.95_1.0_0.01_0.9 | 834495053.7936 | s_0.8_1.1_0.0_1.0 | 3035559408.3485 | s_0.9_0.95_-0.005_1.3 | 2708881538.3837
92.04% | s_0.95_1.0_-0.005_0.9 | 2945765305.588 | s_1.0_1.0_-0.005_1.3 | 867265099.0192 | s_0.9_0.95_-0.005_0.9 | 3091612275.9276 | s_1.0_1.05_0.01_1.3 | 2795087197.3353
92.92% | s_0.9_1.0_0.01_1.3 | 2998158522.4868 | s_1.0_1.0_-0.005_1.0 | 1005747717.1517 | s_0.9_1.05_0.01_0.9 | 3387435149.9848 | s_1.1_0.95_0.01_0.9 | 2848462063.583
93.81% | s_0.95_0.95_0.0_1.0 | 3201609611.7804 | s_1.0_1.05_-0.005_0.9 | 1055872124.7268 | s_0.9_0.95_-0.005_1.3 | 3468211224.4764 | s_0.95_1.05_-0.005_0.9 | 3088893128.9182
94.69% | s_0.95_1.1_0.0_1.0 | 3248123263.3249 | s_0.9_0.95_0.01_1.3 | 1281786449.5043 | s_0.95_1.0_-0.005_0.9 | 3489482540.1673 | s_1.0_0.95_0.01_1.3 | 3102045190.4297
95.58% | s_1.0_1.05_0.01_1.3 | 3398182940.2436 | s_0.95_1.0_-0.005_0.9 | 1741329527.3091 | s_0.9_1.0_0.0_1.0 | 3658082692.2481 | s_1.05_0.9_0.0_1.0 | 3411365456.5402
96.46% | s_1.05_1.0_0.0_1.0 | 3618794926.1318 | s_1.0_1.0_-0.005_0.9 | 1836564820.1313 | s_0.9_1.05_-0.005_0.9 | 3975092007.9134 | s_0.9_1.0_0.0_1.0 | 3662716956.7031
97.35% | s_0.95_0.95_0.01_1.3 | 3706657719.808 | s_1.05_1.05_-0.005_0.9 | 2306610823.4416 | s_1.0_1.0_0.01_1.3 | 4212895614.5457 | s_0.95_0.95_0.0_1.0 | 3909060073.2147
98.23% | s_0.95_0.95_0.01_0.9 | 3942352677.5534 | s_0.8_0.9_0.0_1.0 | 2634540235.9673 | s_0.8_0.95_0.0_1.0 | 4526814159.7272 | s_1.0_1.0_0.01_1.3 | 4335309201.2493
99.12% | s_0.9_1.05_-0.005_0.9 | 4583455422.0596 | s_1.1_0.95_0.01_1.3 | 18232993416.5683 | s_0.8_0.9_0.0_1.0 | 4646228716.8688 | s_0.9_1.05_-0.005_0.9 | 4608548369.3954
100% | s_1.0_1.0_0.01_1.3 | 5036409945.9963 | s_1.1_0.95_0.01_0.9 | 19241851601.7636 | s_0.85_1.0_0.0_1.0 | 4801758334.6202 | s_0.8_0.9_0.0_1.0 | 4792317287.2596

## Consumer surplus
| Min | -5012968114.2893 | Min | -4557205176.1269 | Min | -3147642918.22 | Min | -4832770759.6006
| Max | 4621382417.8848 | Max | 19241851601.7636 | Max | 3791983037.402 | Max | 4190871084.8611
| Mean | 556989193.4937 | Mean | -807945566.6085 | Mean | -130807986.0316 | Mean | 221623949.7495
| Median | 714609647.5878 | Median | -1057249040 | Median | -372830181.7871 | Median | 283736902.8973
| Lower quartile | -132921183.6002 | Lower quartile | -2132486854.5366 | Lower quartile | -1168670489.5915 | Lower quartile | -872496713.7031
| Upper quartile | 1458926668.1014 | Upper quartile | -139439181.241 | Upper quartile | 720863520.9082 | Upper quartile | 1181062061.932
| Central |  | Alternative |  | Future only |  | HVDC only |  | Note - top of y axis in this chart is shortened to exclude two extreme values from the Alternative scenario - this must be noted in any use of this chart
% of scenarios | Scenario | dCS_cum_PV | Scenario | dCS_cum_PV | Scenario | dCS_cum_PV | Scenario | dCS_cum_PV
0.885% | s_0.8_1.05_0.0_1.0 | -5012968114.2893 | s_1.1_1.0_0.01_1.3 | -4557205176.1269 | s_1.0_1.05_0.01_0.9 | -3147642918.22 | s_0.8_1.05_0.0_1.0 | -4832770759.6006
1.77% | s_0.975_1.0_0.0_1.0 | -3400562003.4594 | s_1.1_1.05_0.01_1.3 | -3919164628.8704 | s_1.05_1.0_0.01_1.3 | -2992085608.5497 | s_0.9_1.1_0.0_1.0 | -3797423893.7078
2.655% | s_0.9_1.1_0.0_1.0 | -2906261084.8583 | s_1.1_1.05_0.01_0.9 | -3862491921.3437 | s_0.9_1.1_0.0_1.0 | -2631777200.6872 | s_1.2_1.1_0.0_1.0 | -3040686579.4078
3.54% | s_1.05_1.0_-0.005_0.9 | -2634133250.3146 | s_1.0_1.075_0.0_1.0 | -3729966900.0687 | s_1.1_1.05_0.01_0.9 | -2578857189.9603 | s_1.05_1.0_-0.005_0.9 | -2730618090.5118
4.425% | s_1.05_1.0_-0.005_1.3 | -2506207416.5102 | s_1.0_1.0_0.01_0.9 | -3601850011.5496 | s_1.1_1.1_0.0_1.0 | -2310370152.6223 | s_1.05_1.0_-0.005_1.3 | -2603908590.169
5.31% | s_1.1_1.05_-0.005_0.9 | -2063864171.4709 | s_1.0_0.95_0.01_0.9 | -3547287082.2341 | s_1.1_1.05_0.0_1.0 | -2235660630.9071 | s_0.9_1.0_-0.005_0.9 | -2027044492.8316
6.195% | s_1.1_1.1_0.0_1.0 | -1985853327.6826 | s_0.9_1.05_0.01_1.3 | -3519075487.7079 | s_1.0_0.925_0.0_1.0 | -1999872150.7114 | s_0.9_1.0_-0.005_1.3 | -1914875921.5533
7.08% | s_1.0_0.95_0.01_0.9 | -1916810507.3449 | s_0.9_1.05_-0.005_1.3 | -3501751561.1067 | s_1.05_1.05_0.01_0.9 | -1986276533.2204 | s_0.975_1.0_0.0_1.0 | -1727467401.0471
7.965% | s_1.0_0.95_-0.005_1.3 | -1843838878.5011 | s_0.9_1.05_0.01_0.9 | -3429493584.953 | s_1.0_0.95_-0.005_1.3 | -1902432809.0136 | s_1.0_1.0_-0.01_1.0 | -1649192018.6947
8.85% | s_1.0_0.95_-0.005_0.9 | -1828547359.7206 | s_0.8_1.05_0.0_1.0 | -3385730259.3477 | s_1.05_1.0_0.01_0.9 | -1897811690.6333 | s_1.0_0.975_0.0_1.0 | -1630442301.0594
9.735% | s_1.1_1.05_-0.005_1.3 | -1821395809.8314 | s_1.05_1.0_0.01_1.3 | -3238805684.9124 | s_1.0_0.95_-0.005_0.9 | -1884311470.1732 | s_1.0_0.95_-0.005_1.3 | -1624515735.2639
10.62% | s_1.0_1.025_0.0_1.0 | -1807621685.3892 | s_0.95_1.0_0.01_1.3 | -3098104024.5387 | s_1.0_1.05_0.0_1.0 | -1823271453.1119 | s_1.0_0.95_-0.005_0.9 | -1610764016.1723
11.5% | s_1.0_1.0_0.005_1.0 | -1760896847.9443 | s_1.1_1.0_0.01_0.9 | -3043007115.1432 | s_1.1_1.05_0.01_1.3 | -1716392999.856 | s_1.0_1.0_0.0_1.2 | -1508623426.3779
12.39% | s_1.0_1.0_-0.01_1.0 | -1566147435.4992 | s_1.0_1.0_0.01_1.0 | -2814845349.9728 | s_0.95_1.05_0.01_0.9 | -1712423374.0126 | s_1.1_1.1_0.0_1.0 | -1469379140.27
13.27% | s_1.05_1.05_0.0_1.0 | -1408410972.8436 | s_0.9_0.95_0.0_1.0 | -2788461039.5887 | s_1.05_0.95_0.01_0.9 | -1635931111.7958 | s_1.0_1.0_0.005_1.0 | -1424682583.8584
14.16% | s_1.2_0.9_0.0_1.0 | -1132528294.9488 | s_0.95_1.05_0.01_0.9 | -2774766203.4579 | s_1.0_1.0_-0.005_1.0 | -1462990025.4515 | s_0.95_1.05_0.0_1.0 | -1389994092.0422
15.04% | s_1.025_1.0_0.0_1.0 | -967273648.5195 | s_1.05_0.9_0.0_1.0 | -2726006711.1591 | s_1.1_0.95_0.01_1.3 | -1438817521.462 | s_1.0_1.0_0.0_1.3 | -1319678834.7268
15.93% | s_1.0_0.95_0.01_1.3 | -938438799.3363 | s_1.05_1.05_0.01_0.9 | -2613452330.4708 | s_0.8_1.05_0.0_1.0 | -1392674409.4538 | s_1.0_1.0_0.0_0.9 | -1303902540.5054
16.81% | s_1.0_0.975_0.0_1.0 | -857080511.0093 | s_1.05_1.0_0.01_0.9 | -2550795145.2292 | s_1.0_1.025_0.0_1.0 | -1382029053.6697 | s_1.0_1.025_0.0_1.0 | -1273061540.9063
17.7% | s_0.9_0.9_0.0_1.0 | -844458710.7618 | s_0.975_1.0_0.0_1.0 | -2506876800.1606 | s_1.0_1.0_0.005_1.0 | -1351617418.828 | s_1.05_1.05_0.0_1.0 | -1270514245.2527
18.58% | s_1.05_1.05_-0.005_1.3 | -751101578.9797 | s_1.15_1.0_0.0_1.0 | -2493335432.7557 | s_0.975_1.0_0.0_1.0 | -1323883504.2715 | s_0.9_0.9_0.0_1.0 | -1249242469.2222
19.47% | s_0.925_1.0_0.0_1.0 | -654300137.5708 | s_1.0_0.95_0.01_1.3 | -2486856655.1667 | s_1.0_1.0_-0.005_1.3 | -1279846416.3635 | s_1.05_1.0_0.01_1.3 | -1241391999.4993
20.35% | s_1.05_1.0_0.01_1.3 | -512840086.4555 | s_1.0_1.05_0.01_0.9 | -2415801926.6206 | s_1.0_1.0_-0.01_1.0 | -1266496652.6139 | s_1.2_0.95_0.0_1.0 | -1139894392.4953
21.24% | s_1.0_1.075_0.0_1.0 | -343666816.5111 | s_1.05_1.1_0.0_1.0 | -2392997362.6342 | s_1.2_1.0_0.0_1.0 | -1257980389.5776 | s_1.0_1.0_-0.005_1.0 | -1105283985.9216
22.12% | s_1.2_0.95_0.0_1.0 | -284245300.0828 | s_0.95_0.9_0.0_1.0 | -2299209605.4558 | s_1.0_1.075_0.0_1.0 | -1253296515.912 | s_1.025_1.0_0.0_1.0 | -1029494493.296
23.01% | s_0.9_1.05_0.0_1.0 | -209381010.4005 | s_1.0_1.025_0.0_1.0 | -2207355344.7085 | s_1.05_1.05_0.0_1.0 | -1219679523.8786 | s_1.0_1.0_0.0_1.1 | -942060227.0542
23.89% | s_0.9_0.95_0.01_0.9 | -198477524.6397 | s_1.05_0.95_0.01_0.9 | -2199961382.7572 | s_1.05_1.05_0.01_1.3 | -1196897233.7327 | s_1.0_1.0_-0.005_1.3 | -923488733.1577
24.78% | s_1.1_1.05_0.01_1.3 | -188802552.5836 | s_1.05_0.95_0.01_1.3 | -2148792483.2062 | s_1.2_1.05_0.0_1.0 | -1171951253.3574 | s_1.0_1.05_0.0_1.0 | -883669030.7666
25.66% | s_0.9_1.05_0.01_1.3 | -132921183.6002 | s_0.9_1.1_0.0_1.0 | -2132486854.5366 | s_1.1_0.9_0.0_1.0 | -1168670489.5915 | s_1.0_1.0_0.0_1.0 | -872496713.7031
26.55% | s_1.2_1.0_0.0_1.0 | -121117967.9305 | s_1.05_0.95_-0.005_1.3 | -2121003468.8204 | s_0.95_1.05_0.01_1.3 | -1102960895.8756 | s_1.0_1.075_0.0_1.0 | -831268767.827
27.43% | s_1.0_1.05_0.0_1.0 | -96911972.2365 | s_1.0_0.95_0.0_1.0 | -2115033210.2382 | s_1.15_1.0_0.0_1.0 | -1020526413.1474 | s_1.1_1.0_0.01_1.3 | -691998767.2402
28.32% | s_1.1_1.05_0.01_0.9 | -52039257.5089 | s_1.0_1.0_0.0_0.9 | -2094639769.6298 | s_1.1_1.0_0.01_1.3 | -964662451.7146 | s_0.9_0.95_0.01_0.9 | -624010787.6318
29.2% | s_1.1_0.95_0.01_1.3 | -23570222.7223 | s_0.95_0.95_0.01_1.3 | -1971933670.6034 | s_1.0_1.05_0.01_1.3 | -888898846.2803 | s_1.05_1.05_-0.005_1.3 | -462987411.1926
30.09% | s_1.0_1.0_-0.005_1.0 | -21508558.0023 | s_1.05_1.05_0.01_1.3 | -1928320152.5083 | s_1.05_0.95_0.01_1.3 | -824079262.284 | s_1.05_1.0_0.01_0.9 | -429888190.9199
30.97% | s_0.9_0.95_-0.005_0.9 | 62735248.9879 | s_1.0_1.0_0.005_1.0 | -1902178435.1992 | s_0.95_1.05_-0.005_1.3 | -823932795.5704 | s_0.95_1.0_0.0_1.0 | -376736252.4268
31.86% | s_0.8_1.1_0.0_1.0 | 98195037.1309 | s_0.9_1.0_0.01_0.9 | -1855344510.5771 | s_1.0_0.95_0.01_0.9 | -805535409.8346 | s_0.8_0.95_0.0_1.0 | -368201999.9928
32.74% | s_0.95_1.05_0.01_0.9 | 99364389.88 | s_0.95_1.05_0.01_1.3 | -1799372590.964 | s_1.1_1.0_0.0_1.0 | -711807820.7824 | s_1.1_1.05_0.01_1.3 | -362391004.5041
33.63% | s_1.0_1.0_0.0_1.2 | 133938287.0437 | s_0.95_0.95_0.01_0.9 | -1774937722.1695 | s_0.95_1.05_0.0_1.0 | -684206507.4471 | s_1.1_1.05_-0.005_0.9 | -357512264.7576
34.51% | s_1.0_1.0_-0.005_1.3 | 161031530.0975 | s_0.9_0.9_0.0_1.0 | -1773791092.4434 | s_1.2_0.95_0.0_1.0 | -679679480.758 | s_1.2_0.9_0.0_1.0 | -349236767.4525
35.4% | s_1.2_1.05_0.0_1.0 | 178048477.0608 | s_1.0_0.925_0.0_1.0 | -1728110435.7016 | s_1.1_0.95_-0.005_0.9 | -661398721.2952 | s_0.95_1.0_-0.005_1.3 | -307699782.6651
36.28% | s_0.95_0.95_-0.005_1.3 | 191064503.1832 | s_0.8_0.95_0.0_1.0 | -1675629547.8911 | s_1.0_1.0_-0.005_0.9 | -629244767.524 | s_1.0_1.0_-0.005_0.9 | -262572781.8689
37.17% | s_0.95_1.0_0.0_1.0 | 240252447.989 | s_1.2_1.05_0.0_1.0 | -1674146854.6435 | s_0.9_0.95_0.01_0.9 | -627601867.6676 | s_1.1_1.05_0.01_0.9 | -224047078.2786
38.05% | s_1.05_1.0_0.01_0.9 | 299701476.4178 | s_1.05_1.0_-0.005_1.3 | -1647021492.2133 | s_1.05_1.0_-0.005_0.9 | -618842162.494 | s_1.1_1.0_0.01_0.9 | -224031743.6252
38.94% | s_1.0_1.0_0.0_1.3 | 321472678.0736 | s_1.0_0.9_0.0_1.0 | -1627815206.0432 | s_1.2_1.1_0.0_1.0 | -600076142.9048 | s_1.1_1.05_-0.005_1.3 | -116709175.3336
39.82% | s_1.0_1.0_0.0_0.9 | 337626743.442 | s_1.0_1.0_0.0_1.2 | -1619564098.5243 | s_0.9_1.0_-0.005_1.3 | -588930694.4203 | s_1.05_0.95_0.01_0.9 | -109347877.2088
40.71% | s_0.95_1.05_-0.005_1.3 | 367802848.818 | s_0.95_1.05_0.0_1.0 | -1580652216.7043 | s_1.1_0.95_-0.005_1.3 | -578758565.8174 | s_1.0_1.05_0.01_0.9 | -70585085.4754
41.59% | s_1.2_1.1_0.0_1.0 | 383145399.9468 | s_1.2_0.95_0.0_1.0 | -1439347092.4596 | s_0.95_0.95_0.01_1.3 | -574431784.6635 | s_0.925_1.0_0.0_1.0 | -60859396.4332
42.48% | s_0.95_0.95_-0.005_0.9 | 434046690.8496 | s_1.2_1.0_0.0_1.0 | -1437406090.9985 | s_1.0_1.0_0.01_0.9 | -552402431.1792 | s_0.95_1.05_0.01_0.9 | -57876734.7701
43.36% | s_0.95_0.9_0.0_1.0 | 476127958.1655 | s_1.0_1.0_0.0_1.3 | -1434032613.4076 | s_1.05_1.05_-0.005_1.3 | -542770358.1584 | s_1.05_1.05_0.01_0.9 | -51766672.983
44.25% | s_1.05_1.05_0.01_0.9 | 541634873.2539 | s_1.2_1.1_0.0_1.0 | -1307254444.6752 | s_1.05_1.0_0.0_1.0 | -542185199.0331 | s_1.0_1.0_0.01_0.9 | -17571511.9752
45.13% | s_1.0_1.1_0.0_1.0 | 554533903.2775 | s_1.0_1.05_-0.005_1.3 | -1265275244.2882 | s_1.025_1.0_0.0_1.0 | -506786678.0874 | s_1.05_1.05_-0.005_0.9 | -11330427.9766
46.02% | s_0.9_0.95_-0.005_1.3 | 565431075.5238 | s_1.0_0.975_0.0_1.0 | -1264785419.8583 | s_1.1_1.0_0.01_0.9 | -503561256.9436 | s_1.1_1.0_-0.005_0.9 | -1001813.5823
46.9% | s_1.05_0.95_0.0_1.0 | 665453532.0177 | s_1.0_1.1_0.0_1.0 | -1180882442.7543 | s_1.1_0.95_0.01_0.9 | -496657100.3441 | s_1.075_1.0_0.0_1.0 | 30544656.9529
47.79% | s_0.8_0.95_0.0_1.0 | 671278989.9061 | s_1.0_1.05_0.0_1.0 | -1162401852.2926 | s_1.05_1.0_-0.005_1.3 | -479591591.3712 | s_1.2_1.05_0.0_1.0 | 76312393.0282
48.67% | s_0.9_1.05_0.01_0.9 | 684539256.7132 | s_1.05_1.0_0.0_1.0 | -1131707170.548 | s_0.8_1.0_0.0_1.0 | -468115808.278 | s_1.2_1.0_0.0_1.0 | 110953632.4782
49.56% | s_1.0_1.0_0.0_1.1 | 699380418.1382 | s_0.9_0.95_-0.005_0.9 | -1119063518.2055 | s_1.0_0.9_0.0_1.0 | -413964088.8646 | s_0.95_1.0_0.01_1.3 | 232747689.0511
50.44% | s_1.0_1.05_0.01_0.9 | 714609647.5878 | s_1.1_1.05_-0.005_1.3 | -1057249040 | s_0.9_1.0_-0.005_0.9 | -372830181.7871 | s_0.9_1.0_0.01_0.9 | 283736902.8973
51.33% | s_1.0_1.0_0.0_1.0 | 771824404.9477 | s_1.0_1.0_0.0_1.1 | -1051740743.6083 | s_0.95_0.95_0.01_0.9 | -353066755.0215 | s_1.1_1.05_0.0_1.0 | 317139189.3642
52.21% | s_1.1_1.0_0.01_1.3 | 776927126.5893 | s_1.05_1.0_-0.005_0.9 | -1048993974.5803 | s_0.9_0.9_0.0_1.0 | -325776338.0636 | s_1.0_0.925_0.0_1.0 | 411879988.5741
53.1% | s_0.95_1.0_0.01_1.3 | 805680908.8189 | s_0.9_1.05_0.0_1.0 | -1021512615.8827 | s_1.0_1.0_0.0_1.2 | -308428178.787 | s_1.1_1.0_-0.005_1.3 | 436911408.4187
53.98% | s_1.0_1.0_-0.005_0.9 | 814386213.6956 | s_1.0_1.0_0.0_1.0 | -978115969.2847 | s_0.95_1.0_0.01_1.3 | -267896460.9089 | s_0.8_1.1_0.0_1.0 | 500131988.0102
54.87% | s_0.95_1.05_0.0_1.0 | 822162761.3617 | s_1.1_1.0_-0.005_1.3 | -898095638.7877 | s_0.9_1.0_0.01_0.9 | -256476388.8068 | s_0.95_1.05_0.01_1.3 | 536276856.9697
55.75% | s_0.9_0.95_0.0_1.0 | 832784209.5039 | s_0.9_1.05_-0.005_0.9 | -878007860.3581 | s_0.95_0.9_0.0_1.0 | -134827027.5994 | s_0.95_1.05_-0.005_1.3 | 574793607.0976
56.64% | s_1.0_1.0_0.01_0.9 | 862189061.8404 | s_1.1_1.05_-0.005_0.9 | -857672962.327 | s_1.0_1.0_0.0_1.3 | -120902939.0579 | s_1.05_0.95_0.01_1.3 | 694796158.2577
57.52% | s_1.1_0.95_-0.005_0.9 | 886062161.8534 | s_0.95_1.0_0.0_1.0 | -819475610.7544 | s_1.0_1.0_0.0_0.9 | -101339854.1937 | s_1.1_0.95_-0.005_0.9 | 711151371.1381
58.41% | s_0.95_1.05_0.01_1.3 | 888762786.8074 | s_1.1_0.95_-0.005_0.9 | -763816923.5449 | s_1.05_1.05_-0.005_0.9 | -92430956.9333 | s_1.05_1.05_0.01_1.3 | 735744357.8885
59.29% | s_1.0_0.925_0.0_1.0 | 891196114.1324 | s_0.8_1.0_0.0_1.0 | -721837884.9389 | s_1.1_0.95_0.0_1.0 | -51383693.1092 | s_0.9_1.05_0.0_1.0 | 744313423.3851
60.18% | s_1.05_1.05_-0.005_0.9 | 892238460.3044 | s_1.05_0.95_-0.005_0.9 | -661234319.4543 | s_1.075_1.0_0.0_1.0 | -14779291.1905 | s_0.8_1.0_0.0_1.0 | 763278648.3872
61.06% | s_1.05_0.95_0.01_0.9 | 912346765.9099 | s_0.9_1.0_0.0_1.0 | -612287518.1001 | s_1.0_0.975_0.0_1.0 | 93842024.6828 | s_1.0_1.0_0.01_1.0 | 781881621.1184
61.95% | s_1.1_0.95_0.01_0.9 | 915456317.2143 | s_1.075_1.0_0.0_1.0 | -529371448.6048 | s_1.0_0.95_0.01_1.3 | 180401160.1605 | s_1.05_1.1_0.0_1.0 | 782233977.8969
62.83% | s_0.9_1.0_-0.005_1.3 | 982462321.2661 | s_1.1_0.95_0.0_1.0 | -511224489.104 | s_1.05_0.95_0.0_1.0 | 189302517.1463 | s_1.05_0.95_-0.005_0.9 | 794104538.4126
63.72% | s_1.05_1.1_0.0_1.0 | 1065892271.0537 | s_1.1_1.1_0.0_1.0 | -505900862.5362 | s_1.0_1.0_0.01_1.0 | 250414337.5063 | s_0.95_1.0_-0.005_0.9 | 825129227.4609
64.6% | s_0.9_1.0_0.01_0.9 | 1143874147.9533 | s_1.05_1.05_-0.005_1.3 | -498171863.0054 | s_1.0_1.0_0.0_1.1 | 255155614.927 | s_0.95_0.95_0.01_1.3 | 837067075.5213
65.49% | s_1.15_1.0_0.0_1.0 | 1195885281.0054 | s_1.0_1.0_-0.01_1.0 | -491671366.6141 | s_1.0_1.0_0.0_1.0 | 329730705.7201 | s_0.9_0.95_0.01_1.3 | 862436425.2017
66.37% | s_1.1_1.0_0.01_0.9 | 1238548643.1096 | s_1.1_1.05_0.0_1.0 | -491423587.0019 | s_1.0_1.1_0.0_1.0 | 334771465.1992 | s_0.9_0.95_0.0_1.0 | 898758650.7501
67.26% | s_0.9_1.0_-0.005_0.9 | 1243700304.0197 | s_0.9_1.0_0.01_1.3 | -441370395.3791 | s_1.0_1.05_-0.005_1.3 | 395957201.6046 | s_1.15_1.0_0.0_1.0 | 904215613.5513
68.14% | s_0.8_0.9_0.0_1.0 | 1266788062.7518 | s_1.1_0.95_-0.005_1.3 | -435785319.4295 | s_0.95_0.95_-0.005_1.3 | 411478537.116 | s_0.9_1.05_0.01_1.3 | 925809180.4081
69.03% | s_1.1_0.9_0.0_1.0 | 1267132107.427 | s_0.95_1.05_-0.005_0.9 | -406360721.8539 | s_1.1_1.0_-0.005_0.9 | 414598965.7768 | s_1.05_0.95_0.0_1.0 | 947460678.2396
69.91% | s_1.1_0.95_-0.005_1.3 | 1277758956.2009 | s_0.925_1.0_0.0_1.0 | -338328132.8923 | s_1.1_1.05_-0.005_0.9 | 429571161.5023 | s_1.05_0.95_-0.005_1.3 | 962699383.5287
70.8% | s_0.9_0.95_0.01_1.3 | 1289798355.8813 | s_1.0_0.95_-0.005_1.3 | -332135620.0363 | s_0.9_1.05_-0.005_1.3 | 452813240.5108 | s_0.95_0.95_-0.005_1.3 | 984461608.7137
71.68% | s_1.05_1.05_0.01_1.3 | 1326326423.5009 | s_1.0_0.95_-0.005_0.9 | -324331904.491 | s_0.95_1.0_0.0_1.0 | 473937785.7814 | s_1.1_0.95_0.01_1.3 | 996039176.9467
72.57% | s_1.1_1.0_0.0_1.0 | 1336168711.9743 | s_1.05_0.95_0.0_1.0 | -219486036.3176 | s_1.05_0.95_-0.005_0.9 | 498678306.4768 | s_0.95_0.95_0.01_0.9 | 1001626439.0418
73.45% | s_1.0_0.9_0.0_1.0 | 1341012121.5788 | s_1.1_0.9_0.0_1.0 | -205108483.5357 | s_1.1_1.05_-0.005_1.3 | 662518295.866 | s_1.05_1.0_0.0_1.0 | 1007702946.1372
74.34% | s_1.0_1.05_-0.005_1.3 | 1441584368.6274 | s_1.1_1.0_0.0_1.0 | -197550938.3767 | s_0.95_0.95_-0.005_0.9 | 703038647.6151 | s_1.1_0.95_0.0_1.0 | 1022437413.0444
75.22% | s_1.1_1.0_-0.005_0.9 | 1458926668.1014 | s_0.85_1.0_0.0_1.0 | -139439181.241 | s_1.1_1.0_-0.005_1.3 | 720863520.9082 | s_1.1_0.95_-0.005_1.3 | 1181062061.932
76.11% | s_1.05_0.95_-0.005_0.9 | 1491042842.7141 | s_0.9_1.0_-0.005_0.9 | -90440337.3881 | s_1.0_1.05_-0.005_0.9 | 791377008.5246 | s_1.0_1.1_0.0_1.0 | 1207373411.5984
76.99% | s_1.1_1.0_-0.005_1.3 | 1614747550.2847 | s_1.2_0.9_0.0_1.0 | 131112.0157 | s_0.9_0.95_0.0_1.0 | 798641025.2278 | s_0.95_0.95_-0.005_0.9 | 1228398344.1695
77.88% | s_1.1_0.95_0.0_1.0 | 1615373795.7476 | s_0.95_1.05_-0.005_1.3 | 37102274.0123 | s_1.05_0.95_-0.005_1.3 | 800664498.4694 | s_1.0_1.05_-0.005_1.3 | 1259608728.2257
78.76% | s_0.9_1.05_-0.005_1.3 | 1643887862.1458 | s_1.1_1.0_-0.005_0.9 | 58050384.2238 | s_0.925_1.0_0.0_1.0 | 804780738.9219 | s_1.0_0.95_0.0_1.0 | 1277547307.4969
79.65% | s_1.0_1.0_0.01_1.0 | 1666013621.1348 | s_1.0_1.05_0.01_1.3 | 69474831.5106 | s_0.9_0.95_0.01_1.3 | 861913631.5111 | s_1.1_0.9_0.0_1.0 | 1355192221.149
80.53% | s_1.05_0.95_0.01_1.3 | 1711086675.1413 | s_0.95_0.95_0.0_1.0 | 93377055.6769 | s_1.0_0.95_0.0_1.0 | 865329888.3233 | s_0.95_1.1_0.0_1.0 | 1380180806.3885
81.42% | s_1.05_0.95_-0.005_1.3 | 1730494871.5236 | s_1.0_1.0_0.01_1.3 | 141922389.0245 | s_1.2_0.9_0.0_1.0 | 880922576.0663 | s_1.1_1.0_0.0_1.0 | 1447064412.0609
82.3% | s_0.95_1.0_-0.005_1.3 | 1779633822.1356 | s_0.95_1.1_0.0_1.0 | 249987968.3362 | s_1.05_0.9_0.0_1.0 | 931481894.376 | s_0.85_1.0_0.0_1.0 | 1452029612.3542
83.19% | s_1.0_1.05_-0.005_0.9 | 1836746904.2933 | s_0.9_0.95_0.01_0.9 | 310289852.0697 | s_0.95_1.1_0.0_1.0 | 1003487590.2764 | s_0.9_1.05_-0.005_1.3 | 1485393528.3623
84.07% | s_0.8_1.0_0.0_1.0 | 1903633102.966 | s_0.9_0.95_-0.005_1.3 | 315056936.0532 | s_0.95_1.0_0.01_0.9 | 1062625625.0435 | s_1.0_0.95_0.01_0.9 | 1516922070.3459
84.96% | s_1.0_0.95_0.0_1.0 | 1948004122.1664 | s_1.025_1.0_0.0_1.0 | 347225187.7345 | s_0.95_1.05_-0.005_0.9 | 1091858662.6939 | s_0.95_1.0_0.01_0.9 | 1557242767.015
85.84% | s_0.9_1.0_0.0_1.0 | 2053790695.7519 | s_0.95_0.95_-0.005_0.9 | 364915897.3379 | s_0.9_1.0_0.01_1.3 | 1166055029.0961 | s_1.0_1.05_-0.005_0.9 | 1654961615.6586
86.73% | s_0.95_1.0_0.01_0.9 | 2131059970.2775 | s_0.8_1.1_0.0_1.0 | 403235305.6495 | s_1.05_1.1_0.0_1.0 | 1194714763.8939 | s_0.95_0.9_0.0_1.0 | 1687657956.2009
87.61% | s_1.075_1.0_0.0_1.0 | 2158160172.44 | s_0.95_0.95_-0.005_1.3 | 449984572.18 | s_0.9_1.05_0.0_1.0 | 1353896397.6215 | s_0.9_1.05_0.01_0.9 | 1696196852.6145
88.5% | s_1.05_0.9_0.0_1.0 | 2175323621.2647 | s_0.95_1.0_-0.005_1.3 | 456290581.2215 | s_0.95_1.0_-0.005_1.3 | 1358950636.2984 | s_0.9_1.0_0.01_1.3 | 1704704981.933
89.38% | s_0.85_1.0_0.0_1.0 | 2204259633.4581 | s_0.9_1.0_-0.005_1.3 | 684726980.2205 | s_0.9_1.05_0.01_1.3 | 1434697571.0422 | s_0.9_0.95_-0.005_0.9 | 1735462083.9847
90.27% | s_0.95_1.05_-0.005_0.9 | 2276692944.7241 | s_1.05_1.05_0.0_1.0 | 827048956.1702 | s_0.95_0.95_0.0_1.0 | 1668825016.1317 | s_1.0_0.9_0.0_1.0 | 1781382052.5858
91.15% | s_1.1_1.05_0.0_1.0 | 2488641637.6883 | s_0.95_1.0_0.01_0.9 | 834495053.7936 | s_0.8_1.1_0.0_1.0 | 2030453587.5435 | s_0.9_0.95_-0.005_1.3 | 2102758598.051
92.04% | s_0.95_1.0_-0.005_0.9 | 2523297744.4685 | s_1.0_1.0_-0.005_1.3 | 867265099.0192 | s_0.9_0.95_-0.005_0.9 | 2087329854.1723 | s_1.0_1.05_0.01_1.3 | 2193795706.24
92.92% | s_0.9_1.0_0.01_1.3 | 2565425248.3822 | s_1.0_1.0_-0.005_1.0 | 1005747717.1517 | s_0.9_1.05_0.01_0.9 | 2378919495.9408 | s_1.1_0.95_0.01_0.9 | 2247966847.2986
93.81% | s_0.95_0.95_0.0_1.0 | 2784207965.7673 | s_1.0_1.05_-0.005_0.9 | 1055872124.7268 | s_0.9_0.95_-0.005_1.3 | 2463932826.8474 | s_0.95_1.05_-0.005_0.9 | 2483526555.6409
94.69% | s_0.95_1.1_0.0_1.0 | 2819539878.5824 | s_0.9_0.95_0.01_1.3 | 1281786449.5043 | s_0.95_1.0_-0.005_0.9 | 2488574001.7312 | s_1.0_0.95_0.01_1.3 | 2501143027.1177
95.58% | s_1.0_1.05_0.01_1.3 | 2982105566.6395 | s_0.95_1.0_-0.005_0.9 | 1741329527.3091 | s_0.9_1.0_0.0_1.0 | 2648368729.6185 | s_1.05_0.9_0.0_1.0 | 2816614679.8656
96.46% | s_1.05_1.0_0.0_1.0 | 3201616268.9207 | s_1.0_1.0_-0.005_0.9 | 1836564820.1313 | s_0.9_1.05_-0.005_0.9 | 2981042813.3635 | s_0.9_1.0_0.0_1.0 | 3055262698.7656
97.35% | s_0.95_0.95_0.01_1.3 | 3286229420.5571 | s_1.05_1.05_-0.005_0.9 | 2306610823.4416 | s_1.0_1.0_0.01_1.3 | 3202413312.9066 | s_0.95_0.95_0.0_1.0 | 3308012737.6348
98.23% | s_0.95_0.95_0.01_0.9 | 3521924548.8373 | s_0.8_0.9_0.0_1.0 | 2634540235.9673 | s_0.8_0.95_0.0_1.0 | 3535102484.9249 | s_1.0_1.0_0.01_1.3 | 3734793869.7962
99.12% | s_0.9_1.05_-0.005_0.9 | 4170347507.4176 | s_1.1_0.95_0.01_1.3 | 18232993416.5683 | s_0.8_0.9_0.0_1.0 | 3656976261.7984 | s_0.9_1.05_-0.005_0.9 | 4011804019.6668
100% | s_1.0_1.0_0.01_1.3 | 4621382417.8848 | s_1.1_0.95_0.01_0.9 | 19241851601.7636 | s_0.85_1.0_0.0_1.0 | 3791983037.402 | s_0.8_0.9_0.0_1.0 | 4190871084.8611

## Total surplus
| Min | -331144006.2976 | Min | -275192774.8417 | Min | -555043508.436 | Min | -396260216.9644
| Max | 1955524681.7929 | Max | 5590931298.9377 | Max | 1878033469.0146 | Max | 1693002596.5488
| Mean | 781402630.9873 | Mean | 842813830.0744 | Mean | 339478815.1654 | Mean | 574598010.7548
| Median | 770913006.8502 | Median | 803359519.8473 | Median | 240171627.2956 | Median | 596643835.5633
| Lower quartile | 445527532.7684 | Lower quartile | 493938181.4663 | Lower quartile | 30691437.5231 | Lower quartile | 321390578.6393
| Upper quartile | 1065215676.1831 | Upper quartile | 1052109511.8517 | Upper quartile | 567139709.1365 | Upper quartile | 794156170.0088
| Central |  | Alternative |  | Future only |  | HVDC only
Note - top of y axis in this chart is shortened to exclude two extreme values from the Alternative scenario - this must be noted in any use of this chart
% of scenarios | Scenario | dTS_cum_PV | Scenario | dTS_cum_PV | Scenario | dTS_cum_PV | Scenario | dTS_cum_PV
0.885% | s_1.05_1.0_-0.005_0.9 | -331144006.2976 | s_1.05_1.0_0.01_1.3 | -275192774.8417 | s_1.05_1.05_0.01_0.9 | -555043508.436 | s_1.0_0.975_0.0_1.0 | -396260216.9644
1.77% | s_1.05_1.0_-0.005_1.3 | -294612343.1534 | s_1.0_0.95_0.01_0.9 | -271987661.7284 | s_1.05_1.05_0.01_1.3 | -484325391.5487 | s_1.0_1.0_0.0_1.1 | -247651216.6115
2.655% | s_1.0_1.025_0.0_1.0 | -157947144.9456 | s_1.1_1.0_0.01_1.3 | -267140284.434 | s_0.975_1.0_0.0_1.0 | -437945178.5315 | s_1.0_1.025_0.0_1.0 | -233611536.5676
3.54% | s_1.05_1.05_0.0_1.0 | -16194940.7217 | s_1.1_1.05_0.01_1.3 | -242683997.8237 | s_1.0_1.025_0.0_1.0 | -399261470.0871 | s_0.975_1.0_0.0_1.0 | -202334630.412
4.425% | s_0.9_1.1_0.0_1.0 | 7207617.3733 | s_1.1_1.05_0.01_0.9 | -23860278.206 | s_1.0_1.0_0.01_0.9 | -369765974.7362 | s_1.025_1.0_0.0_1.0 | -193908643.4494
5.31% | s_1.0_0.975_0.0_1.0 | 54635987.718 | s_1.05_1.0_0.01_0.9 | 32470938.5541 | s_1.0_1.0_0.01_1.0 | -334087910.6273 | s_1.05_1.0_-0.005_0.9 | -184858515.932
6.195% | s_1.1_1.1_0.0_1.0 | 65787083.5383 | s_1.05_1.0_-0.005_1.3 | 64644531.112 | s_1.0_1.05_0.01_0.9 | -321974537.7323 | s_1.0_1.0_0.0_1.3 | -155736688.2648
7.08% | s_1.025_1.0_0.0_1.0 | 86784411.2073 | s_0.975_1.0_0.0_1.0 | 104472284.9671 | s_1.0_1.0_-0.01_1.0 | -289114743.7255 | s_1.05_1.0_-0.005_1.3 | -149510490.316
7.965% | s_1.0_0.95_-0.005_1.3 | 93158690.3956 | s_1.05_0.95_0.01_1.3 | 113901584.0326 | s_1.0_1.0_-0.005_1.3 | -269817346.3542 | s_0.9_1.1_0.0_1.0 | -141264048.0548
8.85% | s_1.0_0.95_0.01_0.9 | 197302039.7321 | s_1.05_1.05_0.01_0.9 | 136403552.6056 | s_1.05_1.0_0.01_1.3 | -256778404.2491 | s_1.0_1.0_0.0_0.9 | -140144703.9802
9.735% | s_1.1_1.05_-0.005_1.3 | 251989884.7698 | s_1.0_0.95_0.01_1.3 | 138874203.6835 | s_1.1_0.95_0.01_1.3 | -202284044.3953 | s_1.0_1.0_0.0_1.2 | -130735140.1839
10.62% | s_1.1_1.05_0.01_1.3 | 253222551.3056 | s_1.05_1.05_0.01_1.3 | 198638698.6792 | s_1.0_1.0_-0.005_1.0 | -184749500.4252 | s_1.0_1.0_0.0_1.0 | -86862153.0753
11.5% | s_1.0_1.0_0.0_1.1 | 258223069.2613 | s_1.1_1.0_0.01_0.9 | 217726393.2796 | s_1.1_1.1_0.0_1.0 | -120466089.132 | s_1.05_1.05_0.0_1.0 | -43197520.2221
12.39% | s_1.1_1.05_-0.005_0.9 | 305480986.0721 | s_1.05_0.9_0.0_1.0 | 226451404.0279 | s_0.95_1.0_0.01_1.3 | -110088429.5289 | s_1.0_0.95_-0.005_1.3 | -32788099.5841
13.27% | s_1.0_1.0_-0.01_1.0 | 326455440.4353 | s_1.0_1.025_0.0_1.0 | 246732754.3767 | s_1.0_0.925_0.0_1.0 | -106547636.8047 | s_1.1_1.1_0.0_1.0 | -5360848.9647
14.16% | s_1.0_1.075_0.0_1.0 | 332051600.74 | s_0.95_1.0_0.01_1.3 | 290416540.4386 | s_1.0_1.05_0.0_1.0 | -85933347.2808 | s_0.8_1.05_0.0_1.0 | 8683365.323
15.04% | s_1.0_0.95_-0.005_0.9 | 333110981.9 | s_0.9_1.05_0.0_1.0 | 315294383.667 | s_1.1_0.9_0.0_1.0 | -80543937.4618 | s_1.2_1.1_0.0_1.0 | 47496990.4878
15.93% | s_1.0_1.0_0.0_1.3 | 349848465.2159 | s_1.0_1.0_0.01_0.9 | 319640528.4742 | s_1.0_1.0_0.0_1.1 | -71096817.9644 | s_1.0_1.075_0.0_1.0 | 110675733.7781
16.81% | s_0.975_1.0_0.0_1.0 | 356245202.8182 | s_0.9_1.1_0.0_1.0 | 325144023.928 | s_1.1_0.95_0.01_0.9 | -60295104.3422 | s_1.0_1.0_-0.01_1.0 | 117753150.8519
17.7% | s_1.0_1.0_0.0_0.9 | 369176855.5604 | s_1.15_1.0_0.0_1.0 | 339411184.0794 | s_1.025_1.0_0.0_1.0 | -50129184.046 | s_1.05_1.0_0.01_1.3 | 143599727.1261
18.58% | s_1.05_1.0_0.01_1.3 | 371861976.5711 | s_1.0_1.075_0.0_1.0 | 340138822.6375 | s_1.05_1.0_-0.005_0.9 | -32960255.8716 | s_1.05_1.0_0.0_1.0 | 196804701.5076
19.47% | s_1.0_1.0_0.0_1.2 | 376260213.918 | s_1.0_1.0_0.01_1.0 | 353585295.9672 | s_1.05_1.05_0.0_1.0 | -25063331.3481 | s_1.0_0.95_-0.005_0.9 | 206846079.7097
20.35% | s_1.1_1.0_0.01_1.3 | 391322843.5998 | s_0.85_1.0_0.0_1.0 | 359447627.0884 | s_1.0_0.95_-0.005_1.3 | -14034605.9598 | s_0.95_1.05_0.0_1.0 | 210419215.4555
21.24% | s_0.95_0.95_-0.005_1.3 | 396860209.2748 | s_1.2_1.1_0.0_1.0 | 367115364.4417 | s_1.1_1.05_0.01_0.9 | -2298318.5313 | s_1.0_1.05_0.0_1.0 | 210618568.2965
22.12% | s_1.1_1.0_0.01_0.9 | 397062796.8146 | s_1.05_0.95_-0.005_1.3 | 410860967.0007 | s_1.05_1.0_-0.005_1.3 | 7514623.9419 | s_1.075_1.0_0.0_1.0 | 266767096.9859
23.01% | s_1.1_0.95_0.01_1.3 | 401549954.6342 | s_1.0_0.95_0.0_1.0 | 425957747.8627 | s_1.1_1.05_0.01_1.3 | 13253439.4598 | s_0.9_0.9_0.0_1.0 | 283369238.6432
23.89% | s_1.0_1.0_0.0_1.0 | 421890681.4789 | s_1.05_1.0_-0.005_0.9 | 448914143.8641 | s_1.0_1.075_0.0_1.0 | 15601710.0432 | s_1.0_1.0_-0.005_1.3 | 295588680.0949
24.78% | s_0.95_0.95_-0.005_0.9 | 432950259.903 | s_1.0_1.0_0.0_0.9 | 475215898.0109 | s_1.0_1.0_0.0_1.3 | 22377764.07 | s_1.1_1.05_0.01_1.3 | 314687827.5083
25.66% | s_0.9_0.9_0.0_1.0 | 445527532.7684 | s_0.95_0.9_0.0_1.0 | 493938181.4663 | s_0.9_0.9_0.0_1.0 | 30691437.5231 | s_1.0_0.925_0.0_1.0 | 321390578.6393
26.55% | s_1.0_0.925_0.0_1.0 | 458888350.4667 | s_1.0_0.925_0.0_1.0 | 494749083.1798 | s_1.0_1.0_0.0_0.9 | 41691743.1106 | s_1.1_0.95_0.01_1.3 | 341735383.0544
27.43% | s_1.1_1.05_0.01_0.9 | 486181191.9842 | s_1.0_0.975_0.0_1.0 | 511941116.5305 | s_1.0_1.0_0.0_1.2 | 48798664.0728 | s_1.1_1.0_0.01_1.3 | 361220651.8637
28.32% | s_1.0_1.05_0.0_1.0 | 530806920.7819 | s_1.0_1.0_-0.01_1.0 | 513379352.9546 | s_1.0_0.975_0.0_1.0 | 67358682.4434 | s_1.2_0.95_0.0_1.0 | 371377083.7312
29.2% | s_1.1_0.95_0.01_0.9 | 540584031.2017 | s_0.9_1.05_-0.005_1.3 | 520739184.6087 | s_1.05_1.0_0.01_0.9 | 70181098.7061 | s_1.1_1.0_0.01_0.9 | 374066814.143
30.09% | s_0.925_1.0_0.0_1.0 | 550963975.265 | s_1.0_1.0_0.0_1.1 | 529538672.5974 | s_1.0_0.9_0.0_1.0 | 74255371.5153 | s_1.0_0.95_0.0_1.0 | 375338813.5099
30.97% | s_0.8_1.05_0.0_1.0 | 552219693.6373 | s_0.95_1.05_0.01_0.9 | 573190088.7841 | s_1.1_1.05_-0.005_1.3 | 87139753.6633 | s_1.0_1.0_-0.005_1.0 | 381831993.5991
31.86% | s_0.95_1.05_0.0_1.0 | 555877114.8133 | s_1.05_1.05_-0.005_1.3 | 597603498.7558 | s_0.95_0.9_0.0_1.0 | 88947903.6139 | s_1.05_0.95_0.01_1.3 | 390438586.5384
32.74% | s_1.0_0.95_0.0_1.0 | 570304386.4075 | s_0.9_1.0_0.01_0.9 | 599185787.6807 | s_1.1_1.0_0.01_1.3 | 90047030.99 | s_1.0_0.95_0.01_0.9 | 391186379.2699
33.63% | s_1.0_0.95_0.01_1.3 | 575463849.3765 | s_0.95_0.95_0.01_1.3 | 603472782.3029 | s_1.1_1.0_-0.005_0.9 | 91195953.0267 | s_1.0_1.1_0.0_1.0 | 415547344.9972
34.51% | s_1.05_0.95_0.0_1.0 | 579332078.7198 | s_1.0_1.0_0.0_1.3 | 618931406.5193 | s_1.1_0.95_-0.005_1.3 | 93048876.0197 | s_0.925_1.0_0.0_1.0 | 423501783.3677
35.4% | s_1.0_1.0_0.005_1.0 | 615125050.5216 | s_1.05_1.0_0.0_1.0 | 642752743.8559 | s_1.0_1.0_0.0_1.0 | 94704532.2965 | s_1.05_1.05_-0.005_1.3 | 437077530.7133
36.28% | s_1.1_1.0_0.0_1.0 | 621638881.0943 | s_1.0_1.0_0.0_1.2 | 645639421.4857 | s_1.1_1.0_0.01_0.9 | 95222793.5773 | s_1.05_1.0_0.01_0.9 | 443867983.7999
37.17% | s_0.9_1.05_0.0_1.0 | 626164278.4227 | s_1.0_1.05_0.01_0.9 | 650140238.7763 | s_1.1_0.95_-0.005_0.9 | 96303982.8611 | s_1.05_0.95_-0.005_0.9 | 461393247.7838
38.05% | s_1.0_0.9_0.0_1.0 | 648093106.215 | s_1.2_0.95_0.0_1.0 | 658988099.0274 | s_1.075_1.0_0.0_1.0 | 102931358.3865 | s_0.9_1.0_-0.005_0.9 | 466395555.4325
38.94% | s_1.05_0.95_0.01_1.3 | 651402033.7133 | s_1.05_0.95_0.01_0.9 | 662596915.2127 | s_0.95_0.95_0.0_1.0 | 109439476.0054 | s_1.0_1.0_0.01_0.9 | 471895516.8726
39.82% | s_1.05_1.05_0.01_0.9 | 669001899.3814 | s_0.9_1.0_0.01_1.3 | 673874200.611 | s_1.2_1.1_0.0_1.0 | 114876447.3717 | s_1.05_0.95_-0.005_1.3 | 482571413.7828
40.71% | s_1.0_1.1_0.0_1.0 | 672116812.8524 | s_1.0_0.9_0.0_1.0 | 684955906.0636 | s_1.2_1.0_0.0_1.0 | 120461956.5665 | s_0.95_1.0_-0.005_1.3 | 484326331.1869
41.59% | s_1.05_1.0_0.01_0.9 | 673134210.1715 | s_1.0_1.05_0.0_1.0 | 688554137.0721 | s_1.15_1.0_0.0_1.0 | 123439011.1009 | s_1.05_1.1_0.0_1.0 | 485808502.2774
42.48% | s_0.95_0.9_0.0_1.0 | 678811931.7171 | s_0.8_0.95_0.0_1.0 | 692129434.1987 | s_1.0_1.05_-0.005_1.3 | 138029286.6414 | s_1.0_1.0_0.01_1.0 | 504235127.3096
43.36% | s_1.2_1.1_0.0_1.0 | 690514010.3652 | s_1.0_1.0_0.0_1.0 | 693551498.5408 | s_1.2_0.95_0.0_1.0 | 150221684.0514 | s_0.95_0.9_0.0_1.0 | 514904714.9187
44.25% | s_1.05_1.0_0.0_1.0 | 703908592.1594 | s_0.9_0.95_-0.005_0.9 | 703856927.6005 | s_1.0_1.0_-0.005_0.9 | 165327859.1884 | s_0.95_0.95_-0.005_1.3 | 538537313.2235
45.13% | s_1.05_1.05_-0.005_1.3 | 714651977.6679 | s_1.05_1.1_0.0_1.0 | 704942750.3792 | s_1.1_1.05_-0.005_0.9 | 168286878.6808 | s_1.1_1.0_-0.005_0.9 | 538566201.679
46.02% | s_1.05_1.1_0.0_1.0 | 717479629.9767 | s_1.1_1.05_-0.005_1.3 | 726502323.3758 | s_0.95_1.0_0.0_1.0 | 185764511.3047 | s_1.1_0.95_0.01_0.9 | 539352188.6237
46.9% | s_1.05_1.05_0.01_1.3 | 734946736.6541 | s_0.95_1.05_0.01_1.3 | 742567061.986 | s_1.1_1.0_0.0_1.0 | 219726936.7706 | s_1.1_1.05_0.01_0.9 | 549246819.6998
47.79% | s_0.9_1.0_-0.005_0.9 | 753296739.1271 | s_0.9_0.95_0.0_1.0 | 763990464.7131 | s_0.95_1.05_0.01_0.9 | 224257028.3062 | s_1.05_1.05_-0.005_0.9 | 559499782.5346
48.67% | s_1.2_0.9_0.0_1.0 | 754681617.7658 | s_1.0_0.95_-0.005_1.3 | 780545846.5399 | s_1.0_0.95_-0.005_0.9 | 225622820.7602 | s_1.05_0.95_0.01_0.9 | 567046430.3473
49.56% | s_0.8_0.9_0.0_1.0 | 756936253.693 | s_1.2_1.05_0.0_1.0 | 794313463.6058 | s_1.1_1.05_0.0_1.0 | 228071227.7744 | s_0.95_0.95_-0.005_0.9 | 575575832.5881
50.44% | s_1.0_1.0_-0.005_1.3 | 770913006.8502 | s_0.9_0.9_0.0_1.0 | 803359519.8473 | s_1.05_1.0_0.0_1.0 | 240171627.2956 | s_0.9_0.95_-0.005_0.9 | 596643835.5633
51.33% | s_1.075_1.0_0.0_1.0 | 772380905.4742 | s_1.1_1.05_-0.005_0.9 | 816085262.0174 | s_1.1_1.0_-0.005_1.3 | 262359757.3089 | s_1.0_1.0_0.005_1.0 | 598722606.7126
52.21% | s_1.0_1.0_0.01_0.9 | 781055320.0825 | s_1.05_0.95_-0.005_0.9 | 819533516.0812 | s_0.95_1.05_0.0_1.0 | 282056317.3139 | s_0.9_1.0_0.01_0.9 | 615747427.7279
53.1% | s_1.2_1.0_0.0_1.0 | 799486809.7577 | s_0.95_1.0_0.0_1.0 | 825738101.3342 | s_1.0_0.95_0.0_1.0 | 295626979.3256 | s_0.9_1.0_-0.005_1.3 | 618251227.2832
53.98% | s_0.9_1.0_-0.005_1.3 | 813393260.6614 | s_1.075_1.0_0.0_1.0 | 830136696.9649 | s_0.9_1.0_-0.005_0.9 | 303065996.309 | s_0.9_0.95_0.01_0.9 | 624825684.0748
54.87% | s_1.0_1.0_0.01_1.0 | 817658985.4743 | s_1.1_0.95_-0.005_0.9 | 833161180.2271 | s_1.1_0.95_0.0_1.0 | 324824208.3544 | s_0.9_0.95_-0.005_1.3 | 631552437.1295
55.75% | s_1.0_1.05_-0.005_1.3 | 832997031.8728 | s_0.95_1.05_0.0_1.0 | 855399409.4304 | s_1.2_1.05_0.0_1.0 | 326307898.7351 | s_0.85_1.0_0.0_1.0 | 633525163.0838
56.64% | s_1.05_0.95_0.01_0.9 | 833391749.0211 | s_1.1_0.95_-0.005_1.3 | 856598414.8909 | s_0.925_1.0_0.0_1.0 | 334366208.0867 | s_0.9_0.95_0.01_1.3 | 637553418.6733
57.52% | s_1.2_0.95_0.0_1.0 | 854694145.5005 | s_1.1_0.9_0.0_1.0 | 887989273.0763 | s_1.05_0.95_0.01_1.3 | 349232303.3494 | s_1.0_1.05_-0.005_1.3 | 647838816.7971
58.41% | s_1.0_1.0_-0.005_1.0 | 856593812.3566 | s_0.8_1.05_0.0_1.0 | 891426291.8845 | s_1.05_0.95_-0.005_0.9 | 350631587.7748 | s_1.1_1.05_0.0_1.0 | 648593419.843
59.29% | s_1.05_0.95_-0.005_0.9 | 856826024.2049 | s_1.1_0.95_0.0_1.0 | 891835393.9991 | s_1.0_0.95_0.01_0.9 | 356084291.8765 | s_1.1_1.0_0.0_1.0 | 657260198.7281
60.18% | s_1.05_0.95_-0.005_1.3 | 878404144.8628 | s_1.1_1.0_-0.005_1.3 | 904709462.7633 | s_0.9_1.0_-0.005_1.3 | 360335298.8823 | s_1.1_1.05_-0.005_1.3 | 663529333.9235
61.06% | s_1.2_1.05_0.0_1.0 | 879393049.7525 | s_1.0_1.05_-0.005_1.3 | 915852250.0866 | s_1.0_1.1_0.0_1.0 | 372975146.6969 | s_1.05_1.05_0.01_0.9 | 667507536.9756
61.95% | s_0.95_1.0_-0.005_1.3 | 888192390.0548 | s_0.95_0.95_0.01_0.9 | 924378850.5936 | s_1.0_1.0_0.005_1.0 | 384782568.8884 | s_1.05_0.95_0.0_1.0 | 681997808.3888
62.83% | s_0.9_0.95_0.01_0.9 | 897999504.3657 | s_1.0_1.0_0.005_1.0 | 924835134.2816 | s_1.05_0.95_0.0_1.0 | 385529386.0996 | s_0.9_1.0_0.01_1.3 | 694601953.2048
63.72% | s_1.1_0.95_-0.005_0.9 | 904875051.5068 | s_0.9_1.0_-0.005_0.9 | 938446259.4157 | s_1.05_0.95_-0.005_1.3 | 392078633.7128 | s_1.0_1.05_0.01_0.9 | 701543336.5066
64.6% | s_0.9_0.95_0.01_1.3 | 912551165.213 | s_1.05_0.95_0.0_1.0 | 942865704.4632 | s_0.9_1.0_0.01_0.9 | 411785121.3301 | s_1.2_1.05_0.0_1.0 | 712351299.8867
65.49% | s_1.1_0.95_-0.005_1.3 | 933156062.6019 | s_1.2_1.0_0.0_1.0 | 944665758.1155 | s_1.05_0.9_0.0_1.0 | 419404014.1332 | s_0.95_1.1_0.0_1.0 | 712788042.385
66.37% | s_0.95_1.05_-0.005_1.3 | 947076897.5141 | s_1.1_1.0_-0.005_0.9 | 951224480.0668 | s_1.0_1.0_0.01_1.3 | 426000662.5246 | s_1.1_0.95_-0.005_0.9 | 714815848.6304
67.26% | s_1.05_1.05_-0.005_0.9 | 962398790.3207 | s_0.95_1.1_0.0_1.0 | 964145933.3578 | s_0.9_0.95_0.0_1.0 | 449254212.6834 | s_1.1_1.05_-0.005_0.9 | 718438868.2687
68.14% | s_1.1_1.05_0.0_1.0 | 981813964.602 | s_0.925_1.0_0.0_1.0 | 966947467.9567 | s_0.95_1.05_-0.005_1.3 | 458939020.5432 | s_1.1_1.0_-0.005_1.3 | 721857801.7464
69.03% | s_1.1_0.95_0.0_1.0 | 987915516.1 | s_0.9_0.95_0.01_1.3 | 995221132.5351 | s_0.95_1.05_0.01_1.3 | 473892800.2606 | s_1.05_1.05_0.01_1.3 | 736421415.997
69.91% | s_1.1_0.9_0.0_1.0 | 1000105689.6075 | s_1.0_0.95_-0.005_0.9 | 1020371587.9529 | s_1.0_1.05_0.01_1.3 | 478935151.7975 | s_1.1_0.95_-0.005_1.3 | 740307187.6395
70.8% | s_0.9_0.95_-0.005_0.9 | 1000324106.6122 | s_1.1_1.0_0.0_1.0 | 1025265348.4499 | s_0.95_0.95_0.01_1.3 | 481518063.4347 | s_0.95_1.0_-0.005_0.9 | 740635224.9943
71.68% | s_1.1_1.0_-0.005_0.9 | 1027794229.2654 | s_0.9_0.95_0.01_0.9 | 1036555789.1901 | s_0.9_1.0_0.01_1.3 | 492269176.0348 | s_1.0_1.0_-0.005_0.9 | 740748120.5922
72.57% | s_0.8_0.95_0.0_1.0 | 1044911104.6257 | s_0.95_0.95_0.0_1.0 | 1037461973.8776 | s_1.05_1.05_-0.005_1.3 | 496258985.4061 | s_1.2_1.0_0.0_1.0 | 743257907.2815
73.45% | s_0.95_1.0_0.0_1.0 | 1045141282.67 | s_1.0_1.1_0.0_1.0 | 1043406434.6461 | s_1.05_0.95_0.01_0.9 | 518134627.5658 | s_0.95_1.0_0.01_1.3 | 774580701.1961
74.34% | s_1.05_0.9_0.0_1.0 | 1060150901.2781 | s_0.9_0.95_-0.005_1.3 | 1051004334.7609 | s_0.9_1.1_0.0_1.0 | 528678228.5172 | s_1.0_0.95_0.01_1.3 | 775011610.1086
75.22% | s_0.85_1.0_0.0_1.0 | 1065215676.1831 | s_0.9_1.05_-0.005_0.9 | 1052109511.8517 | s_1.2_0.9_0.0_1.0 | 567139709.1365 | s_1.2_0.9_0.0_1.0 | 794156170.0088
76.11% | s_0.95_1.0_0.01_1.3 | 1069155316.9798 | s_0.95_1.05_-0.005_0.9 | 1058448292.9956 | s_1.05_1.05_-0.005_0.9 | 617235537.1669 | s_0.95_1.05_-0.005_1.3 | 803430870.1495
76.99% | s_0.9_0.95_-0.005_1.3 | 1080959076.8275 | s_0.8_1.0_0.0_1.0 | 1060645042.8376 | s_0.9_0.95_0.01_0.9 | 636657624.3611 | s_0.8_0.95_0.0_1.0 | 812004555.3398
77.88% | s_1.15_1.0_0.0_1.0 | 1087428646.8547 | s_1.025_1.0_0.0_1.0 | 1092477386.4485 | s_0.9_0.95_0.01_1.3 | 652347835.4456 | s_0.95_0.95_0.01_1.3 | 829010222.3318
78.76% | s_0.95_1.1_0.0_1.0 | 1100420866.5238 | s_1.05_1.05_0.0_1.0 | 1116211047.2924 | s_0.95_1.0_0.01_0.9 | 656170905.6107 | s_0.9_1.05_0.0_1.0 | 832596682.2916
79.65% | s_0.95_1.0_-0.005_0.9 | 1101785115.6169 | s_1.0_1.0_0.01_1.3 | 1120362340.0284 | s_0.95_1.1_0.0_1.0 | 694799537.8708 | s_0.9_0.95_0.0_1.0 | 847438990.5746
80.53% | s_0.9_1.05_-0.005_1.3 | 1118820531.8756 | s_1.1_1.1_0.0_1.0 | 1130838342.616 | s_1.0_0.95_0.01_1.3 | 742563464.5094 | s_1.05_0.9_0.0_1.0 | 860979133.5098
81.42% | s_0.9_1.0_0.01_0.9 | 1131016220.5461 | s_1.0_1.0_-0.005_1.3 | 1131283623.3201 | s_0.95_0.95_-0.005_1.3 | 749896489.0767 | s_0.95_1.0_0.0_1.0 | 863476059.4698
82.3% | s_1.0_1.05_0.01_0.9 | 1145810203.832 | s_1.1_1.05_0.0_1.0 | 1140967163.3428 | s_0.9_0.95_-0.005_0.9 | 772807069.053 | s_1.1_0.9_0.0_1.0 | 867222953.2056
83.19% | s_0.9_0.95_0.0_1.0 | 1154569475.3583 | s_0.95_1.05_-0.005_1.3 | 1146279737.4727 | s_0.8_1.05_0.0_1.0 | 783276189.3993 | s_1.0_0.9_0.0_1.0 | 875474348.4021
84.07% | s_0.95_0.95_0.01_1.3 | 1168893209.9747 | s_1.2_0.9_0.0_1.0 | 1175635309.1994 | s_0.95_0.95_-0.005_0.9 | 790791532.3758 | s_1.1_0.95_0.0_1.0 | 904640603.9996
84.96% | s_1.1_1.0_-0.005_1.3 | 1170352110.354 | s_0.8_0.9_0.0_1.0 | 1176691737.3732 | s_1.0_1.05_-0.005_0.9 | 793873970.038 | s_1.15_1.0_0.0_1.0 | 909503933.9868
85.84% | s_0.9_1.05_0.01_1.3 | 1179391779.6897 | s_0.9_1.05_0.01_1.3 | 1179569909.5395 | s_0.9_0.95_-0.005_1.3 | 812371333.7623 | s_0.9_1.05_-0.005_1.3 | 966122281.5792
86.73% | s_0.9_1.0_0.01_1.3 | 1210463269.6923 | s_0.95_0.95_-0.005_0.9 | 1185855336.6183 | s_0.95_0.95_0.01_0.9 | 816281680.6634 | s_0.8_1.1_0.0_1.0 | 1065673799.0098
87.61% | s_1.0_1.0_-0.005_0.9 | 1211703240.1549 | s_0.95_0.95_-0.005_1.3 | 1197709295.4478 | s_1.05_1.1_0.0_1.0 | 895854848.1422 | s_0.95_1.05_0.01_0.9 | 1086267535.2168
88.5% | s_0.95_1.05_0.01_0.9 | 1349746891.4994 | s_1.0_1.0_-0.005_1.0 | 1261316119.9318 | s_0.9_1.05_0.01_1.3 | 950044607.2367 | s_0.8_0.9_0.0_1.0 | 1105000104.2074
89.38% | s_1.0_1.05_-0.005_0.9 | 1488755351.0777 | s_0.95_1.0_-0.005_1.3 | 1282081987.9381 | s_0.9_1.05_0.0_1.0 | 958754446.6722 | s_0.95_0.95_0.01_0.9 | 1162075198.9381
90.27% | s_0.9_1.0_0.0_1.0 | 1496211874.2392 | s_0.9_1.0_-0.005_1.3 | 1403530764.8535 | s_0.85_1.0_0.0_1.0 | 1014607419.3545 | s_1.0_1.0_0.01_1.3 | 1265238889.1411
91.15% | s_0.95_0.95_0.01_0.9 | 1518143407.9267 | s_1.0_1.05_0.01_1.3 | 1409171960.4892 | s_0.95_1.0_-0.005_1.3 | 1025924953.824 | s_1.0_1.05_-0.005_0.9 | 1303787499.4702
92.04% | s_0.95_0.95_0.0_1.0 | 1529727773.6187 | s_0.9_1.0_0.0_1.0 | 1427655714.4176 | s_0.95_1.05_-0.005_0.9 | 1165537612.8745 | s_0.9_1.05_0.01_1.3 | 1319233376.5679
92.92% | s_0.8_1.0_0.0_1.0 | 1571958295.9772 | s_0.9_1.05_0.01_0.9 | 1471326767.6597 | s_0.9_1.05_-0.005_1.3 | 1181051971.9308 | s_0.95_1.05_0.01_1.3 | 1320580988.2632
93.81% | s_1.0_1.0_0.01_1.3 | 1581091108.6982 | s_0.95_1.0_-0.005_0.9 | 1550577250.3328 | s_0.9_1.0_0.0_1.0 | 1184597522.9383 | s_0.95_0.95_0.0_1.0 | 1461445133.1164
94.69% | s_0.95_1.05_0.01_1.3 | 1585070935.0024 | s_1.0_1.0_-0.005_0.9 | 1610776764.0381 | s_0.8_0.9_0.0_1.0 | 1262576397.8798 | s_0.9_1.0_0.0_1.0 | 1470160489.8707
95.58% | s_0.9_1.05_0.01_0.9 | 1594068025.6164 | s_0.8_1.1_0.0_1.0 | 1614521244.7384 | s_0.8_1.0_0.0_1.0 | 1264511430.2467 | s_0.8_1.0_0.0_1.0 | 1483834029.0812
96.46% | s_0.8_1.1_0.0_1.0 | 1608869612.8566 | s_1.05_1.05_-0.005_0.9 | 1620948679.5289 | s_0.95_1.0_-0.005_0.9 | 1279011979.9075 | s_0.9_1.05_-0.005_0.9 | 1493325805.9123
97.35% | s_0.9_1.05_-0.005_0.9 | 1646073197.2053 | s_1.0_1.05_-0.005_0.9 | 1771690383.5918 | s_0.9_1.05_0.01_0.9 | 1439996178.1275 | s_0.95_1.05_-0.005_0.9 | 1503012324.3377
98.23% | s_0.95_1.05_-0.005_0.9 | 1646942826.6448 | s_0.95_1.0_0.01_0.9 | 1793958747.0868 | s_0.8_1.1_0.0_1.0 | 1564792569.4021 | s_1.0_1.05_0.01_1.3 | 1508103331.4558
99.12% | s_0.95_1.0_0.01_0.9 | 1830139420.6972 | s_1.1_0.95_0.01_1.3 | 5428605612.0438 | s_0.9_1.05_-0.005_0.9 | 1713912778.7074 | s_0.95_1.0_0.01_0.9 | 1534847247.2946
100% | s_1.0_1.05_0.01_1.3 | 1955524681.7929 | s_1.1_0.95_0.01_0.9 | 5590931298.9377 | s_0.8_0.95_0.0_1.0 | 1878033469.0146 | s_0.9_1.05_0.01_0.9 | 1693002596.5488

## Net effects
| Min | -166643871.703 | Min | -4283339987.4605 | Min | -79041402.7841 | Min | -4332883404.7829 | Min | -376328566.5966 | Min | -1873829095.1443 | Min | -258907782.2499 | Min | -3914444116.5292
| Max | 2021522414.5544 | Max | 5035256278.7022 | Max | 5395970288.4338 | Max | 19046890591.2597 | Max | 1963251912.8739 | Max | 4857789220.1358 | Max | 1875247983.1912 | Max | 4822020355.7617
| Mean | 893842936.1329 | Mean | 1085673071.891 | Mean | 998188079.8125 | Mean | -660711977.1135 | Mean | 463649205.403 | Mean | 993639487.0274 | Mean | 692770069.4071 | Mean | 940871928.68
| Median | 875940538.838 | Median | 1278959393.6848 | Median | 953751665.2532 | Median | -958691107.898 | Median | 382790345.3524 | Median | 766356797.4073 | Median | 697823277.3964 | Median | 1034938893.9794
| Lower quartile | 566658890.9753 | Lower quartile | 385631673.6137 | Lower quartile | 640953989.9448 | Lower quartile | -1964495140.4053 | Lower quartile | 148190927.6561 | Lower quartile | -32670820.649 | Lower quartile | 440269716.9563 | Lower quartile | -150541471.2579
| Upper quartile | 1178005222.2554 | Upper quartile | 1938533293.1465 | Upper quartile | 1202797975.5859 | Upper quartile | 14540704.4164 | Upper quartile | 747940278.3266 | Upper quartile | 1802394253.0757 | Upper quartile | 908275683.5901 | Upper quartile | 1821597121.576
| Central |  |  |  | Alternative |  |  |  | Future only |  |  |  | HVDC only
|  | TS |  | CS |  | TS |  | CS |  | TS |  | CS |  | TS |  | CS
% of scenarios | Scenario | Cumulative net PV effect TS measure | Scenario | Cumulative net PV effect CS measure | Scenario | Cumulative net PV effect TS measure | Scenario | Cumulative net PV effect CS measure | Scenario | Cumulative net PV effect TS measure | Scenario | Cumulative net PV effect CS measure | Scenario | Cumulative net PV effect TS measure | Scenario | Cumulative net PV effect CS measure
0.885% | s_1.05_1.0_-0.005_0.9 | -166643871.703 | s_0.8_1.05_0.0_1.0 | -4283339987.4605 | s_1.05_1.0_0.01_1.3 | -79041402.7841 | s_1.1_1.0_0.01_1.3 | -4332883404.7829 | s_1.05_1.05_0.01_0.9 | -376328566.5966 | s_1.0_1.05_0.01_0.9 | -1873829095.1443 | s_1.0_0.975_0.0_1.0 | -258907782.2499 | s_0.8_1.05_0.0_1.0 | -3914444116.5292
1.77% | s_1.05_1.0_-0.005_1.3 | -162539240.7073 | s_0.975_1.0_0.0_1.0 | -2787789089.7907 | s_1.0_0.95_0.01_0.9 | -59202356.1462 | s_1.1_1.05_0.01_1.3 | -3697362464.5868 | s_1.05_1.05_0.01_1.3 | -339727961.7912 | s_1.05_1.0_0.01_1.3 | -1768817130.775 | s_1.0_1.0_0.0_1.1 | -135409085.9903 | s_0.9_1.1_0.0_1.0 | -2964430764.3628
2.655% | s_1.0_1.025_0.0_1.0 | -18784111.9556 | s_0.9_1.1_0.0_1.0 | -2270462044.0455 | s_1.1_1.0_0.01_1.3 | -42818513.0899 | s_1.1_1.05_0.01_0.9 | -3624039470.9443 | s_0.975_1.0_0.0_1.0 | -303938797.5161 | s_0.9_1.1_0.0_1.0 | -1385756540.4611 | s_1.0_1.025_0.0_1.0 | -109801979.3448 | s_1.2_1.1_0.0_1.0 | -2298171146.7265
3.54% | s_1.05_1.05_0.0_1.0 | 127731285.036 | s_1.05_1.0_-0.005_0.9 | -2048650039.9865 | s_1.1_1.05_0.01_1.3 | -20881833.54 | s_1.0_1.075_0.0_1.0 | -3520988802.7774 | s_1.0_1.025_0.0_1.0 | -274336785.1801 | s_1.1_1.05_0.01_0.9 | -1352387045.8483 | s_1.025_1.0_0.0_1.0 | -70303876.9953 | s_1.05_1.0_-0.005_0.9 | -1956683966.6108
4.425% | s_1.0_0.975_0.0_1.0 | 176890898.0962 | s_1.05_1.0_-0.005_1.3 | -1953150979.0063 | s_1.05_1.0_-0.005_1.3 | 181368053.0813 | s_1.0_1.0_0.01_0.9 | -3362729061.9147 | s_1.0_1.0_0.01_0.9 | -244737419.4473 | s_1.1_1.1_0.0_1.0 | -1154979040.2012 | s_0.975_1.0_0.0_1.0 | -55468182.768 | s_1.05_1.0_-0.005_1.3 | -1862400799.1393
5.31% | s_1.025_1.0_0.0_1.0 | 211633157.971 | s_1.1_1.05_-0.005_0.9 | -1513467177.9021 | s_1.1_1.05_0.01_0.9 | 214592172.1934 | s_1.0_0.95_0.01_0.9 | -3334501776.652 | s_1.0_1.0_0.01_1.0 | -224954629.9715 | s_1.1_1.05_0.0_1.0 | -1051134222.9567 | s_1.0_1.0_0.0_1.3 | -42412780.1857 | s_0.9_1.0_-0.005_0.9 | -1217457310.729
6.195% | s_1.0_0.95_-0.005_1.3 | 212252521.6714 | s_1.1_1.1_0.0_1.0 | -1400679700.3542 | s_1.05_1.0_0.01_0.9 | 239378684.4966 | s_0.9_1.05_-0.005_1.3 | -3301192727.1406 | s_1.0_1.0_-0.01_1.0 | -160513381.507 | s_1.0_0.925_0.0_1.0 | -836624642.4287 | s_1.05_1.0_-0.005_0.9 | -18142303.3724 | s_0.9_1.0_-0.005_1.3 | -1141487083.4032
7.08% | s_1.1_1.1_0.0_1.0 | 228017289.9836 | s_1.0_0.95_0.01_0.9 | -1313470873.9366 | s_0.975_1.0_0.0_1.0 | 270022052.3402 | s_0.9_1.05_0.01_1.3 | -3255523787.2453 | s_1.0_1.0_-0.005_1.3 | -156666031.5885 | s_1.05_1.05_0.01_0.9 | -809736530.8499 | s_1.05_1.0_-0.005_1.3 | -15220904.5864 | s_0.975_1.0_0.0_1.0 | -972393824.9954
7.965% | s_0.9_1.1_0.0_1.0 | 231884014.4836 | s_1.1_1.05_-0.005_1.3 | -1303805266.6201 | s_1.0_0.95_0.01_1.3 | 297954407.9608 | s_0.9_1.05_0.01_0.9 | -3143450289.0451 | s_1.1_0.95_0.01_1.3 | -84564054.5868 | s_1.0_0.95_-0.005_1.3 | -786995724.0561 | s_1.0_1.0_0.0_1.2 | -8325622.0565 | s_1.0_0.95_-0.005_1.3 | -902865206.3272
8.85% | s_1.0_1.0_0.0_1.1 | 340597475.149 | s_1.0_0.95_-0.005_1.3 | -1301432874.8828 | s_1.05_0.95_0.01_1.3 | 314913259.8065 | s_0.8_1.05_0.0_1.0 | -3094978579.577 | s_1.0_1.05_0.01_0.9 | -63901988.232 | s_1.0_0.95_-0.005_0.9 | -747840875.769 | s_1.0_1.0_0.0_0.9 | 2573978.1826 | s_1.0_1.0_-0.01_1.0 | -889253225.6913
9.735% | s_1.1_1.05_-0.005_1.3 | 375318026.2934 | s_1.0_0.95_-0.005_0.9 | -1265163606.1449 | s_1.0_1.0_-0.025_1.0 | 337054774.6013 | s_1.05_1.0_0.01_1.3 | -3042654312.8548 | s_1.0_1.0_-0.005_1.0 | -54823257.1674 | s_1.0_1.05_0.0_1.0 | -686359219.5764 | s_1.0_1.0_0.0_1.0 | 27543724.5968 | s_1.0_0.975_0.0_1.0 | -886039669.1889
10.62% | s_1.1_1.05_0.01_1.3 | 381136051.9715 | s_1.0_1.025_0.0_1.0 | -1244104327.5118 | s_1.05_1.05_0.01_0.9 | 340508044.591 | s_0.95_1.0_0.01_1.3 | -2859299256.7972 | s_1.05_1.0_0.01_1.3 | -40976504.8787 | s_1.05_1.0_0.01_0.9 | -658866751.213 | s_1.0_0.95_-0.005_1.3 | 81990761.6769 | s_1.0_0.95_-0.005_0.9 | -868242797.6903
11.5% | s_1.0_0.95_0.01_0.9 | 381381951.6011 | s_1.0_1.0_0.005_1.0 | -1144462767.4185 | s_1.05_1.05_0.01_1.3 | 372850993.2277 | s_1.1_1.0_0.01_0.9 | -2843694414.7839 | s_1.0_1.0_0.0_1.1 | 16583411.5873 | s_1.1_1.05_0.01_1.3 | -531555126.8223 | s_1.05_1.05_0.0_1.0 | 94182451.8911 | s_1.0_1.0_0.0_1.2 | -778664526.6421
12.39% | s_1.0_1.0_0.0_1.3 | 433304648.5616 | s_1.0_1.0_-0.01_1.0 | -1003419266.1431 | s_1.0_1.025_0.0_1.0 | 397018089.1717 | s_1.0_1.0_0.01_1.0 | -2590209851.5762 | s_0.95_1.0_0.01_1.3 | 20634554.1491 | s_0.95_1.05_0.01_0.9 | -500768166.2682 | s_0.9_1.1_0.0_1.0 | 101126191.2174 | s_1.1_1.1_0.0_1.0 | -716478526.6857
13.27% | s_1.0_1.075_0.0_1.0 | 443968653.6106 | s_1.05_1.05_0.0_1.0 | -841172335.4244 | s_1.1_1.0_0.01_0.9 | 417039093.639 | s_0.95_1.05_0.01_0.9 | -2578160388.0971 | s_1.025_1.0_0.0_1.0 | 47210806.303 | s_1.05_0.95_0.01_0.9 | -400795922.5715 | s_1.1_1.1_0.0_1.0 | 141524397.4864 | s_1.0_1.0_0.005_1.0 | -631065944.3871
14.16% | s_1.1_1.05_-0.005_0.9 | 461615751.3288 | s_1.2_0.9_0.0_1.0 | -595750315.011 | s_1.05_0.9_0.0_1.0 | 418471641.1001 | s_0.9_0.95_0.0_1.0 | -2566545638.4752 | s_1.0_1.05_0.0_1.0 | 48786606.7722 | s_1.0_1.0_-0.005_1.0 | -333519118.3523 | s_1.2_1.1_0.0_1.0 | 225299677.9023 | s_0.95_1.05_0.0_1.0 | -603725908.4462
15.04% | s_1.1_1.0_0.01_0.9 | 466015875.1037 | s_1.025_1.0_0.0_1.0 | -419520410.4397 | s_1.15_1.0_0.0_1.0 | 486167391.0671 | s_1.05_0.9_0.0_1.0 | -2533986474.0869 | s_1.1_1.1_0.0_1.0 | 50693672.0869 | s_1.1_0.95_0.01_1.3 | -312822421.2392 | s_1.0_1.075_0.0_1.0 | 243114192.3163 | s_1.0_1.0_0.0_1.3 | -598805545.0394
15.93% | s_1.0_1.0_-0.01_1.0 | 466566110.5439 | s_1.0_0.95_0.01_1.3 | -393066091.8056 | s_0.9_1.05_0.0_1.0 | 486285372.2071 | s_1.05_1.05_0.01_0.9 | -2409347838.4854 | s_1.0_0.925_0.0_1.0 | 51485143.8622 | s_1.0_1.025_0.0_1.0 | -255479699.6197 | s_1.0_1.0_-0.01_1.0 | 271375655.883 | s_1.0_1.0_0.0_0.9 | -553634719.0135
16.81% | s_1.0_1.0_0.0_1.2 | 468802007.312 | s_1.0_0.975_0.0_1.0 | -311720157.3339 | s_0.85_1.0_0.0_1.0 | 513427512.7459 | s_1.15_1.0_0.0_1.0 | -2346579225.7679 | s_1.1_0.95_0.01_0.9 | 59460681.9711 | s_0.975_1.0_0.0_1.0 | -188010035.1676 | s_1.05_1.0_0.01_1.3 | 278989833.0301 | s_1.0_1.025_0.0_1.0 | -541542403.786
17.7% | s_1.0_0.95_-0.005_0.9 | 473180632.9003 | s_0.9_0.9_0.0_1.0 | -292865723.9707 | s_0.9_1.1_0.0_1.0 | 523366424.86 | s_1.05_1.0_0.01_0.9 | -2343887399.2867 | s_1.1_0.9_0.0_1.0 | 63937552.2181 | s_1.0_1.0_-0.005_1.3 | -167150426.0156 | s_1.05_1.0_0.0_1.0 | 279946839.582 | s_1.05_1.05_0.0_1.0 | -529707092.319
18.58% | s_1.1_1.0_0.01_1.3 | 476795073.9656 | s_1.05_1.05_-0.005_1.3 | -212197761.2767 | s_0.95_1.0_0.01_1.3 | 529221308.1802 | s_0.975_1.0_0.0_1.0 | -2341327032.7875 | s_1.05_1.0_-0.005_0.9 | 87545332.182 | s_1.0_1.0_0.005_1.0 | -166841125.2664 | s_0.8_1.05_0.0_1.0 | 315381530.5235 | s_1.05_1.0_0.01_1.3 | -513986423.4892
19.47% | s_1.0_1.0_0.0_0.9 | 482261221.7266 | s_0.925_1.0_0.0_1.0 | -83541824.0552 | s_1.0_1.075_0.0_1.0 | 549116919.9288 | s_1.0_0.95_0.01_1.3 | -2327776450.8895 | s_1.05_1.05_0.0_1.0 | 90555471.2461 | s_0.8_1.05_0.0_1.0 | -163332861.9636 | s_1.0_1.05_0.0_1.0 | 328831593.6683 | s_0.9_0.9_0.0_1.0 | -489303510.1585
20.35% | s_1.1_0.95_0.01_1.3 | 493153507.103 | s_1.05_1.0_0.01_1.3 | 20133159.5365 | s_1.05_0.95_-0.005_1.3 | 555031086.0512 | s_1.05_1.1_0.0_1.0 | -2206714564.6237 | s_1.05_1.0_-0.005_1.3 | 95913321.5489 | s_1.2_1.0_0.0_1.0 | -147300028.1119 | s_1.0_0.95_-0.005_0.9 | 342486083.0391 | s_1.2_0.95_0.0_1.0 | -400508464.8019
21.24% | s_1.05_1.0_0.01_1.3 | 496771314.0942 | s_1.0_1.075_0.0_1.0 | 192662861.422 | s_1.0_1.0_0.01_0.9 | 558761478.1091 | s_1.0_1.05_0.01_0.9 | -2151858927.6356 | s_1.0_1.0_0.0_1.3 | 111139771.0796 | s_1.0_1.0_-0.01_1.0 | -132632697.1567 | s_0.95_1.05_0.0_1.0 | 392471314.996 | s_1.0_1.0_-0.005_1.0 | -372887842.0022
22.12% | s_1.0_1.0_0.0_1.0 | 506429986.5961 | s_1.2_0.95_0.0_1.0 | 250903092.8563 | s_1.0_0.95_0.0_1.0 | 576495817.6956 | s_0.95_0.9_0.0_1.0 | -2142121509.9047 | s_1.0_0.95_-0.005_1.3 | 111912899.808 | s_1.0_1.075_0.0_1.0 | -118515018.8165 | s_1.1_0.95_0.01_1.3 | 396873494.6348 | s_1.025_1.0_0.0_1.0 | -299154726.5374
23.01% | s_0.95_0.95_-0.005_1.3 | 508345116.3046 | s_1.1_1.05_0.01_1.3 | 357181901.5157 | s_1.0_1.0_0.01_1.0 | 578220794.3638 | s_1.0_1.025_0.0_1.0 | -2057070009.9135 | s_1.1_1.05_-0.005_1.3 | 135825461.8068 | s_1.05_1.05_0.0_1.0 | -115355387.4299 | s_1.075_1.0_0.0_1.0 | 401716370.0301 | s_1.0_1.0_0.0_1.1 | -222268714.8247
23.89% | s_1.0_0.925_0.0_1.0 | 529213835.7381 | s_0.9_1.05_0.0_1.0 | 362482960.491 | s_1.05_1.0_-0.005_0.9 | 581898755.62 | s_1.05_0.95_-0.005_1.3 | -1976833349.7699 | s_0.9_0.9_0.0_1.0 | 143964311.0774 | s_1.2_1.05_0.0_1.0 | -57174977.7128 | s_1.0_1.0_-0.005_1.3 | 403744446.0034 | s_1.0_1.0_-0.005_1.3 | -207907188.4671
24.78% | s_0.95_0.95_-0.005_0.9 | 562347349.3743 | s_1.2_1.0_0.0_1.0 | 384677033.5026 | s_1.0_0.925_0.0_1.0 | 628738973.8478 | s_1.05_0.95_0.01_0.9 | -1968921885.5768 | s_1.0_1.0_0.0_1.2 | 146646281.1308 | s_1.05_1.05_0.01_1.3 | -54474620.3657 | s_1.0_0.925_0.0_1.0 | 408768620.4057 | s_1.0_1.05_0.0_1.0 | -157265328.7555
25.66% | s_0.975_1.0_0.0_1.0 | 566658890.9753 | s_0.9_0.95_0.01_0.9 | 385631673.6137 | s_1.0_0.975_0.0_1.0 | 640953989.9448 | s_1.0_0.95_0.0_1.0 | -1964495140.4053 | s_1.0_1.075_0.0_1.0 | 148190927.6561 | s_1.1_0.9_0.0_1.0 | -32670820.649 | s_0.9_0.9_0.0_1.0 | 440269716.9563 | s_1.0_1.0_0.0_1.0 | -150541471.2579
26.55% | s_0.9_0.9_0.0_1.0 | 579876850.1032 | s_1.0_1.05_0.0_1.0 | 423980927.0334 | s_1.0_1.0_0.0_0.9 | 645717600.562 | s_1.05_0.95_0.01_1.3 | -1947780807.4323 | s_1.0_0.975_0.0_1.0 | 158776840.156 | s_0.95_1.05_0.01_1.3 | 94344811.3205 | s_1.1_1.05_0.01_1.3 | 452843697.003 | s_1.0_1.075_0.0_1.0 | -90396398.6029
27.43% | s_1.0_1.05_0.0_1.0 | 627432772.3863 | s_0.9_1.05_0.01_1.3 | 462699584.0511 | s_0.95_0.9_0.0_1.0 | 651026277.0173 | s_0.9_1.1_0.0_1.0 | -1934264453.6046 | s_1.0_1.0_0.0_0.9 | 159842701.8971 | s_1.15_1.0_0.0_1.0 | 106233044.7763 | s_1.0_0.95_0.0_1.0 | 454430135.4627 | s_1.1_1.0_0.01_1.3 | 51976509.1965
28.32% | s_1.0_0.95_0.0_1.0 | 629048465.276 | s_1.1_0.95_0.01_1.3 | 485337997.1256 | s_1.0_1.0_0.0_1.1 | 655908460.9028 | s_1.0_1.0_0.0_0.9 | -1924138067.0787 | s_1.1_0.95_-0.005_1.3 | 181002711.5746 | s_1.1_1.0_0.01_1.3 | 178057649.8091 | s_1.0_0.95_0.01_0.9 | 471872133.9618 | s_0.9_0.95_0.01_0.9 | 152090851.9997
29.2% | s_1.1_0.95_0.01_0.9 | 634154909.1246 | s_1.0_1.0_-0.005_1.0 | 507826864.4762 | s_0.9_1.05_-0.005_1.3 | 721298018.5748 | s_0.95_0.95_0.01_1.3 | -1799873957.7487 | s_1.0_0.9_0.0_1.0 | 181256263.5215 | s_0.95_1.05_-0.005_1.3 | 266968088.5855 | s_1.1_1.0_0.01_0.9 | 500215620.535 | s_1.05_1.05_-0.005_1.3 | 264294873.7612
30.09% | s_1.1_1.05_0.01_0.9 | 634957569.6069 | s_1.1_1.05_0.01_0.9 | 514807958.5206 | s_1.05_1.05_-0.005_1.3 | 722291259.9724 | s_1.05_1.05_0.01_1.3 | -1754107857.9597 | s_1.0_1.0_0.0_1.0 | 184546692.5078 | s_1.0_1.05_0.01_1.3 | 307664224.0066 | s_1.1_1.0_0.01_1.3 | 503867815.046 | s_1.05_1.0_0.01_0.9 | 310765705.6487
30.97% | s_0.95_1.05_0.0_1.0 | 654668665.7284 | s_0.9_0.95_-0.005_0.9 | 621457379.2902 | s_1.0_1.0_0.0_1.3 | 746866266.5058 | s_1.0_1.0_0.005_1.0 | -1689142198.0045 | s_1.1_1.05_0.01_1.3 | 185589259.7994 | s_1.05_0.95_0.01_1.3 | 371704346.5922 | s_1.0_1.0_-0.005_1.0 | 506803528.4085 | s_1.1_1.05_-0.005_0.9 | 342152424.0097
31.86% | s_1.05_0.95_0.0_1.0 | 665566304.7755 | s_1.0_1.0_0.0_1.2 | 649585539.9742 | s_0.95_1.05_0.01_0.9 | 769795904.1449 | s_0.9_1.0_0.01_0.9 | -1677020185.3043 | s_0.95_0.95_0.0_1.0 | 186546006.48 | s_1.2_0.95_0.0_1.0 | 412342726.2654 | s_1.05_0.95_0.01_1.3 | 507185248.8985 | s_1.2_0.9_0.0_1.0 | 362732607.9584
32.74% | s_0.925_1.0_0.0_1.0 | 695242362.6919 | s_0.95_1.05_0.01_0.9 | 666327140.7662 | s_1.05_1.0_0.0_1.0 | 771189499.4967 | s_1.0_0.925_0.0_1.0 | -1594120545.0337 | s_1.1_1.0_-0.005_0.9 | 188047554.4189 | s_1.1_1.0_0.0_1.0 | 427668938.8789 | s_1.0_1.1_0.0_1.0 | 517756139.777 | s_1.1_1.05_0.01_1.3 | 370992922.4449
33.63% | s_1.1_1.0_0.0_1.0 | 700307076.407 | s_1.0_1.0_-0.005_1.3 | 673591974.4156 | s_0.95_0.95_0.01_1.3 | 775532495.1575 | s_0.95_1.05_0.01_1.3 | -1589544602.8509 | s_0.95_0.9_0.0_1.0 | 195098911.4818 | s_1.0_0.95_0.01_0.9 | 430105647.9287 | s_1.2_0.95_0.0_1.0 | 528137467.7564 | s_0.95_1.0_0.0_1.0 | 381415844.0709
34.51% | s_1.0_0.95_0.01_1.3 | 701576730.4859 | s_1.2_1.05_0.0_1.0 | 684049513.0051 | s_0.9_1.0_0.01_0.9 | 777510112.9534 | s_0.9_0.9_0.0_1.0 | -1589369112.4372 | s_1.0_1.05_-0.005_1.3 | 196468244.3566 | s_1.1_0.95_-0.005_0.9 | 438421426.1452 | s_0.925_1.0_0.0_1.0 | 550400963.8509 | s_0.8_0.95_0.0_1.0 | 413341347.6593
35.4% | s_1.0_0.9_0.0_1.0 | 728042482.9392 | s_0.8_1.1_0.0_1.0 | 695680363.4389 | s_1.0_1.0_0.0_1.2 | 782594233.3342 | s_0.95_0.95_0.01_0.9 | -1580796436.0182 | s_1.1_1.05_0.01_0.9 | 211463287.9328 | s_1.2_1.1_0.0_1.0 | 471887647.6745 | s_1.05_0.95_-0.005_1.3 | 552358813.9043 | s_0.95_1.0_-0.005_1.3 | 414254550.0879
36.28% | s_1.05_1.0_0.0_1.0 | 750243715.2044 | s_0.95_0.95_-0.005_1.3 | 725086395.5707 | s_0.9_1.0_0.01_1.3 | 789023685.4475 | s_1.05_1.0_-0.005_1.3 | -1530297970.2441 | s_1.1_1.0_0.01_0.9 | 213076927.611 | s_0.95_1.05_0.0_1.0 | 473623850.489 | s_1.05_1.05_-0.005_1.3 | 557681987.4908 | s_1.0_1.0_-0.005_0.9 | 464155952.1724
37.17% | s_1.05_0.95_0.01_1.3 | 762297850.1627 | s_0.95_1.0_0.0_1.0 | 799011665.5171 | s_1.2_0.95_0.0_1.0 | 796771498.6366 | s_1.2_1.05_0.0_1.0 | -1521493639.6438 | s_1.1_0.95_-0.005_0.9 | 218186379.2991 | s_1.1_0.95_-0.005_1.3 | 487190103.9835 | s_1.05_0.95_-0.005_0.9 | 564614244.2117 | s_1.1_1.0_0.01_0.9 | 503445257.6304
38.05% | s_1.2_1.1_0.0_1.0 | 783373305.6681 | s_1.0_1.0_0.0_1.3 | 828034320.9557 | s_1.0_1.05_0.0_1.0 | 810600177.855 | s_0.8_0.95_0.0_1.0 | -1500751493.7692 | s_1.1_1.0_0.01_1.3 | 224420698.2431 | s_1.0_1.0_-0.005_0.9 | 494473146.2371 | s_1.05_1.1_0.0_1.0 | 572300448.6235 | s_1.1_1.05_0.01_0.9 | 530202823.427
38.94% | s_0.9_1.05_0.0_1.0 | 785900515.4346 | s_1.05_1.0_0.01_0.9 | 845922638.0532 | s_1.1_1.05_-0.005_1.3 | 819382702.1237 | s_1.0_0.9_0.0_1.0 | -1488624387.959 | s_1.2_1.1_0.0_1.0 | 225202316.0083 | s_1.05_1.0_-0.005_0.9 | 502617898.7575 | s_0.95_0.9_0.0_1.0 | 589277146.0666 | s_1.1_1.05_-0.005_1.3 | 550137823.1589
39.82% | s_1.05_1.05_0.01_0.9 | 793456477.2443 | s_1.2_1.1_0.0_1.0 | 860941900.2268 | s_1.0_1.0_0.0_1.0 | 821295911.1366 | s_1.0_1.0_0.0_1.2 | -1482609286.6758 | s_1.075_1.0_0.0_1.0 | 229840481.2315 | s_0.9_1.0_-0.005_1.3 | 530429623.7169 | s_1.0_1.0_0.01_0.9 | 589529363.9908 | s_1.05_0.95_0.01_0.9 | 647628693.1943
40.71% | s_0.95_0.9_0.0_1.0 | 794432498.9723 | s_1.0_1.0_0.0_0.9 | 873817950.7663 | s_1.0_0.9_0.0_1.0 | 824146724.1478 | s_0.95_1.05_0.0_1.0 | -1396272405.7196 | s_1.2_1.0_0.0_1.0 | 248999402.4774 | s_0.9_0.95_0.01_0.9 | 550048210.4001 | s_1.05_1.0_0.01_0.9 | 592506420.0623 | s_0.925_1.0_0.0_1.0 | 675460431.1506
41.59% | s_1.0_1.1_0.0_1.0 | 805931491.6993 | s_0.95_1.05_-0.005_1.3 | 880247269.2332 | s_0.9_0.95_-0.005_0.9 | 864229337.908 | s_1.0_1.0_0.0_1.3 | -1306097753.4211 | s_1.15_1.0_0.0_1.0 | 251473976.5208 | s_1.05_1.05_-0.005_1.3 | 561888654.8824 | s_1.1_0.95_0.01_0.9 | 593496272.5442 | s_1.05_1.05_0.01_0.9 | 683863383.925
42.48% | s_1.05_1.1_0.0_1.0 | 807600914.9294 | s_0.95_0.95_-0.005_0.9 | 985980523.7568 | s_0.8_0.95_0.0_1.0 | 867007488.3206 | s_1.2_0.95_0.0_1.0 | -1301563692.8504 | s_1.1_1.05_-0.005_0.9 | 254103562.4285 | s_1.0_1.0_0.01_0.9 | 583108256.0878 | s_0.95_1.0_-0.005_1.3 | 597908872.6535 | s_1.1_1.0_-0.005_0.9 | 695725523.3152
43.36% | s_1.05_1.0_0.01_0.9 | 811291760.6783 | s_0.95_0.9_0.0_1.0 | 1010912454.9271 | s_1.0_0.95_-0.005_1.3 | 870765352.3505 | s_1.2_1.0_0.0_1.0 | -1287969139.047 | s_1.2_0.95_0.0_1.0 | 263363084.4691 | s_1.05_1.0_0.0_1.0 | 586383836.7081 | s_1.0_1.0_0.01_1.0 | 605900438.8913 | s_1.0_1.05_0.01_0.9 | 695887459.736
44.25% | s_1.0_1.0_0.005_1.0 | 811340610.9067 | s_1.05_1.05_0.01_0.9 | 1074628072.9606 | s_1.05_1.1_0.0_1.0 | 891225548.3896 | s_1.2_1.1_0.0_1.0 | -1188401997.1216 | s_1.0_1.0_-0.005_0.9 | 289500604.7109 | s_0.95_0.95_0.01_1.3 | 590745446.5366 | s_0.95_0.95_-0.005_1.3 | 627236365.8672 | s_1.0_1.0_0.01_0.9 | 700577451.8048
45.13% | s_1.05_1.05_0.01_1.3 | 825316894.7491 | s_0.9_0.95_-0.005_1.3 | 1098171952.6556 | s_1.05_0.95_0.01_0.9 | 893636412.3931 | s_1.0_1.05_-0.005_1.3 | -1144080600.9102 | s_0.95_1.0_0.0_1.0 | 297947227.8778 | s_1.025_1.0_0.0_1.0 | 594925820.6068 | s_1.1_1.0_-0.005_0.9 | 644599847.8671 | s_0.95_1.05_0.01_0.9 | 712724860.0684
46.02% | s_1.05_1.05_-0.005_1.3 | 838988637.4357 | s_1.0_1.1_0.0_1.0 | 1111745557.6116 | s_1.0_1.05_0.01_0.9 | 914083237.7612 | s_1.0_0.975_0.0_1.0 | -1135772546.444 | s_1.05_1.0_0.01_0.9 | 301700697.1369 | s_1.05_1.0_-0.005_1.3 | 609762662.7593 | s_0.9_1.0_-0.005_0.9 | 678041743.331 | s_1.05_1.05_-0.005_0.9 | 733670669.4538
46.9% | s_1.075_1.0_0.0_1.0 | 852807293.6982 | s_1.05_0.95_0.0_1.0 | 1170059563.2656 | s_1.05_0.95_-0.005_0.9 | 941131072.0144 | s_1.0_1.05_0.0_1.0 | -1040355811.5097 | s_1.1_1.0_-0.005_1.3 | 327338334.6995 | s_1.1_1.0_0.01_0.9 | 622639112.5601 | s_0.9_0.95_-0.005_0.9 | 680846201.5476 | s_1.075_1.0_0.0_1.0 | 766602238.9327
47.79% | s_0.9_1.0_-0.005_0.9 | 857823242.9608 | s_1.0_1.0_0.0_1.1 | 1204860283.5624 | s_1.1_1.05_-0.005_0.9 | 941990376.6141 | s_1.05_1.0_0.0_1.0 | -1003270414.9071 | s_1.1_1.0_0.0_1.0 | 369132337.4776 | s_1.1_0.95_0.01_0.9 | 631373651.6897 | s_0.95_0.95_-0.005_0.9 | 682143168.3269 | s_1.2_1.05_0.0_1.0 | 772947054.2038
48.67% | s_1.0_1.0_-0.005_1.3 | 860161278.8257 | s_0.8_0.95_0.0_1.0 | 1231895750.6372 | s_1.2_1.05_0.0_1.0 | 946966678.6055 | s_1.0_1.1_0.0_1.0 | -1000414194.4856 | s_1.0_0.95_-0.005_0.9 | 372603954.0525 | s_1.0_0.9_0.0_1.0 | 697349268.2737 | s_0.9_0.95_-0.005_1.3 | 689769528.3914 | s_1.2_1.0_0.0_1.0 | 814674337.6836
49.56% | s_0.8_0.9_0.0_1.0 | 873012657.826 | s_1.0_1.05_0.01_0.9 | 1273943638.0454 | s_0.95_1.05_0.01_1.3 | 952395050.0992 | s_1.1_1.05_-0.005_1.3 | -964368661.2521 | s_1.0_0.95_0.0_1.0 | 373647095.6588 | s_0.8_1.0_0.0_1.0 | 725028679.1247 | s_1.0_1.05_-0.005_1.3 | 692911732.0617 | s_0.95_1.0_0.01_1.3 | 974353738.2542
50.44% | s_0.8_1.05_0.0_1.0 | 875940538.838 | s_1.1_1.0_0.01_1.3 | 1278959393.6848 | s_1.1_0.95_-0.005_1.3 | 953751665.2532 | s_0.9_0.95_-0.005_0.9 | -958691107.898 | s_1.05_1.0_0.0_1.0 | 382790345.3524 | s_0.9_1.0_-0.005_0.9 | 766356797.4073 | s_1.05_1.05_-0.005_0.9 | 697823277.3964 | s_1.1_1.05_0.0_1.0 | 1034938893.9794
51.33% | s_1.0_1.05_-0.005_1.3 | 877655614.6808 | s_1.0_1.0_0.0_1.0 | 1279469153.3621 | s_1.075_1.0_0.0_1.0 | 954714840.7776 | s_1.0_1.0_0.0_1.1 | -925370955.3029 | s_1.1_1.05_0.0_1.0 | 418577555.0456 | s_0.9_0.9_0.0_1.0 | 796386836.3049 | s_1.1_1.05_0.01_0.9 | 708268596.9982 | s_0.9_1.0_0.01_0.9 | 1051671512.9858
52.21% | s_1.2_0.9_0.0_1.0 | 889678938.7386 | s_0.9_1.05_0.01_0.9 | 1310141274.8238 | s_1.1_0.95_-0.005_0.9 | 960531951.9519 | s_1.05_1.0_-0.005_0.9 | -916009362.8244 | s_0.95_1.05_0.0_1.0 | 429405557.2826 | s_1.0_1.0_0.0_1.2 | 796939209.1686 | s_1.05_0.95_0.01_0.9 | 723156598.1939 | s_1.0_0.925_0.0_1.0 | 1100885029.4537
53.1% | s_0.9_1.0_-0.005_1.3 | 890448207.958 | s_1.0_1.0_-0.005_0.9 | 1337991275.7203 | s_0.95_1.0_0.0_1.0 | 983143732.7317 | s_0.9_1.05_0.0_1.0 | -850521627.3426 | s_1.0_1.0_0.01_1.3 | 431023375.2384 | s_0.95_0.95_0.01_0.9 | 838263575.5594 | s_0.9_0.95_0.01_1.3 | 731674902.9367 | s_1.1_1.0_-0.005_1.3 | 1102654727.8442
53.98% | s_1.0_1.0_0.01_0.9 | 899902537.2642 | s_0.95_1.05_0.0_1.0 | 1345597769.9886 | s_0.9_0.95_0.0_1.0 | 985905865.8267 | s_1.0_1.0_0.0_1.0 | -850371556.6889 | s_0.925_1.0_0.0_1.0 | 435082571.3026 | s_0.95_1.0_0.01_1.3 | 876727369.1704 | s_1.1_1.0_0.0_1.0 | 737457146.1004 | s_0.95_1.05_-0.005_1.3 | 1265506720.3678
54.87% | s_1.0_1.0_0.01_1.0 | 920614838.301 | s_0.95_1.0_0.01_1.3 | 1360585512.1818 | s_0.9_0.9_0.0_1.0 | 987781499.8535 | s_1.1_1.0_-0.005_1.3 | -792449324.3923 | s_0.95_1.05_0.01_0.9 | 442972855.7551 | s_0.9_1.0_0.01_0.9 | 905489846.4771 | s_1.1_1.05_-0.005_1.3 | 740583827.5219 | s_0.8_1.1_0.0_1.0 | 1271929588.4489
55.75% | s_1.2_1.0_0.0_1.0 | 922789368.5354 | s_0.9_0.95_0.0_1.0 | 1370193185.4051 | s_1.1_1.0_-0.005_1.3 | 1010355777.1587 | s_1.1_1.05_-0.005_0.9 | -731767847.7304 | s_0.9_1.0_-0.005_0.9 | 443239699.0689 | s_1.0_1.0_0.0_1.3 | 975378838.8494 | s_0.85_1.0_0.0_1.0 | 744815210.7023 | s_0.95_1.05_0.01_1.3 | 1292510561.9196
56.64% | s_1.05_0.95_-0.005_1.3 | 938166517.5642 | s_1.1_0.95_-0.005_0.9 | 1371554658.3524 | s_1.1_0.9_0.0_1.0 | 1023753381.8803 | s_0.9_1.05_-0.005_0.9 | -699536890.3161 | s_1.1_0.95_0.0_1.0 | 444290749.6886 | s_0.95_0.9_0.0_1.0 | 979673179.7247 | s_1.1_1.05_0.0_1.0 | 764960333.9875 | s_1.1_0.95_-0.005_0.9 | 1378416851.7959
57.52% | s_1.05_0.95_-0.005_0.9 | 952607446.314 | s_1.0_0.925_0.0_1.0 | 1379643689.062 | s_1.1_0.95_0.0_1.0 | 1032204045.3471 | s_0.95_1.0_0.0_1.0 | -662069979.3569 | s_1.05_0.95_-0.005_0.9 | 458429974.6714 | s_1.0_1.0_0.0_0.9 | 1024330659.1679 | s_1.05_0.95_0.0_1.0 | 766715348.0878 | s_1.05_0.95_0.01_1.3 | 1412409288.7344
58.41% | s_1.0_1.0_-0.005_1.0 | 962617081.8335 | s_1.0_1.0_0.01_0.9 | 1396063703.5143 | s_1.0_1.05_-0.005_1.3 | 1037046893.4646 | s_1.1_0.95_-0.005_0.9 | -636446151.82 | s_1.05_0.95_-0.005_1.3 | 464156775.4277 | s_1.05_1.05_-0.005_0.9 | 1029982625.8842 | s_0.9_1.0_0.01_0.9 | 767571436.2437 | s_1.05_1.05_0.01_1.3 | 1437205499.6177
59.29% | s_0.95_1.0_-0.005_1.3 | 967728431.3954 | s_1.1_0.95_0.01_0.9 | 1426331698.0937 | s_1.05_0.95_0.0_1.0 | 1039651788.4227 | s_0.8_1.0_0.0_1.0 | -547636280.5535 | s_1.2_1.05_0.0_1.0 | 467930387.8472 | s_1.1_0.95_0.0_1.0 | 1060545799.3095 | s_0.9_1.0_0.01_1.3 | 779902246.5853 | s_1.05_1.1_0.0_1.0 | 1472418765.1566
60.18% | s_1.05_0.95_0.01_0.9 | 983616408.0999 | s_1.05_1.05_-0.005_0.9 | 1428497051.2665 | s_0.95_1.05_0.0_1.0 | 1039779220.4151 | s_1.05_0.95_-0.005_0.9 | -539636763.5211 | s_0.9_1.0_-0.005_1.3 | 480682416.4217 | s_1.075_1.0_0.0_1.0 | 1111779605.4227 | s_0.9_0.95_0.01_0.9 | 783923709.4869 | s_0.9_1.05_0.0_1.0 | 1482833374.989
61.06% | s_1.2_0.95_0.0_1.0 | 988029973.6806 | s_0.95_1.05_0.01_1.3 | 1449709179.2201 | s_1.1_1.0_-0.005_0.9 | 1063892458.1317 | s_0.9_1.0_0.0_1.0 | -430193243.1971 | s_1.05_0.95_0.0_1.0 | 485603652.9033 | s_1.0_0.975_0.0_1.0 | 1192535686.7638 | s_1.0_1.0_0.005_1.0 | 786784303.5618 | s_1.0_1.0_0.01_1.0 | 1484062255.3984
61.95% | s_0.9_0.95_0.01_1.3 | 998283442.7263 | s_1.05_0.95_0.01_0.9 | 1478921849.326 | s_0.9_0.95_0.01_1.3 | 1083400369.4981 | s_1.075_1.0_0.0_1.0 | -404793304.7921 | s_1.05_0.9_0.0_1.0 | 508624895.3032 | s_1.05_0.95_0.0_1.0 | 1273969679.0017 | s_0.9_1.0_-0.005_1.3 | 793742058.6685 | s_1.05_0.95_-0.005_0.9 | 1493615325.2836
62.83% | s_1.1_0.95_-0.005_1.3 | 1001157704.6746 | s_0.9_1.0_-0.005_1.3 | 1485707505.4377 | s_0.9_1.0_-0.005_0.9 | 1084797195.8466 | s_1.1_1.1_0.0_1.0 | -381508021.2896 | s_1.0_1.1_0.0_1.0 | 513346475.5958 | s_1.0_1.0_0.0_1.1 | 1350355615.3763 | s_1.1_1.0_-0.005_1.3 | 796907177.4644 | s_0.8_1.0_0.0_1.0 | 1520490795.8651
63.72% | s_1.2_1.05_0.0_1.0 | 1002416388.5347 | s_1.05_1.1_0.0_1.0 | 1579060304.0688 | s_1.2_1.0_0.0_1.0 | 1094102710.067 | s_1.05_1.05_-0.005_1.3 | -373484101.7888 | s_1.05_0.95_0.01_1.3 | 539686320.2177 | s_1.0_0.95_0.01_1.3 | 1358027588.3029 | s_1.0_0.95_0.01_1.3 | 797708287.6301 | s_0.95_0.95_0.01_1.3 | 1539855941.6472
64.6% | s_1.1_0.95_-0.005_0.9 | 1009211236.1934 | s_1.15_1.0_0.0_1.0 | 1701692723.9177 | s_0.95_1.1_0.0_1.0 | 1096494061.6179 | s_1.1_1.05_0.0_1.0 | -372364068.0745 | s_0.9_0.95_0.0_1.0 | 547840108.934 | s_1.0_1.0_0.01_1.0 | 1370029905.8591 | s_1.05_1.05_0.01_0.9 | 810919189.8619 | s_0.95_1.0_-0.005_0.9 | 1549300748.8785
65.49% | s_0.95_1.05_-0.005_1.3 | 1037496191.7859 | s_0.9_1.0_0.01_0.9 | 1709757399.2771 | s_0.925_1.0_0.0_1.0 | 1114727494.5699 | s_1.1_0.95_0.0_1.0 | -370855837.756 | s_0.9_1.0_0.01_0.9 | 560679229.6107 | s_1.0_1.0_0.0_1.0 | 1427092630.3508 | s_1.1_0.95_-0.005_1.3 | 816246227.0591 | s_0.9_0.95_0.01_1.3 | 1573561951.7615
66.37% | s_0.9_0.95_0.01_0.9 | 1048708048.9039 | s_1.1_1.0_0.01_0.9 | 1724061551.0815 | s_0.95_0.95_0.01_0.9 | 1118520136.7448 | s_1.0_1.0_-0.01_1.0 | -362298440.6026 | s_1.0_1.0_0.005_1.0 | 573092719.5713 | s_1.0_1.05_-0.005_1.3 | 1455800790.8271 | s_1.1_0.95_-0.005_0.9 | 817533243.0921 | s_1.15_1.0_0.0_1.0 | 1594135762.5708
67.26% | s_1.1_1.05_0.0_1.0 | 1050656130.5849 | s_1.1_0.95_-0.005_1.3 | 1726922804.1804 | s_1.0_0.95_-0.005_0.9 | 1125566445.7513 | s_1.1_0.95_-0.005_1.3 | -338632069.0672 | s_0.9_1.0_0.01_1.3 | 574557417.9319 | s_1.0_1.1_0.0_1.0 | 1476535568.1892 | s_1.1_1.05_-0.005_0.9 | 828311247.7685 | s_0.9_0.95_0.0_1.0 | 1619626781.3217
68.14% | s_1.1_0.95_0.0_1.0 | 1075583328.9067 | s_1.1_0.9_0.0_1.0 | 1756371244.2869 | s_1.0_1.0_0.005_1.0 | 1137871371.4764 | s_0.9_1.0_0.01_1.3 | -326220910.5427 | s_0.95_1.05_-0.005_1.3 | 574565938.774 | s_0.95_0.95_-0.005_1.3 | 1492768000.4299 | s_0.95_1.1_0.0_1.0 | 832614433.6372 | s_1.05_0.95_-0.005_1.3 | 1628887932.5271
69.03% | s_1.05_1.05_-0.005_0.9 | 1084452884.3399 | s_0.9_1.0_-0.005_0.9 | 1774416787.3843 | s_1.1_1.0_0.0_1.0 | 1144581687.3672 | s_0.95_1.05_-0.005_0.9 | -263704289.2742 | s_1.0_0.95_0.01_0.9 | 576028318.0268 | s_1.1_1.0_-0.005_0.9 | 1507143284.9888 | s_1.2_1.05_0.0_1.0 | 841960096.5654 | s_1.05_0.95_0.0_1.0 | 1632736009.5988
69.91% | s_1.1_0.9_0.0_1.0 | 1088542422.107 | s_0.8_0.9_0.0_1.0 | 1798623665.7304 | s_0.9_0.95_-0.005_1.3 | 1152377745.3075 | s_1.0_0.95_-0.005_1.3 | -241916114.2257 | s_1.05_1.05_-0.005_1.3 | 596984138.1029 | s_1.1_1.05_-0.005_0.9 | 1510060185.9724 | s_1.05_1.05_0.01_1.3 | 845664152.2819 | s_1.1_0.95_0.01_1.3 | 1651743543.0282
70.8% | s_1.1_1.0_-0.005_0.9 | 1114371001.8106 | s_0.9_0.95_0.01_1.3 | 1808931620.1079 | s_0.9_0.95_0.01_0.9 | 1163678863.2641 | s_1.0_0.95_-0.005_0.9 | -219137046.6926 | s_0.95_0.95_0.01_1.3 | 641821781.4109 | s_0.9_1.05_-0.005_1.3 | 1569163604.1723 | s_0.95_1.0_-0.005_0.9 | 856435212.4079 | s_0.95_0.95_-0.005_1.3 | 1678564640.8336
71.68% | s_0.9_0.95_-0.005_0.9 | 1134474662.9088 | s_1.05_1.05_0.01_1.3 | 1825235339.7057 | s_0.95_0.95_0.0_1.0 | 1170837510.9536 | s_0.925_1.0_0.0_1.0 | -190548106.279 | s_1.2_0.9_0.0_1.0 | 659545614.1875 | s_1.05_0.95_-0.005_0.9 | 1592077258.4554 | s_1.0_1.0_-0.005_0.9 | 860052489.8145 | s_1.05_1.0_0.0_1.0 | 1692710539.1243
72.57% | s_1.05_0.9_0.0_1.0 | 1145733620.0426 | s_1.1_1.0_0.0_1.0 | 1830676288.958 | s_0.8_1.05_0.0_1.0 | 1182177971.6552 | s_1.05_0.95_0.0_1.0 | -122699952.3581 | s_1.0_1.05_0.01_1.3 | 659756949.0525 | s_0.95_1.0_0.0_1.0 | 1595114878.161 | s_1.0_1.05_0.01_0.9 | 866724453.0614 | s_0.9_1.05_0.01_1.3 | 1694566432.4269
73.45% | s_0.95_1.1_0.0_1.0 | 1163847831.7745 | s_1.0_0.9_0.0_1.0 | 1837600830.7117 | s_1.025_1.0_0.0_1.0 | 1182759769.8395 | s_1.1_1.0_0.0_1.0 | -78234599.4595 | s_0.95_1.05_0.01_1.3 | 678259309.6116 | s_1.1_1.05_-0.005_1.3 | 1705837176.7731 | s_1.2_1.0_0.0_1.0 | 880458206.334 | s_1.1_0.95_0.0_1.0 | 1701178588.7659
74.34% | s_0.85_1.0_0.0_1.0 | 1174645716.2493 | s_1.0_1.05_-0.005_1.3 | 1909189359.6168 | s_0.95_1.05_-0.005_0.9 | 1201104725.5753 | s_1.1_0.9_0.0_1.0 | -69344374.7316 | s_1.05_1.05_-0.005_0.9 | 735715530.4204 | s_1.1_1.0_-0.005_1.3 | 1781551131.7562 | s_0.95_1.05_-0.005_1.3 | 888777227.4197 | s_0.95_0.95_0.01_0.9 | 1729962877.045
75.22% | s_0.95_1.0_0.0_1.0 | 1178005222.2554 | s_1.1_1.0_-0.005_0.9 | 1938533293.1465 | s_1.05_1.05_0.0_1.0 | 1202797975.5859 | s_0.85_1.0_0.0_1.0 | 14540704.4164 | s_1.05_0.95_0.01_0.9 | 747940278.3266 | s_0.95_0.95_-0.005_0.9 | 1802394253.0757 | s_0.95_1.0_0.01_1.3 | 908275683.5901 | s_1.1_0.95_-0.005_1.3 | 1821597121.576
76.11% | s_0.95_1.0_-0.005_0.9 | 1179145116.9011 | s_1.05_0.95_-0.005_0.9 | 1999246771.2515 | s_1.0_1.0_-0.005_1.3 | 1203306725.7393 | s_0.9_1.0_-0.005_0.9 | 55910599.0428 | s_0.9_0.95_0.01_1.3 | 750281788.8426 | s_1.05_0.95_-0.005_1.3 | 1858343391.4279 | s_1.2_0.9_0.0_1.0 | 920415297.7484 | s_1.0_1.05_-0.005_1.3 | 1911430252.9173
76.99% | s_0.9_0.95_-0.005_1.3 | 1189128145.3168 | s_1.1_1.0_-0.005_1.3 | 2059191495.2987 | s_1.0_1.1_0.0_1.0 | 1223874682.9148 | s_1.2_0.9_0.0_1.0 | 113256708.1335 | s_0.9_1.1_0.0_1.0 | 761235801.5327 | s_1.0_1.05_-0.005_0.9 | 1892145030.8479 | s_1.05_0.9_0.0_1.0 | 921575111.171 | s_1.0_1.1_0.0_1.0 | 1915961086.7156
77.88% | s_0.8_0.95_0.0_1.0 | 1194128684.5717 | s_1.1_0.95_0.0_1.0 | 2104403769.3229 | s_0.8_0.9_0.0_1.0 | 1225225831.9512 | s_0.95_1.05_-0.005_1.3 | 151857859.0876 | s_0.95_1.0_0.01_0.9 | 781450102.5657 | s_0.9_0.95_0.0_1.0 | 1905720053.351 | s_0.95_0.95_0.01_1.3 | 928068537.091 | s_0.95_0.95_-0.005_0.9 | 1940369418.85
78.76% | s_0.95_1.0_0.01_1.3 | 1197081150.8677 | s_0.9_1.05_-0.005_1.3 | 2140882106.8885 | s_0.9_1.05_-0.005_0.9 | 1230580481.8937 | s_1.1_1.0_-0.005_0.9 | 170718362.2887 | s_0.9_0.95_0.01_0.9 | 799568496.1029 | s_0.925_1.0_0.0_1.0 | 1914327004.6094 | s_1.0_0.9_0.0_1.0 | 941968724.2768 | s_1.0_0.95_0.0_1.0 | 1958372319.671
79.65% | s_1.15_1.0_0.0_1.0 | 1198544134.6044 | s_1.0_1.0_0.01_1.0 | 2183996991.067 | s_0.8_1.0_0.0_1.0 | 1234846647.2231 | s_0.95_0.95_0.0_1.0 | 226752592.7529 | s_0.95_1.1_0.0_1.0 | 811412403.6945 | s_1.0_0.95_0.0_1.0 | 1949108140.6301 | s_1.1_0.9_0.0_1.0 | 964824764.5191 | s_1.1_0.9_0.0_1.0 | 2035031849.345
80.53% | s_0.95_0.95_0.01_1.3 | 1199669316.3239 | s_1.05_0.95_-0.005_1.3 | 2202683849.8263 | s_1.0_1.0_0.01_1.3 | 1242341502.5891 | s_1.0_1.05_0.01_1.3 | 249949983.4711 | s_0.95_0.95_-0.005_1.3 | 830930536.406 | s_1.2_0.9_0.0_1.0 | 1951858707.578 | s_0.9_0.95_0.0_1.0 | 965249516.2689 | s_0.95_1.1_0.0_1.0 | 2105571299.3996
81.42% | s_0.9_1.05_-0.005_1.3 | 1202706835.4278 | s_1.05_0.95_0.01_1.3 | 2238333045.8959 | s_1.1_1.1_0.0_1.0 | 1255231183.8626 | s_1.0_1.0_0.01_1.3 | 263901551.5852 | s_0.9_0.95_-0.005_0.9 | 836732376.9158 | s_0.9_0.95_0.01_1.3 | 1974586705.6863 | s_0.9_1.05_0.0_1.0 | 972594867.8181 | s_1.1_1.0_0.0_1.0 | 2126885320.9532
82.3% | s_1.1_1.0_-0.005_1.3 | 1221713564.1893 | s_0.95_1.0_-0.005_1.3 | 2281591114.5912 | s_1.1_1.05_0.0_1.0 | 1260026682.2701 | s_0.95_1.1_0.0_1.0 | 382336096.5964 | s_0.9_0.95_-0.005_1.3 | 851442648.7468 | s_1.05_0.9_0.0_1.0 | 2015560595.4144 | s_0.8_0.95_0.0_1.0 | 996706499.0588 | s_0.9_1.05_-0.005_1.3 | 2167368145.3245
83.19% | s_0.9_1.0_0.01_0.9 | 1264166512.5322 | s_1.0_1.05_-0.005_0.9 | 2345282580.0981 | s_0.95_1.05_-0.005_1.3 | 1261035322.548 | s_0.9_0.95_-0.005_1.3 | 416430346.5998 | s_0.95_0.95_-0.005_0.9 | 889894658.3868 | s_0.95_1.1_0.0_1.0 | 2115192639.9806 | s_1.1_0.95_0.0_1.0 | 998671734.714 | s_0.85_1.0_0.0_1.0 | 2171147254.6212
84.07% | s_0.9_0.95_0.0_1.0 | 1274140127.171 | s_1.0_0.95_0.0_1.0 | 2424863183.5214 | s_1.2_0.9_0.0_1.0 | 1288760905.3172 | s_0.9_0.95_0.01_0.9 | 437412926.1436 | s_1.0_1.05_-0.005_0.9 | 893237349.7983 | s_0.95_1.05_-0.005_0.9 | 2168794533.4861 | s_1.15_1.0_0.0_1.0 | 1008844666.8149 | s_1.0_0.95_0.01_0.9 | 2198509839.3605
84.96% | s_0.9_1.0_0.01_1.3 | 1277017027.3494 | s_0.8_1.0_0.0_1.0 | 2445010451.7355 | s_0.95_0.95_-0.005_1.3 | 1305533216.7117 | s_1.025_1.0_0.0_1.0 | 437507571.1254 | s_1.0_0.95_0.01_1.3 | 904478369.473 | s_0.95_1.0_0.01_0.9 | 2201805416.5412 | s_0.95_1.0_0.0_1.0 | 1011677523.6157 | s_0.95_1.0_0.01_0.9 | 2293393149.7189
85.84% | s_1.0_1.05_0.01_0.9 | 1289066780.8167 | s_0.9_1.0_0.0_1.0 | 2574009379.4736 | s_0.95_0.95_-0.005_0.9 | 1313237725.5622 | s_0.95_0.95_-0.005_0.9 | 492298286.2818 | s_1.05_1.1_0.0_1.0 | 971509837.8161 | s_1.05_1.1_0.0_1.0 | 2259196427.5973 | s_0.9_1.05_-0.005_1.3 | 1051352519.8866 | s_1.0_1.05_-0.005_0.9 | 2347713821.8694
86.73% | s_1.0_1.0_-0.005_0.9 | 1311994199.6042 | s_1.075_1.0_0.0_1.0 | 2654644873.3996 | s_1.0_1.0_-0.005_1.0 | 1342405703.7992 | s_0.8_1.1_0.0_1.0 | 554458992.8169 | s_0.95_0.95_0.01_0.9 | 1002738387.1489 | s_0.9_1.0_0.01_1.3 | 2261415608.2827 | s_0.8_0.9_0.0_1.0 | 1134703172.718 | s_0.95_0.9_0.0_1.0 | 2364546801.7174
87.61% | s_0.9_1.05_0.01_1.3 | 1345045507.8528 | s_1.05_0.9_0.0_1.0 | 2673239868.3684 | s_0.95_1.0_-0.005_1.3 | 1389489528.5707 | s_0.95_0.95_-0.005_1.3 | 557808493.4439 | s_0.8_1.05_0.0_1.0 | 1004257991.2148 | s_0.95_1.0_-0.005_1.3 | 2424462736.2724 | s_0.8_1.1_0.0_1.0 | 1225842921.5776 | s_0.9_1.0_0.01_1.3 | 2406116210.5623
88.5% | s_0.95_1.05_0.01_0.9 | 1501960143.9661 | s_0.95_1.0_0.01_0.9 | 2680552130.022 | s_0.9_1.05_0.01_1.3 | 1443121610.0021 | s_0.95_1.0_-0.005_1.3 | 563698121.8541 | s_0.9_1.05_0.01_1.3 | 1023896220.4699 | s_0.9_1.05_0.0_1.0 | 2476274547.0118 | s_0.95_1.05_0.01_0.9 | 1244353262.1806 | s_0.9_0.95_-0.005_0.9 | 2425787199.122
89.38% | s_1.0_1.05_-0.005_0.9 | 1574344808.1106 | s_0.85_1.0_0.0_1.0 | 2742482055.2589 | s_0.9_1.0_-0.005_1.3 | 1496987393.0197 | s_0.9_1.0_-0.005_1.3 | 778183608.3867 | s_0.9_1.05_0.0_1.0 | 1068985410.7491 | s_0.9_1.05_0.01_1.3 | 2516975192.2552 | s_1.0_1.0_0.01_1.3 | 1262780364.4239 | s_1.0_0.9_0.0_1.0 | 2447432181.2705
90.27% | s_0.95_0.95_0.01_0.9 | 1575089535.1033 | s_0.95_1.05_-0.005_0.9 | 2775127517.3386 | s_1.0_1.05_0.01_1.3 | 1589647112.4497 | s_1.05_1.05_0.0_1.0 | 913635884.4637 | s_0.85_1.0_0.0_1.0 | 1070638304.8989 | s_0.95_0.95_0.0_1.0 | 2753504069.8656 | s_0.95_0.95_0.01_0.9 | 1286664811.1456 | s_0.9_1.05_0.01_0.9 | 2493960814.3903
91.15% | s_1.0_1.0_0.01_1.3 | 1579937442.9334 | s_1.1_1.05_0.0_1.0 | 2973802534.5953 | s_0.9_1.0_0.0_1.0 | 1609749989.3206 | s_1.0_1.0_-0.005_1.3 | 939288201.4384 | s_0.95_1.0_-0.005_1.3 | 1090528392.0215 | s_0.9_0.95_-0.005_0.9 | 3155537583.7615 | s_1.0_1.05_-0.005_0.9 | 1389791285.5114 | s_0.9_0.95_-0.005_1.3 | 2767098629.6371
92.04% | s_0.9_1.0_0.0_1.0 | 1599337081.2877 | s_0.95_1.0_-0.005_0.9 | 3023125305.3429 | s_0.95_1.0_-0.005_0.9 | 1656826020.5587 | s_0.95_1.0_0.01_0.9 | 1018385282.1327 | s_0.9_1.0_0.0_1.0 | 1245113613.9523 | s_0.8_1.1_0.0_1.0 | 3168802342.0715 | s_0.95_1.05_0.01_1.3 | 1464298530.4766 | s_1.0_1.05_0.01_1.3 | 2883014325.0986
92.92% | s_0.95_0.95_0.0_1.0 | 1609157334.4266 | s_0.9_1.0_0.01_1.3 | 3064712278.6146 | s_1.0_1.0_-0.005_0.9 | 1683892091.0761 | s_1.0_1.0_-0.005_1.0 | 1086837301.0191 | s_0.95_1.05_-0.005_0.9 | 1267199539.8739 | s_0.9_1.05_0.01_0.9 | 3497339069.5507 | s_0.9_1.05_0.01_1.3 | 1472446291.1111 | s_1.1_0.95_0.01_0.9 | 2902606147.495
93.81% | s_0.8_1.0_0.0_1.0 | 1694501047.0472 | s_0.95_0.95_0.0_1.0 | 3281039171.0589 | s_1.05_1.05_-0.005_0.9 | 1709163956.807 | s_1.0_1.05_-0.005_0.9 | 1169914420.8504 | s_0.9_1.05_-0.005_1.3 | 1303380942.0444 | s_0.9_0.95_-0.005_1.3 | 3507282539.4321 | s_0.95_0.95_0.0_1.0 | 1527353958.072 | s_1.0_0.95_0.01_1.3 | 3124741867.9428
94.69% | s_0.9_1.05_-0.005_0.9 | 1711119220.8121 | s_0.95_1.1_0.0_1.0 | 3311550227.0463 | s_1.0_1.0_-0.0025_1.0 | 1711559923.8332 | s_0.9_0.95_0.01_1.3 | 1369965686.4673 | s_0.8_0.9_0.0_1.0 | 1309939847.6747 | s_0.95_1.0_-0.005_0.9 | 3556304554.8777 | s_0.9_1.0_0.0_1.0 | 1537544299.9196 | s_0.95_1.05_-0.005_0.9 | 3160290639.7717
95.58% | s_0.95_1.05_-0.005_0.9 | 1723351841.829 | s_1.0_1.05_0.01_1.3 | 3464180671.4757 | s_0.9_1.05_0.01_0.9 | 1757370063.5676 | s_0.95_1.0_-0.005_0.9 | 1847578297.535 | s_0.95_1.0_-0.005_0.9 | 1345833994.6468 | s_0.9_1.0_0.0_1.0 | 3718598783.2333 | s_0.9_1.05_-0.005_0.9 | 1559715918.9388 | s_1.05_0.9_0.0_1.0 | 3471961434.1929
96.46% | s_0.95_1.05_0.01_1.3 | 1731267920.4928 | s_1.05_1.0_0.0_1.0 | 3665130047.6474 | s_0.8_1.1_0.0_1.0 | 1765744931.9058 | s_1.0_1.0_-0.005_0.9 | 1909680147.1694 | s_0.8_1.0_0.0_1.0 | 1481620627.9697 | s_0.9_1.05_-0.005_0.9 | 4079220959.8844 | s_0.95_1.05_-0.005_0.9 | 1574409835.1997 | s_0.9_1.0_0.0_1.0 | 3730100766.7436
97.35% | s_0.9_1.05_0.01_0.9 | 1789703049.3599 | s_0.95_0.95_0.01_1.3 | 3737433824.6279 | s_1.0_1.05_-0.005_0.9 | 1885732679.7155 | s_1.05_1.05_-0.005_0.9 | 2394826100.7197 | s_0.9_1.05_0.01_0.9 | 1549900097.7222 | s_1.0_1.0_0.01_1.3 | 4217918327.2306 | s_1.0_1.05_0.01_1.3 | 1596030459.2276 | s_0.95_0.95_0.0_1.0 | 3974968898.1618
98.23% | s_0.8_1.1_0.0_1.0 | 1800218282.6247 | s_0.95_0.95_0.01_0.9 | 3999298803.2007 | s_0.95_1.0_0.01_0.9 | 1977848975.4259 | s_0.8_0.9_0.0_1.0 | 2683074330.5453 | s_0.8_1.1_0.0_1.0 | 1698035503.1539 | s_0.8_0.95_0.0_1.0 | 4612032603.5576 | s_0.8_1.0_0.0_1.0 | 1641978423.9928 | s_1.0_1.0_0.01_1.3 | 4332850676.5237
99.12% | s_0.95_1.0_0.01_0.9 | 1952654060.8859 | s_0.9_1.05_-0.005_0.9 | 4648501444.1371 | s_1.1_0.95_0.01_1.3 | 5236138317.7125 | s_1.1_0.95_0.01_1.3 | 18040526122.237 | s_0.9_1.05_-0.005_0.9 | 1818041730.7072 | s_0.8_0.9_0.0_1.0 | 4693592166.6349 | s_0.95_1.0_0.01_0.9 | 1663086534.8737 | s_0.9_1.05_-0.005_0.9 | 4674938482.4135
100% | s_1.0_1.05_0.01_1.3 | 2021522414.5544 | s_1.0_1.0_0.01_1.3 | 5035256278.7022 | s_1.1_0.95_0.01_0.9 | 5395970288.4338 | s_1.1_0.95_0.01_0.9 | 19046890591.2597 | s_0.8_0.95_0.0_1.0 | 1963251912.8739 | s_0.85_1.0_0.0_1.0 | 4857789220.1358 | s_0.9_1.05_0.01_0.9 | 1875247983.1912 | s_0.8_0.9_0.0_1.0 | 4822020355.7617

## Batteries
Min | -58217274.9143 | Min | -54181839.4713 | Min | -58217274.9143 | Min | -58217274.9143
Max | -34214363.5436 | Max | -33976613.0722 | Max | -34214363.5436 | Max | -34214363.5436
Mean | -48516514.97 | Mean | -46521349.6107 | Mean | -48516514.97 | Mean | -48516514.97
Median | -50906971.7238 | Median | -49041612.5581 | Median | -50906971.7238 | Median | -50906971.7238
Lower quartile | -55280353.8357 | Lower quartile | -51461109.9108 | Lower quartile | -55280353.8357 | Lower quartile | -55280353.8357
Upper quartile | -38224275.2815 | Upper quartile | -37986524.8101 | Upper quartile | -38224275.2815 | Upper quartile | -38224275.2815
Scenario | Central | Scenario | Alternative | Scenario | Future only | Scenario | HVDC only
s_0.8_0.9_0.0_1.0 | -49958673.5741 | s_0.8_0.9_0.0_1.0 | -48571304.7182 | s_0.8_0.9_0.0_1.0 | -49958673.5741 | s_0.8_0.9_0.0_1.0 | -49958673.5741
s_0.8_0.95_0.0_1.0 | -50332598.5825 | s_0.8_0.95_0.0_1.0 | -48955289.4965 | s_0.8_0.95_0.0_1.0 | -50332598.5825 | s_0.8_0.95_0.0_1.0 | -50332598.5825
s_0.8_1.0_0.0_1.0 | -50276480.4427 | s_0.8_1.0_0.0_1.0 | -48899171.3567 | s_0.8_1.0_0.0_1.0 | -50276480.4427 | s_0.8_1.0_0.0_1.0 | -50276480.4427
s_0.8_1.05_0.0_1.0 | -50358799.3289 | s_0.8_1.05_0.0_1.0 | -48985605.5888 | s_0.8_1.05_0.0_1.0 | -50358799.3289 | s_0.8_1.05_0.0_1.0 | -50358799.3289
s_0.8_1.1_0.0_1.0 | -50172384.9654 | s_0.8_1.1_0.0_1.0 | -48809250.9952 | s_0.8_1.1_0.0_1.0 | -50172384.9654 | s_0.8_1.1_0.0_1.0 | -50172384.9654
s_0.85_1.0_0.0_1.0 | -50442172.4023 | s_0.85_1.0_0.0_1.0 | -49054803.5464 | s_0.85_1.0_0.0_1.0 | -50442172.4023 | s_0.85_1.0_0.0_1.0 | -50442172.4023
s_0.9_0.9_0.0_1.0 | -50625542.7369 | s_0.9_0.9_0.0_1.0 | -48765474.1027 | s_0.9_0.9_0.0_1.0 | -50625542.7369 | s_0.9_0.9_0.0_1.0 | -50625542.7369
s_0.9_0.95_0.0_1.0 | -50710914.2914 | s_0.9_0.95_0.0_1.0 | -48850845.6572 | s_0.9_0.95_0.0_1.0 | -50710914.2914 | s_0.9_0.95_0.0_1.0 | -50710914.2914
s_0.9_0.95_-0.005_0.9 | -57095406.5501 | s_0.9_0.95_-0.005_0.9 | -53169736.2827 | s_0.9_0.95_-0.005_0.9 | -57095406.5501 | s_0.9_0.95_-0.005_0.9 | -57095406.5501
s_0.9_0.95_-0.005_1.3 | -36925934.0246 | s_0.9_0.95_-0.005_1.3 | -36688183.5532 | s_0.9_0.95_-0.005_1.3 | -36925934.0246 | s_0.9_0.95_-0.005_1.3 | -36925934.0246
s_0.9_0.95_0.01_0.9 | -55192268.777 | s_0.9_0.95_0.01_0.9 | -51373024.852 | s_0.9_0.95_0.01_0.9 | -55192268.777 | s_0.9_0.95_0.01_0.9 | -55192268.777
s_0.9_0.95_0.01_1.3 | -34214363.5436 | s_0.9_0.95_0.01_1.3 | -33976613.0722 | s_0.9_0.95_0.01_1.3 | -34214363.5436 | s_0.9_0.95_0.01_1.3 | -34214363.5436
s_0.9_1.0_0.0_1.0 | -50761089.942 | s_0.9_1.0_0.0_1.0 | -48901021.3078 | s_0.9_1.0_0.0_1.0 | -50761089.942 | s_0.9_1.0_0.0_1.0 | -50761089.942
s_0.9_1.0_-0.005_0.9 | -57044104.307 | s_0.9_1.0_-0.005_0.9 | -53118434.0395 | s_0.9_1.0_-0.005_0.9 | -57044104.307 | s_0.9_1.0_-0.005_0.9 | -57044104.307
s_0.9_1.0_-0.005_1.3 | -37313219.2575 | s_0.9_1.0_-0.005_1.3 | -37075468.7861 | s_0.9_1.0_-0.005_1.3 | -37313219.2575 | s_0.9_1.0_-0.005_1.3 | -37313219.2575
s_0.9_1.0_0.01_0.9 | -55280353.8357 | s_0.9_1.0_0.01_0.9 | -51461109.9108 | s_0.9_1.0_0.01_0.9 | -55280353.8357 | s_0.9_1.0_0.01_0.9 | -55280353.8357
s_0.9_1.0_0.01_1.3 | -34405746.6849 | s_0.9_1.0_0.01_1.3 | -34167996.2135 | s_0.9_1.0_0.01_1.3 | -34405746.6849 | s_0.9_1.0_0.01_1.3 | -34405746.6849
s_0.9_1.05_0.0_1.0 | -50425414.6327 | s_0.9_1.05_0.0_1.0 | -48551170.8828 | s_0.9_1.05_0.0_1.0 | -50425414.6327 | s_0.9_1.05_0.0_1.0 | -50425414.6327
s_0.9_1.05_-0.005_0.9 | -56724927.3848 | s_0.9_1.05_-0.005_0.9 | -52799257.1173 | s_0.9_1.05_-0.005_0.9 | -56724927.3848 | s_0.9_1.05_-0.005_0.9 | -56724927.3848
s_0.9_1.05_-0.005_1.3 | -37217321.4886 | s_0.9_1.05_-0.005_1.3 | -36979571.0172 | s_0.9_1.05_-0.005_1.3 | -37217321.4886 | s_0.9_1.05_-0.005_1.3 | -37217321.4886
s_0.9_1.05_0.01_0.9 | -55262943.4714 | s_0.9_1.05_0.01_0.9 | -51443699.5464 | s_0.9_1.05_0.01_0.9 | -55262943.4714 | s_0.9_1.05_0.01_0.9 | -55262943.4714
s_0.9_1.05_0.01_1.3 | -35059617.8393 | s_0.9_1.05_0.01_1.3 | -34821867.3678 | s_0.9_1.05_0.01_1.3 | -35059617.8393 | s_0.9_1.05_0.01_1.3 | -35059617.8393
s_0.9_1.1_0.0_1.0 | -50601400.4467 | s_0.9_1.1_0.0_1.0 | -48727156.6967 | s_0.9_1.1_0.0_1.0 | -50601400.4467 | s_0.9_1.1_0.0_1.0 | -50601400.4467
s_0.925_1.0_0.0_1.0 | -50836928.0956 | s_0.925_1.0_0.0_1.0 | -48962684.3457 | s_0.925_1.0_0.0_1.0 | -50836928.0956 | s_0.925_1.0_0.0_1.0 | -50836928.0956
s_0.95_0.9_0.0_1.0 | -50681700.2078 | s_0.95_0.9_0.0_1.0 | -48807456.4578 | s_0.95_0.9_0.0_1.0 | -50681700.2078 | s_0.95_0.9_0.0_1.0 | -50681700.2078
s_0.95_0.95_0.0_1.0 | -50573057.9328 | s_0.95_0.95_0.0_1.0 | -48698814.1829 | s_0.95_0.95_0.0_1.0 | -50573057.9328 | s_0.95_0.95_0.0_1.0 | -50573057.9328
s_0.95_0.95_-0.005_0.9 | -57385232.7105 | s_0.95_0.95_-0.005_0.9 | -53459562.443 | s_0.95_0.95_-0.005_0.9 | -57385232.7105 | s_0.95_0.95_-0.005_0.9 | -57385232.7105
s_0.95_0.95_-0.005_1.3 | -37661301.1558 | s_0.95_0.95_-0.005_1.3 | -37423550.6844 | s_0.95_0.95_-0.005_1.3 | -37661301.1558 | s_0.95_0.95_-0.005_1.3 | -37661301.1558
s_0.95_0.95_0.01_0.9 | -55525089.626 | s_0.95_0.95_0.01_0.9 | -51610476.413 | s_0.95_0.95_0.01_0.9 | -55525089.626 | s_0.95_0.95_0.01_0.9 | -55525089.626
s_0.95_0.95_0.01_1.3 | -35410287.2691 | s_0.95_0.95_0.01_1.3 | -35172536.7977 | s_0.95_0.95_0.01_1.3 | -35410287.2691 | s_0.95_0.95_0.01_1.3 | -35410287.2691
s_0.95_1.0_0.0_1.0 | -50660673.0726 | s_0.95_1.0_0.0_1.0 | -48786429.3227 | s_0.95_1.0_0.0_1.0 | -50660673.0726 | s_0.95_1.0_0.0_1.0 | -50660673.0726
s_0.95_1.0_-0.005_0.9 | -57473809.6272 | s_0.95_1.0_-0.005_0.9 | -53541436.7517 | s_0.95_1.0_-0.005_0.9 | -57473809.6272 | s_0.95_1.0_-0.005_0.9 | -57473809.6272
s_0.95_1.0_-0.005_1.3 | -37849814.1232 | s_0.95_1.0_-0.005_1.3 | -37612063.6518 | s_0.95_1.0_-0.005_1.3 | -37849814.1232 | s_0.95_1.0_-0.005_1.3 | -37849814.1232
s_0.95_1.0_0.01_0.9 | -55430415.4486 | s_0.95_1.0_0.01_0.9 | -51515802.2356 | s_0.95_1.0_0.01_0.9 | -55430415.4486 | s_0.95_1.0_0.01_0.9 | -55430415.4486
s_0.95_1.0_0.01_1.3 | -35353647.7574 | s_0.95_1.0_0.01_1.3 | -35115897.286 | s_0.95_1.0_0.01_1.3 | -35353647.7574 | s_0.95_1.0_0.01_1.3 | -35353647.7574
s_0.95_1.05_0.0_1.0 | -50860137.6828 | s_0.95_1.05_0.0_1.0 | -48985893.9329 | s_0.95_1.05_0.0_1.0 | -50860137.6828 | s_0.95_1.05_0.0_1.0 | -50860137.6828
s_0.95_1.05_-0.005_0.9 | -57593493.4833 | s_0.95_1.05_-0.005_0.9 | -53653427.3284 | s_0.95_1.05_-0.005_0.9 | -57593493.4833 | s_0.95_1.05_-0.005_0.9 | -57593493.4833
s_0.95_1.05_-0.005_1.3 | -37726771.5472 | s_0.95_1.05_-0.005_1.3 | -37489021.0758 | s_0.95_1.05_-0.005_1.3 | -37726771.5472 | s_0.95_1.05_-0.005_1.3 | -37726771.5472
s_0.95_1.05_0.01_0.9 | -55521711.3788 | s_0.95_1.05_0.01_0.9 | -51607098.1658 | s_0.95_1.05_0.01_0.9 | -55521711.3788 | s_0.95_1.05_0.01_0.9 | -55521711.3788
s_0.95_1.05_0.01_1.3 | -36113178.2843 | s_0.95_1.05_0.01_1.3 | -35875427.8129 | s_0.95_1.05_0.01_1.3 | -36113178.2843 | s_0.95_1.05_0.01_1.3 | -36113178.2843
s_0.95_1.1_0.0_1.0 | -50575182.8526 | s_0.95_1.1_0.0_1.0 | -48693491.7603 | s_0.95_1.1_0.0_1.0 | -50575182.8526 | s_0.95_1.1_0.0_1.0 | -50575182.8526
s_0.975_1.0_0.0_1.0 | -50867564.7658 | s_0.975_1.0_0.0_1.0 | -48985873.6735 | s_0.975_1.0_0.0_1.0 | -50867564.7658 | s_0.975_1.0_0.0_1.0 | -50867564.7658
s_1.0_0.9_0.0_1.0 | -51059006.0949 | s_1.0_0.9_0.0_1.0 | -49184762.345 | s_1.0_0.9_0.0_1.0 | -51059006.0949 | s_1.0_0.9_0.0_1.0 | -51059006.0949
s_1.0_0.925_0.0_1.0 | -51012896.8345 | s_1.0_0.925_0.0_1.0 | -49138653.0845 | s_1.0_0.925_0.0_1.0 | -51012896.8345 | s_1.0_0.925_0.0_1.0 | -51012896.8345
s_1.0_0.95_0.0_1.0 | -50915856.3081 | s_1.0_0.95_0.0_1.0 | -49041612.5581 | s_1.0_0.95_0.0_1.0 | -50915856.3081 | s_1.0_0.95_0.0_1.0 | -50915856.3081
s_1.0_0.95_-0.005_0.9 | -57638448.9931 | s_1.0_0.95_-0.005_0.9 | -53705085.4462 | s_1.0_0.95_-0.005_0.9 | -57638448.9931 | s_1.0_0.95_-0.005_0.9 | -57638448.9931
s_1.0_0.95_-0.005_1.3 | -37465973.0083 | s_1.0_0.95_-0.005_1.3 | -37228222.5368 | s_1.0_0.95_-0.005_1.3 | -37465973.0083 | s_1.0_0.95_-0.005_1.3 | -37465973.0083
s_1.0_0.95_0.01_0.9 | -55831691.7207 | s_1.0_0.95_0.01_0.9 | -51917078.5077 | s_1.0_0.95_0.01_0.9 | -55831691.7207 | s_1.0_0.95_0.01_0.9 | -55831691.7207
s_1.0_0.95_0.01_1.3 | -34685121.361 | s_1.0_0.95_0.01_1.3 | -34447370.8896 | s_1.0_0.95_0.01_1.3 | -34685121.361 | s_1.0_0.95_0.01_1.3 | -34685121.361
s_1.0_0.975_0.0_1.0 | -50870995.844 | s_1.0_0.975_0.0_1.0 | -48996752.094 | s_1.0_0.975_0.0_1.0 | -50870995.844 | s_1.0_0.975_0.0_1.0 | -50870995.844
s_1.0_1.0_0.0_0.9 | -56716921.6592 | s_1.0_1.0_0.0_0.9 | -52791251.3918 | s_1.0_1.0_0.0_0.9 | -56716921.6592 | s_1.0_1.0_0.0_0.9 | -56716921.6592
s_1.0_1.0_0.0_1.0 | -50804022.678 | s_1.0_1.0_0.0_1.0 | -48929778.928 | s_1.0_1.0_0.0_1.0 | -50804022.678 | s_1.0_1.0_0.0_1.0 | -50804022.678
s_1.0_1.0_0.0_1.1 | -46206604.991 | s_1.0_1.0_0.0_1.1 | -45139376.9249 | s_1.0_1.0_0.0_1.1 | -46206604.991 | s_1.0_1.0_0.0_1.1 | -46206604.991
s_1.0_1.0_0.0_1.2 | -41763789.5287 | s_1.0_1.0_0.0_1.2 | -41224281.2036 | s_1.0_1.0_0.0_1.2 | -41763789.5287 | s_1.0_1.0_0.0_1.2 | -41763789.5287
s_1.0_1.0_0.0_1.3 | -36366086.2043 | s_1.0_1.0_0.0_1.3 | -36128335.7329 | s_1.0_1.0_0.0_1.3 | -36366086.2043 | s_1.0_1.0_0.0_1.3 | -36366086.2043
s_1.0_1.0_-0.005_0.9 | -57651122.8674 | s_1.0_1.0_-0.005_0.9 | -53725452.5999 | s_1.0_1.0_-0.005_0.9 | -57651122.8674 | s_1.0_1.0_-0.005_0.9 | -57651122.8674
s_1.0_1.0_0.005_1.0 | -50535471.1558 | s_1.0_1.0_0.005_1.0 | -48669361.7489 | s_1.0_1.0_0.005_1.0 | -50535471.1558 | s_1.0_1.0_0.005_1.0 | -50535471.1558
s_1.0_1.0_-0.005_1.0 | -51953259.6114 | s_1.0_1.0_-0.005_1.0 | -50071568.5192 | s_1.0_1.0_-0.005_1.0 | -51953259.6114 | s_1.0_1.0_-0.005_1.0 | -51953259.6114
s_1.0_1.0_-0.005_1.3 | -37618161.432 | s_1.0_1.0_-0.005_1.3 | -37380410.9606 | s_1.0_1.0_-0.005_1.3 | -37618161.432 | s_1.0_1.0_-0.005_1.3 | -37618161.432
s_1.0_1.0_0.01_0.9 | -56240846.6789 | s_1.0_1.0_0.01_0.9 | -52326233.4659 | s_1.0_1.0_0.01_0.9 | -56240846.6789 | s_1.0_1.0_0.01_0.9 | -56240846.6789
s_1.0_1.0_0.01_1.0 | -50922426.8484 | s_1.0_1.0_0.01_1.0 | -49062358.2142 | s_1.0_1.0_0.01_1.0 | -50922426.8484 | s_1.0_1.0_0.01_1.0 | -50922426.8484
s_1.0_1.0_0.01_1.3 | -34840522.068 | s_1.0_1.0_0.01_1.3 | -34602771.5966 | s_1.0_1.0_0.01_1.3 | -34840522.068 | s_1.0_1.0_0.01_1.3 | -34840522.068
s_1.0_1.025_0.0_1.0 | -50850652.5024 | s_1.0_1.025_0.0_1.0 | -48968961.4101 | s_1.0_1.025_0.0_1.0 | -50850652.5024 | s_1.0_1.025_0.0_1.0 | -50850652.5024
s_1.0_1.05_0.0_1.0 | -51018994.0271 | s_1.0_1.05_0.0_1.0 | -49137302.9348 | s_1.0_1.05_0.0_1.0 | -51018994.0271 | s_1.0_1.05_0.0_1.0 | -51018994.0271
s_1.0_1.05_-0.005_0.9 | -57819204.2367 | s_1.0_1.05_-0.005_0.9 | -53886831.3611 | s_1.0_1.05_-0.005_0.9 | -57819204.2367 | s_1.0_1.05_-0.005_0.9 | -57819204.2367
s_1.0_1.05_-0.005_1.3 | -37434251.2505 | s_1.0_1.05_-0.005_1.3 | -37196500.779 | s_1.0_1.05_-0.005_1.3 | -37434251.2505 | s_1.0_1.05_-0.005_1.3 | -37434251.2505
s_1.0_1.05_0.01_0.9 | -56038405.1689 | s_1.0_1.05_0.01_0.9 | -52123791.9559 | s_1.0_1.05_0.01_0.9 | -56038405.1689 | s_1.0_1.05_0.01_0.9 | -56038405.1689
s_1.0_1.05_0.01_1.3 | -35315354.4201 | s_1.0_1.05_0.01_1.3 | -35077603.9487 | s_1.0_1.05_0.01_1.3 | -35315354.4201 | s_1.0_1.05_0.01_1.3 | -35315354.4201
s_1.0_1.075_0.0_1.0 | -51018994.0271 | s_1.0_1.075_0.0_1.0 | -49144750.2771 | s_1.0_1.075_0.0_1.0 | -51018994.0271 | s_1.0_1.075_0.0_1.0 | -51018994.0271
s_1.0_1.1_0.0_1.0 | -50847311.743 | s_1.0_1.1_0.0_1.0 | -48973067.993 | s_1.0_1.1_0.0_1.0 | -50847311.743 | s_1.0_1.1_0.0_1.0 | -50847311.743
s_1.025_1.0_0.0_1.0 | -50906971.7238 | s_1.025_1.0_0.0_1.0 | -49032727.9739 | s_1.025_1.0_0.0_1.0 | -50906971.7238 | s_1.025_1.0_0.0_1.0 | -50906971.7238
s_1.05_0.9_0.0_1.0 | -51504650.4164 | s_1.05_0.9_0.0_1.0 | -49630406.6664 | s_1.05_0.9_0.0_1.0 | -51504650.4164 | s_1.05_0.9_0.0_1.0 | -51504650.4164
s_1.05_0.95_0.0_1.0 | -51087190.2097 | s_1.05_0.95_0.0_1.0 | -49205499.1174 | s_1.05_0.95_0.0_1.0 | -51087190.2097 | s_1.05_0.95_0.0_1.0 | -51087190.2097
s_1.05_0.95_-0.005_0.9 | -57618750.5081 | s_1.05_0.95_-0.005_0.9 | -53678684.3531 | s_1.05_0.95_-0.005_0.9 | -57618750.5081 | s_1.05_0.95_-0.005_0.9 | -57618750.5081
s_1.05_0.95_-0.005_1.3 | -37353388.5229 | s_1.05_0.95_-0.005_1.3 | -37115638.0514 | s_1.05_0.95_-0.005_1.3 | -37353388.5229 | s_1.05_0.95_-0.005_1.3 | -37353388.5229
s_1.05_0.95_0.01_0.9 | -55931182.3169 | s_1.05_0.95_0.01_0.9 | -52016569.1039 | s_1.05_0.95_0.01_0.9 | -55931182.3169 | s_1.05_0.95_0.01_0.9 | -55931182.3169
s_1.05_0.95_0.01_1.3 | -35931540.2489 | s_1.05_0.95_0.01_1.3 | -35693789.7774 | s_1.05_0.95_0.01_1.3 | -35931540.2489 | s_1.05_0.95_0.01_1.3 | -35931540.2489
s_1.05_1.0_0.0_1.0 | -50927507.8053 | s_1.05_1.0_0.0_1.0 | -49053264.0554 | s_1.05_1.0_0.0_1.0 | -50927507.8053 | s_1.05_1.0_0.0_1.0 | -50927507.8053
s_1.05_1.0_-0.005_0.9 | -57560890.7213 | s_1.05_1.0_-0.005_0.9 | -53627527.1744 | s_1.05_1.0_-0.005_0.9 | -57560890.7213 | s_1.05_1.0_-0.005_0.9 | -57560890.7213
s_1.05_1.0_-0.005_1.3 | -37513498.5043 | s_1.05_1.0_-0.005_1.3 | -37275748.0328 | s_1.05_1.0_-0.005_1.3 | -37513498.5043 | s_1.05_1.0_-0.005_1.3 | -37513498.5043
s_1.05_1.0_0.01_0.9 | -56191179.3026 | s_1.05_1.0_0.01_0.9 | -52276566.0895 | s_1.05_1.0_0.01_0.9 | -56191179.3026 | s_1.05_1.0_0.01_0.9 | -56191179.3026
s_1.05_1.0_0.01_1.3 | -35830387.9846 | s_1.05_1.0_0.01_1.3 | -35592637.5132 | s_1.05_1.0_0.01_1.3 | -35830387.9846 | s_1.05_1.0_0.01_1.3 | -35830387.9846
s_1.05_1.05_0.0_1.0 | -50923443.031 | s_1.05_1.05_0.0_1.0 | -49041751.9388 | s_1.05_1.05_0.0_1.0 | -50923443.031 | s_1.05_1.05_0.0_1.0 | -50923443.031
s_1.05_1.05_-0.005_0.9 | -57603267.0147 | s_1.05_1.05_-0.005_0.9 | -53663200.8598 | s_1.05_1.05_-0.005_0.9 | -57603267.0147 | s_1.05_1.05_-0.005_0.9 | -57603267.0147
s_1.05_1.05_-0.005_1.3 | -37864741.5285 | s_1.05_1.05_-0.005_1.3 | -37626991.0571 | s_1.05_1.05_-0.005_1.3 | -37864741.5285 | s_1.05_1.05_-0.005_1.3 | -37864741.5285
s_1.05_1.05_0.01_0.9 | -56434813.7257 | s_1.05_1.05_0.01_0.9 | -52520200.5127 | s_1.05_1.05_0.01_0.9 | -56434813.7257 | s_1.05_1.05_0.01_0.9 | -56434813.7257
s_1.05_1.05_0.01_1.3 | -35936105.3361 | s_1.05_1.05_0.01_1.3 | -35698354.8647 | s_1.05_1.05_0.01_1.3 | -35936105.3361 | s_1.05_1.05_0.01_1.3 | -35936105.3361
s_1.05_1.1_0.0_1.0 | -51086466.3868 | s_1.05_1.1_0.0_1.0 | -49204775.2945 | s_1.05_1.1_0.0_1.0 | -51086466.3868 | s_1.05_1.1_0.0_1.0 | -51086466.3868
s_1.075_1.0_0.0_1.0 | -51947622.0719 | s_1.075_1.0_0.0_1.0 | -49579056.0856 | s_1.075_1.0_0.0_1.0 | -51947622.0719 | s_1.075_1.0_0.0_1.0 | -51947622.0719
s_1.1_0.9_0.0_1.0 | -52267704.9021 | s_1.1_0.9_0.0_1.0 | -49899138.9158 | s_1.1_0.9_0.0_1.0 | -52267704.9021 | s_1.1_0.9_0.0_1.0 | -52267704.9021
s_1.1_0.95_0.0_1.0 | -52039926.1013 | s_1.1_0.95_0.0_1.0 | -49671360.115 | s_1.1_0.95_0.0_1.0 | -52039926.1013 | s_1.1_0.95_0.0_1.0 | -52039926.1013
s_1.1_0.95_-0.005_0.9 | -58217274.9143 | s_1.1_0.95_-0.005_0.9 | -54181839.4713 | s_1.1_0.95_-0.005_0.9 | -58217274.9143 | s_1.1_0.95_-0.005_0.9 | -58217274.9143
s_1.1_0.95_-0.005_1.3 | -38312997.24 | s_1.1_0.95_-0.005_1.3 | -38075246.7685 | s_1.1_0.95_-0.005_1.3 | -38312997.24 | s_1.1_0.95_-0.005_1.3 | -38312997.24
s_1.1_0.95_0.01_0.9 | -55710194.3045 | s_1.1_0.95_0.01_0.9 | -51762409.8544 | s_1.1_0.95_0.01_0.9 | -55710194.3045 | s_1.1_0.95_0.01_0.9 | -55710194.3045
s_1.1_0.95_0.01_1.3 | -35163638.2326 | s_1.1_0.95_0.01_1.3 | -34925887.7611 | s_1.1_0.95_0.01_1.3 | -35163638.2326 | s_1.1_0.95_0.01_1.3 | -35163638.2326
s_1.1_1.0_0.0_1.0 | -51962218.5479 | s_1.1_1.0_0.0_1.0 | -49593652.5616 | s_1.1_1.0_0.0_1.0 | -51962218.5479 | s_1.1_1.0_0.0_1.0 | -51962218.5479
s_1.1_1.0_-0.005_0.9 | -58135171.5083 | s_1.1_1.0_-0.005_0.9 | -54099736.0653 | s_1.1_1.0_-0.005_0.9 | -58135171.5083 | s_1.1_1.0_-0.005_0.9 | -58135171.5083
s_1.1_1.0_-0.005_1.3 | -38312723.8092 | s_1.1_1.0_-0.005_1.3 | -38074973.3377 | s_1.1_1.0_-0.005_1.3 | -38312723.8092 | s_1.1_1.0_-0.005_1.3 | -38312723.8092
s_1.1_1.0_0.01_0.9 | -55776170.9224 | s_1.1_1.0_0.01_0.9 | -51861557.7094 | s_1.1_1.0_0.01_0.9 | -55776170.9224 | s_1.1_1.0_0.01_0.9 | -55776170.9224
s_1.1_1.0_0.01_1.3 | -35290475.15 | s_1.1_1.0_0.01_1.3 | -35052724.6785 | s_1.1_1.0_0.01_1.3 | -35290475.15 | s_1.1_1.0_0.01_1.3 | -35290475.15
s_1.1_1.05_0.0_1.0 | -52075048.907 | s_1.1_1.05_0.0_1.0 | -49706482.9207 | s_1.1_1.05_0.0_1.0 | -52075048.907 | s_1.1_1.05_0.0_1.0 | -52075048.907
s_1.1_1.05_-0.005_0.9 | -58151426.4485 | s_1.1_1.05_-0.005_0.9 | -54115991.0055 | s_1.1_1.05_-0.005_0.9 | -58151426.4485 | s_1.1_1.05_-0.005_0.9 | -58151426.4485
s_1.1_1.05_-0.005_1.3 | -38224275.2815 | s_1.1_1.05_-0.005_1.3 | -37986524.8101 | s_1.1_1.05_-0.005_1.3 | -38224275.2815 | s_1.1_1.05_-0.005_1.3 | -38224275.2815
s_1.1_1.05_0.01_0.9 | -55961813.1049 | s_1.1_1.05_0.01_0.9 | -52040999.0626 | s_1.1_1.05_0.01_0.9 | -55961813.1049 | s_1.1_1.05_0.01_0.9 | -55961813.1049
s_1.1_1.05_0.01_1.3 | -34979420.8129 | s_1.1_1.05_0.01_1.3 | -34741670.3414 | s_1.1_1.05_0.01_1.3 | -34979420.8129 | s_1.1_1.05_0.01_1.3 | -34979420.8129
s_1.1_1.1_0.0_1.0 | -52115637.9587 | s_1.1_1.1_0.0_1.0 | -49747071.9724 | s_1.1_1.1_0.0_1.0 | -52115637.9587 | s_1.1_1.1_0.0_1.0 | -52115637.9587
s_1.15_1.0_0.0_1.0 | -52142598.5059 | s_1.15_1.0_0.0_1.0 | -49774032.5196 | s_1.15_1.0_0.0_1.0 | -52142598.5059 | s_1.15_1.0_0.0_1.0 | -52142598.5059
s_1.2_0.9_0.0_1.0 | -52736791.1366 | s_1.2_0.9_0.0_1.0 | -50368225.1503 | s_1.2_0.9_0.0_1.0 | -52736791.1366 | s_1.2_0.9_0.0_1.0 | -52736791.1366
s_1.2_0.95_0.0_1.0 | -52727401.6396 | s_1.2_0.95_0.0_1.0 | -50358835.6532 | s_1.2_0.95_0.0_1.0 | -52727401.6396 | s_1.2_0.95_0.0_1.0 | -52727401.6396
s_1.2_1.0_0.0_1.0 | -52608999.1364 | s_1.2_1.0_0.0_1.0 | -50240433.1501 | s_1.2_1.0_0.0_1.0 | -52608999.1364 | s_1.2_1.0_0.0_1.0 | -52608999.1364
s_1.2_1.05_0.0_1.0 | -52560737.4106 | s_1.2_1.05_0.0_1.0 | -50192171.4243 | s_1.2_1.05_0.0_1.0 | -52560737.4106 | s_1.2_1.05_0.0_1.0 | -52560737.4106
s_1.2_1.1_0.0_1.0 | -52583147.592 | s_1.2_1.1_0.0_1.0 | -50214581.6057 | s_1.2_1.1_0.0_1.0 | -52583147.592 | s_1.2_1.1_0.0_1.0 | -52583147.592
s_1.0_1.0_-0.01_1.0 | -52212731.8871 | s_1.0_1.0_-0.01_1.0 | -50331040.7948 | s_1.0_1.0_-0.01_1.0 | -52212731.8871 | s_1.0_1.0_-0.01_1.0 | -52212731.8871

## Revenue
Min | 381156313.3416 | Min | 0 | Min | 961637921.9715 | Min | 564548086.2045
Max | 433400988.2426 | Max | 0 | Max | 1015741273.6043 | Max | 617004042.3049
Mean | 416243574.781 | Mean | 0 | Mean | 1000277082.8503 | Mean | 601075920.2866
Median | 418114984.0158 | Median | 0 | Median | 1002192279.5114 | Median | 603057604.8857
Lower quartile | 413107942.7198 | Lower quartile | 0 | Lower quartile | 994049194.55 | Lower quartile | 597940994.2126
Upper quartile | 423105461.0658 | Upper quartile | 0 | Upper quartile | 1008346434.2995 | Upper quartile | 607424609.1185
Scenario | Central | Scenario | Alternative | Scenario | Future only | Scenario | HVDC only
s_0.8_0.9_0.0_1.0 | 415759200.3749 | s_0.8_0.9_0.0_1.0 | 0 | s_0.8_0.9_0.0_1.0 | 989252455.0705 | s_0.8_0.9_0.0_1.0 | 601446202.3985
s_0.8_0.95_0.0_1.0 | 411399182.3144 | s_0.8_0.95_0.0_1.0 | 0 | s_0.8_0.95_0.0_1.0 | 991711674.8023 | s_0.8_0.95_0.0_1.0 | 596841403.9417
s_0.8_1.0_0.0_1.0 | 418834599.2288 | s_0.8_1.0_0.0_1.0 | 0 | s_0.8_1.0_0.0_1.0 | 976035289.7085 | s_0.8_1.0_0.0_1.0 | 599067752.5748
s_0.8_1.05_0.0_1.0 | 405907283.1574 | s_0.8_1.05_0.0_1.0 | 0 | s_0.8_1.05_0.0_1.0 | 1008359745.7035 | s_0.8_1.05_0.0_1.0 | 611628477.8794
s_0.8_1.1_0.0_1.0 | 406136658.0692 | s_0.8_1.1_0.0_1.0 | 0 | s_0.8_1.1_0.0_1.0 | 1005105820.8051 | s_0.8_1.1_0.0_1.0 | 611628477.8794
s_0.85_1.0_0.0_1.0 | 428792383.264 | s_0.85_1.0_0.0_1.0 | 0 | s_0.85_1.0_0.0_1.0 | 1009775297.2182 | s_0.85_1.0_0.0_1.0 | 607827594.6569
s_0.9_0.9_0.0_1.0 | 417243670.9855 | s_0.9_0.9_0.0_1.0 | 0 | s_0.9_0.9_0.0_1.0 | 1008890300.843 | s_0.9_0.9_0.0_1.0 | 603038480.759
s_0.9_0.95_0.0_1.0 | 417838325.6177 | s_0.9_0.95_0.0_1.0 | 0 | s_0.9_0.95_0.0_1.0 | 1008493131.9014 | s_0.9_0.95_0.0_1.0 | 603057604.8857
s_0.9_0.95_-0.005_0.9 | 424571575.535 | s_0.9_0.95_-0.005_0.9 | 0 | s_0.9_0.95_-0.005_0.9 | 1004282421.7553 | s_0.9_0.95_-0.005_0.9 | 606122749.1615
s_0.9_0.95_-0.005_1.3 | 424571810.1719 | s_0.9_0.95_-0.005_1.3 | 0 | s_0.9_0.95_-0.005_1.3 | 1004278397.629 | s_0.9_0.95_-0.005_1.3 | 606122940.3328
s_0.9_0.95_0.01_0.9 | 433400655.2446 | s_0.9_0.95_0.01_0.9 | 0 | s_0.9_0.95_0.01_0.9 | 1014739206.3547 | s_0.9_0.95_0.01_0.9 | 617003614.2279
s_0.9_0.95_0.01_1.3 | 433400988.2426 | s_0.9_0.95_0.01_1.3 | 0 | s_0.9_0.95_0.01_1.3 | 1014739120.8071 | s_0.9_0.95_0.01_1.3 | 617004042.3049
s_0.9_1.0_0.0_1.0 | 417093478.2025 | s_0.9_1.0_0.0_1.0 | 0 | s_0.9_1.0_0.0_1.0 | 1009713962.6296 | s_0.9_1.0_0.0_1.0 | 607454257.9375
s_0.9_1.0_-0.005_0.9 | 426189981.0601 | s_0.9_1.0_-0.005_0.9 | 0 | s_0.9_1.0_-0.005_0.9 | 999013276.4634 | s_0.9_1.0_-0.005_0.9 | 597940994.2126
s_0.9_1.0_-0.005_1.3 | 426190238.4043 | s_0.9_1.0_-0.005_1.3 | 0 | s_0.9_1.0_-0.005_1.3 | 999013200.6267 | s_0.9_1.0_-0.005_1.3 | 597898006.7733
s_0.9_1.0_0.01_0.9 | 432732960.867 | s_0.9_1.0_0.01_0.9 | 0 | s_0.9_1.0_0.01_0.9 | 1013072127.0321 | s_0.9_1.0_0.01_0.9 | 616110601.5812
s_0.9_1.0_0.01_1.3 | 432733274.1047 | s_0.9_1.0_0.01_1.3 | 0 | s_0.9_1.0_0.01_1.3 | 1013072337.3184 | s_0.9_1.0_0.01_1.3 | 616110935.2573
s_0.9_1.05_0.0_1.0 | 412127735.409 | s_0.9_1.05_0.0_1.0 | 0 | s_0.9_1.05_0.0_1.0 | 1012147185.3422 | s_0.9_1.05_0.0_1.0 | 598521766.0858
s_0.9_1.05_-0.005_0.9 | 413107914.642 | s_0.9_1.05_-0.005_0.9 | 0 | s_0.9_1.05_-0.005_0.9 | 994049194.55 | s_0.9_1.05_-0.005_0.9 | 596744349.7285
s_0.9_1.05_-0.005_1.3 | 413107942.7198 | s_0.9_1.05_-0.005_1.3 | 0 | s_0.9_1.05_-0.005_1.3 | 994021393.5767 | s_0.9_1.05_-0.005_1.3 | 596744378.6631
s_0.9_1.05_0.01_0.9 | 429966995.8964 | s_0.9_1.05_0.01_0.9 | 0 | s_0.9_1.05_0.01_0.9 | 1008515654.044 | s_0.9_1.05_0.01_0.9 | 615518575.1418
s_0.9_1.05_0.01_1.3 | 429967041.0175 | s_0.9_1.05_0.01_1.3 | 0 | s_0.9_1.05_0.01_1.3 | 1008426008.0086 | s_0.9_1.05_0.01_1.3 | 615544337.4841
s_0.9_1.1_0.0_1.0 | 411122645.2318 | s_0.9_1.1_0.0_1.0 | 0 | s_0.9_1.1_0.0_1.0 | 1013463087.2395 | s_0.9_1.1_0.0_1.0 | 590602890.0814
s_0.925_1.0_0.0_1.0 | 426479927.6179 | s_0.925_1.0_0.0_1.0 | 0 | s_0.925_1.0_0.0_1.0 | 1008829902.5005 | s_0.925_1.0_0.0_1.0 | 609420647.109
s_0.95_0.9_0.0_1.0 | 419163931.0357 | s_0.95_0.9_0.0_1.0 | 0 | s_0.95_0.9_0.0_1.0 | 1008349199.485 | s_0.95_0.9_0.0_1.0 | 602516414.377
s_0.95_0.95_0.0_1.0 | 417401646.0131 | s_0.95_0.95_0.0_1.0 | 0 | s_0.95_0.95_0.0_1.0 | 1007572523.288 | s_0.95_0.95_0.0_1.0 | 601047335.5799
s_0.95_0.95_-0.005_0.9 | 422536744.9653 | s_0.95_0.95_-0.005_0.9 | 0 | s_0.95_0.95_-0.005_0.9 | 1000252479.4785 | s_0.95_0.95_-0.005_0.9 | 605403738.9501
s_0.95_0.95_-0.005_1.3 | 422536986.887 | s_0.95_0.95_-0.005_1.3 | 0 | s_0.95_0.95_-0.005_1.3 | 1000255416.0134 | s_0.95_0.95_-0.005_1.3 | 605403979.4847
s_0.95_0.95_0.01_0.9 | 420428128.7161 | s_0.95_0.95_0.01_0.9 | 0 | s_0.95_0.95_0.01_0.9 | 1004873624.1242 | s_0.95_0.95_0.01_0.9 | 603746825.8042
s_0.95_0.95_0.01_1.3 | 420428299.2508 | s_0.95_0.95_0.01_1.3 | 0 | s_0.95_0.95_0.01_1.3 | 1004873513.2527 | s_0.95_0.95_0.01_1.3 | 603730551.3751
s_0.95_1.0_0.0_1.0 | 425895279.4719 | s_0.95_1.0_0.0_1.0 | 0 | s_0.95_1.0_0.0_1.0 | 1008994375.8355 | s_0.95_1.0_0.0_1.0 | 609950632.3603
s_0.95_1.0_-0.005_0.9 | 422467561.1195 | s_0.95_1.0_-0.005_0.9 | 0 | s_0.95_1.0_-0.005_0.9 | 1000908538.4361 | s_0.95_1.0_-0.005_0.9 | 608371534.0124
s_0.95_1.0_-0.005_1.3 | 422421252.6444 | s_0.95_1.0_-0.005_1.3 | 0 | s_0.95_1.0_-0.005_1.3 | 1000908661.8054 | s_0.95_1.0_-0.005_1.3 | 608371791.2948
s_0.95_1.0_0.01_0.9 | 426977521.0851 | s_0.95_1.0_0.01_0.9 | 0 | s_0.95_1.0_0.01_0.9 | 1013900594.5716 | s_0.95_1.0_0.01_0.9 | 607911095.1333
s_0.95_1.0_0.01_1.3 | 426978771.0043 | s_0.95_1.0_0.01_1.3 | 0 | s_0.95_1.0_0.01_1.3 | 1013900846.4301 | s_0.95_1.0_0.01_1.3 | 607911066.8175
s_0.95_1.05_0.0_1.0 | 424643459.241 | s_0.95_1.05_0.0_1.0 | 0 | s_0.95_1.05_0.0_1.0 | 1010481117.9963 | s_0.95_1.05_0.0_1.0 | 604216084.0639
s_0.95_1.05_-0.005_0.9 | 422025558.9596 | s_0.95_1.05_-0.005_0.9 | 0 | s_0.95_1.05_-0.005_0.9 | 975273943.8215 | s_0.95_1.05_-0.005_0.9 | 605366573.2773
s_0.95_1.05_-0.005_1.3 | 422025127.6728 | s_0.95_1.05_-0.005_1.3 | 0 | s_0.95_1.05_-0.005_1.3 | 975273965.9539 | s_0.95_1.05_-0.005_1.3 | 605366756.0084
s_0.95_1.05_0.01_0.9 | 414749499.9488 | s_0.95_1.05_0.01_0.9 | 0 | s_0.95_1.05_0.01_0.9 | 992939380.3244 | s_0.95_1.05_0.01_0.9 | 612515867.8832
s_0.95_1.05_0.01_1.3 | 414749408.4516 | s_0.95_1.05_0.01_1.3 | 0 | s_0.95_1.05_0.01_1.3 | 992939197.874 | s_0.95_1.05_0.01_1.3 | 612516162.745
s_0.95_1.1_0.0_1.0 | 428583384.7425 | s_0.95_1.1_0.0_1.0 | 0 | s_0.95_1.1_0.0_1.0 | 995092183.9093 | s_0.95_1.1_0.0_1.0 | 605564101.7673
s_0.975_1.0_0.0_1.0 | 402359227.0409 | s_0.975_1.0_0.0_1.0 | 0 | s_0.975_1.0_0.0_1.0 | 1001867088.1173 | s_0.975_1.0_0.0_1.0 | 608207128.4161
s_1.0_0.9_0.0_1.0 | 416639333.938 | s_1.0_0.9_0.0_1.0 | 0 | s_1.0_0.9_0.0_1.0 | 1004312465.1608 | s_1.0_0.9_0.0_1.0 | 599555752.8184
s_1.0_0.925_0.0_1.0 | 418122091.1876 | s_1.0_0.925_0.0_1.0 | 0 | s_1.0_0.925_0.0_1.0 | 1005214727.6447 | s_1.0_0.925_0.0_1.0 | 601626999.1217
s_1.0_0.95_0.0_1.0 | 418114984.0158 | s_1.0_0.95_0.0_1.0 | 0 | s_1.0_0.95_0.0_1.0 | 1005758136.0024 | s_1.0_0.95_0.0_1.0 | 601733690.2297
s_1.0_0.95_-0.005_0.9 | 423314104.1048 | s_1.0_0.95_-0.005_0.9 | 0 | s_1.0_0.95_-0.005_0.9 | 989489461.1407 | s_1.0_0.95_-0.005_0.9 | 606881215.1609
s_1.0_0.95_-0.005_1.3 | 423312173.8719 | s_1.0_0.95_-0.005_1.3 | 0 | s_1.0_0.95_-0.005_1.3 | 989489579.2186 | s_1.0_0.95_-0.005_1.3 | 606871667.6841
s_1.0_0.95_0.01_0.9 | 419259723.0686 | s_1.0_0.95_0.01_0.9 | 0 | s_1.0_0.95_0.01_0.9 | 1015697031.6418 | s_1.0_0.95_0.01_0.9 | 600902014.3311
s_1.0_0.95_0.01_1.3 | 419259827.9507 | s_1.0_0.95_0.01_1.3 | 0 | s_1.0_0.95_0.01_1.3 | 1015711523.2077 | s_1.0_0.95_0.01_1.3 | 600902163.312
s_1.0_0.975_0.0_1.0 | 423105444.8265 | s_1.0_0.975_0.0_1.0 | 0 | s_1.0_0.975_0.0_1.0 | 1007275504.3973 | s_1.0_0.975_0.0_1.0 | 607050197.1645
s_1.0_1.0_0.0_0.9 | 423106842.6874 | s_1.0_1.0_0.0_0.9 | 0 | s_1.0_1.0_0.0_0.9 | 1007519554.6039 | s_1.0_1.0_0.0_0.9 | 607549139.3376
s_1.0_1.0_0.0_1.0 | 423105444.8265 | s_1.0_1.0_0.0_1.0 | 0 | s_1.0_1.0_0.0_1.0 | 1007519764.4483 | s_1.0_1.0_0.0_1.0 | 607549364.7815
s_1.0_1.0_0.0_1.1 | 423105461.0658 | s_1.0_1.0_0.0_1.1 | 0 | s_1.0_1.0_0.0_1.1 | 1007519770.9265 | s_1.0_1.0_0.0_1.1 | 607549381.6168
s_1.0_1.0_0.0_1.2 | 423105461.0658 | s_1.0_1.0_0.0_1.2 | 0 | s_1.0_1.0_0.0_1.2 | 1007519770.9265 | s_1.0_1.0_0.0_1.2 | 607549381.6168
s_1.0_1.0_0.0_1.3 | 423105461.0658 | s_1.0_1.0_0.0_1.3 | 0 | s_1.0_1.0_0.0_1.3 | 1007519770.9265 | s_1.0_1.0_0.0_1.3 | 607549381.6168
s_1.0_1.0_-0.005_0.9 | 423314104.1048 | s_1.0_1.0_-0.005_0.9 | 0 | s_1.0_1.0_-0.005_0.9 | 999545168.2674 | s_1.0_1.0_-0.005_0.9 | 607424364.8275
s_1.0_1.0_0.005_1.0 | 420218521.67 | s_1.0_1.0_0.005_1.0 | 0 | s_1.0_1.0_0.005_1.0 | 996466142.9075 | s_1.0_1.0_0.005_1.0 | 605554942.6306
s_1.0_1.0_-0.005_1.0 | 423312154.5309 | s_1.0_1.0_-0.005_1.0 | 0 | s_1.0_1.0_-0.005_1.0 | 999544663.8702 | s_1.0_1.0_-0.005_1.0 | 607424609.1185
s_1.0_1.0_-0.005_1.3 | 423312173.8719 | s_1.0_1.0_-0.005_1.3 | 0 | s_1.0_1.0_-0.005_1.3 | 999544675.6109 | s_1.0_1.0_-0.005_1.3 | 607425778.7905
s_1.0_1.0_0.01_0.9 | 415027426.0215 | s_1.0_1.0_0.01_0.9 | 0 | s_1.0_1.0_0.01_0.9 | 1010482132.0069 | s_1.0_1.0_0.01_0.9 | 600515116.6702
s_1.0_1.0_0.01_1.0 | 415027518.6348 | s_1.0_1.0_0.01_1.0 | 0 | s_1.0_1.0_0.01_1.0 | 1010482287.7258 | s_1.0_1.0_0.01_1.0 | 600515322.7067
s_1.0_1.0_0.01_1.3 | 415027528.1115 | s_1.0_1.0_0.01_1.3 | 0 | s_1.0_1.0_0.01_1.3 | 1010482301.639 | s_1.0_1.0_0.01_1.3 | 600515331.4531
s_1.0_1.025_0.0_1.0 | 424354326.4166 | s_1.0_1.025_0.0_1.0 | 0 | s_1.0_1.025_0.0_1.0 | 1001624669.1718 | s_1.0_1.025_0.0_1.0 | 607709579.9059
s_1.0_1.05_0.0_1.0 | 424267049.1948 | s_1.0_1.05_0.0_1.0 | 0 | s_1.0_1.05_0.0_1.0 | 1002192279.5114 | s_1.0_1.05_0.0_1.0 | 608190676.6479
s_1.0_1.05_-0.005_0.9 | 422946220.3012 | s_1.0_1.05_-0.005_0.9 | 0 | s_1.0_1.05_-0.005_0.9 | 1001404642.5919 | s_1.0_1.05_-0.005_0.9 | 606748420.1781
s_1.0_1.05_-0.005_1.3 | 422946409.7106 | s_1.0_1.05_-0.005_1.3 | 0 | s_1.0_1.05_-0.005_1.3 | 1001404631.5361 | s_1.0_1.05_-0.005_1.3 | 606748609.4355
s_1.0_1.05_0.01_0.9 | 416077415.0022 | s_1.0_1.05_0.01_0.9 | 0 | s_1.0_1.05_0.01_0.9 | 1015741273.6043 | s_1.0_1.05_0.01_0.9 | 601291428.6649
s_1.0_1.05_0.01_1.3 | 416077373.6041 | s_1.0_1.05_0.01_1.3 | 0 | s_1.0_1.05_0.01_1.3 | 1015741273.0608 | s_1.0_1.05_0.01_1.3 | 601291491.0952
s_1.0_1.075_0.0_1.0 | 424412626.5918 | s_1.0_1.075_0.0_1.0 | 0 | s_1.0_1.075_0.0_1.0 | 1002192279.5114 | s_1.0_1.075_0.0_1.0 | 608433910.6943
s_1.0_1.1_0.0_1.0 | 423396977.0165 | s_1.0_1.1_0.0_1.0 | 0 | s_1.0_1.1_0.0_1.0 | 1001392774.12 | s_1.0_1.1_0.0_1.0 | 606378880.3458
s_1.025_1.0_0.0_1.0 | 422904492.8455 | s_1.025_1.0_0.0_1.0 | 0 | s_1.025_1.0_0.0_1.0 | 1004372508.374 | s_1.025_1.0_0.0_1.0 | 606735000.313
s_1.05_0.9_0.0_1.0 | 412333529.8684 | s_1.05_0.9_0.0_1.0 | 0 | s_1.05_0.9_0.0_1.0 | 994857819.8972 | s_1.05_0.9_0.0_1.0 | 594750776.6746
s_1.05_0.95_0.0_1.0 | 418371806.7215 | s_1.05_0.95_0.0_1.0 | 0 | s_1.05_0.95_0.0_1.0 | 984592895.0805 | s_1.05_0.95_0.0_1.0 | 600557791.6687
s_1.05_0.95_-0.005_0.9 | 412422507.9577 | s_1.05_0.95_-0.005_0.9 | 0 | s_1.05_0.95_-0.005_0.9 | 985600565.1108 | s_1.05_0.95_-0.005_0.9 | 596289790.4517
s_1.05_0.95_-0.005_1.3 | 412426607.1306 | s_1.05_0.95_-0.005_1.3 | 0 | s_1.05_0.95_-0.005_1.3 | 985600751.2725 | s_1.05_0.95_-0.005_1.3 | 596401148.8854
s_1.05_0.95_0.01_0.9 | 416350425.8666 | s_1.05_0.95_0.01_0.9 | 0 | s_1.05_0.95_0.01_0.9 | 1005329538.4924 | s_1.05_0.95_0.01_0.9 | 600866402.565
s_1.05_0.95_0.01_1.3 | 416350555.8346 | s_1.05_0.95_0.01_1.3 | 0 | s_1.05_0.95_0.01_1.3 | 1005329592.0368 | s_1.05_0.95_0.01_1.3 | 600866468.1251
s_1.05_1.0_0.0_1.0 | 417178657.2111 | s_1.05_1.0_0.0_1.0 | 0 | s_1.05_1.0_0.0_1.0 | 985950317.7134 | s_1.05_1.0_0.0_1.0 | 601865454.9212
s_1.05_1.0_-0.005_0.9 | 420983077.2628 | s_1.05_1.0_-0.005_0.9 | 0 | s_1.05_1.0_-0.005_0.9 | 1000954473.2267 | s_1.05_1.0_-0.005_0.9 | 607217911.3498
s_1.05_1.0_-0.005_1.3 | 420983336.5871 | s_1.05_1.0_-0.005_1.3 | 0 | s_1.05_1.0_-0.005_1.3 | 1000955556.5522 | s_1.05_1.0_-0.005_1.3 | 607218205.3086
s_1.05_1.0_0.01_0.9 | 408063612.6578 | s_1.05_1.0_0.01_0.9 | 0 | s_1.05_1.0_0.01_0.9 | 1007425341.0183 | s_1.05_1.0_0.01_0.9 | 592015460.3147
s_1.05_1.0_0.01_1.3 | 408063909.9982 | s_1.05_1.0_0.01_1.3 | 0 | s_1.05_1.0_0.01_1.3 | 1007466578.4331 | s_1.05_1.0_0.01_1.3 | 592015470.1145
s_1.05_1.05_0.0_1.0 | 423312413.1908 | s_1.05_1.05_0.0_1.0 | 0 | s_1.05_1.05_0.0_1.0 | 988705333.8834 | s_1.05_1.05_0.0_1.0 | 603427180.829
s_1.05_1.05_-0.005_0.9 | 414204498.4722 | s_1.05_1.05_-0.005_0.9 | 0 | s_1.05_1.05_-0.005_0.9 | 1003933589.5929 | s_1.05_1.05_-0.005_0.9 | 606677602.5771
s_1.05_1.05_-0.005_1.3 | 414567159.4644 | s_1.05_1.05_-0.005_1.3 | 0 | s_1.05_1.05_-0.005_1.3 | 1003933860.3728 | s_1.05_1.05_-0.005_1.3 | 606677828.1848
s_1.05_1.05_0.01_0.9 | 408538623.3731 | s_1.05_1.05_0.01_0.9 | 0 | s_1.05_1.05_0.01_0.9 | 997825060.56 | s_1.05_1.05_0.01_0.9 | 592218404.0302
s_1.05_1.05_0.01_1.3 | 408538759.6392 | s_1.05_1.05_0.01_1.3 | 0 | s_1.05_1.05_0.01_1.3 | 997825183.6383 | s_1.05_1.05_0.01_1.3 | 592218405.4527
s_1.05_1.1_0.0_1.0 | 423046749.5918 | s_1.05_1.1_0.0_1.0 | 0 | s_1.05_1.1_0.0_1.0 | 988826674.0584 | s_1.05_1.1_0.0_1.0 | 603692840.922
s_1.075_1.0_0.0_1.0 | 416058314.2648 | s_1.075_1.0_0.0_1.0 | 0 | s_1.075_1.0_0.0_1.0 | 999649773.7971 | s_1.075_1.0_0.0_1.0 | 601108308.944
s_1.1_0.9_0.0_1.0 | 400802405.8897 | s_1.1_0.9_0.0_1.0 | 0 | s_1.1_0.9_0.0_1.0 | 991518179.2916 | s_1.1_0.9_0.0_1.0 | 582237816.8909
s_1.1_0.95_0.0_1.0 | 401362162.2978 | s_1.1_0.95_0.0_1.0 | 0 | s_1.1_0.95_0.0_1.0 | 992462951.1132 | s_1.1_0.95_0.0_1.0 | 584710045.0155
s_1.1_0.95_-0.005_0.9 | 381156313.3416 | s_1.1_0.95_-0.005_0.9 | 0 | s_1.1_0.95_-0.005_0.9 | 977937751.0313 | s_1.1_0.95_-0.005_0.9 | 564548086.2045
s_1.1_0.95_-0.005_1.3 | 381162207.4362 | s_1.1_0.95_-0.005_1.3 | 0 | s_1.1_0.95_-0.005_1.3 | 977994834.2748 | s_1.1_0.95_-0.005_1.3 | 564596020.2328
s_1.1_0.95_0.01_0.9 | 417304504.4859 | s_1.1_0.95_0.01_0.9 | 0 | s_1.1_0.95_0.01_0.9 | 1008274965.7493 | s_1.1_0.95_0.01_0.9 | 600495216.2844
s_1.1_0.95_0.01_1.3 | 417304668.9084 | s_1.1_0.95_0.01_1.3 | 0 | s_1.1_0.95_0.01_1.3 | 1008275110.4431 | s_1.1_0.95_0.01_1.3 | 600566254.5096
s_1.1_1.0_0.0_1.0 | 415839383.2003 | s_1.1_1.0_0.0_1.0 | 0 | s_1.1_1.0_0.0_1.0 | 990071358.9831 | s_1.1_1.0_0.0_1.0 | 599623961.5284
s_1.1_1.0_-0.005_0.9 | 393029854.0292 | s_1.1_1.0_-0.005_0.9 | 0 | s_1.1_1.0_-0.005_0.9 | 995692717.8487 | s_1.1_1.0_-0.005_0.9 | 590693690.7178
s_1.1_1.0_-0.005_1.3 | 393082492.7081 | s_1.1_1.0_-0.005_1.3 | 0 | s_1.1_1.0_-0.005_1.3 | 995709033.4862 | s_1.1_1.0_-0.005_1.3 | 590693943.7159
s_1.1_1.0_0.01_0.9 | 416559831.212 | s_1.1_1.0_0.01_0.9 | 0 | s_1.1_1.0_0.01_0.9 | 1008346235.4989 | s_1.1_1.0_0.01_0.9 | 601328194.8719
s_1.1_1.0_0.01_1.3 | 416560038.2591 | s_1.1_1.0_0.01_1.3 | 0 | s_1.1_1.0_0.01_1.3 | 1008346434.2995 | s_1.1_1.0_0.01_1.3 | 601328113.2628
s_1.1_1.05_0.0_1.0 | 416318732.4535 | s_1.1_1.05_0.0_1.0 | 0 | s_1.1_1.05_0.0_1.0 | 994020080.708 | s_1.1_1.05_0.0_1.0 | 601432790.4791
s_1.1_1.05_-0.005_0.9 | 394262229.8414 | s_1.1_1.05_-0.005_0.9 | 0 | s_1.1_1.05_-0.005_0.9 | 994672340.7512 | s_1.1_1.05_-0.005_0.9 | 589792309.276
s_1.1_1.05_-0.005_1.3 | 394262403.217 | s_1.1_1.05_-0.005_1.3 | 0 | s_1.1_1.05_-0.005_1.3 | 994633172.7924 | s_1.1_1.05_-0.005_1.3 | 589792504.9025
s_1.1_1.05_0.01_0.9 | 418070839.9361 | s_1.1_1.05_0.01_0.9 | 0 | s_1.1_1.05_0.01_0.9 | 1012708537.6767 | s_1.1_1.05_0.01_0.9 | 595228124.4156
s_1.1_1.05_0.01_1.3 | 418070954.9627 | s_1.1_1.05_0.01_1.3 | 0 | s_1.1_1.05_0.01_1.3 | 1012502052.723 | s_1.1_1.05_0.01_1.3 | 595228057.4626
s_1.1_1.1_0.0_1.0 | 422943422.4124 | s_1.1_1.1_0.0_1.0 | 0 | s_1.1_1.1_0.0_1.0 | 984231351.231 | s_1.1_1.1_0.0_1.0 | 606015367.1417
s_1.15_1.0_0.0_1.0 | 394691956.6919 | s_1.15_1.0_0.0_1.0 | 0 | s_1.15_1.0_0.0_1.0 | 998724492.5326 | s_1.15_1.0_0.0_1.0 | 590579416.1998
s_1.2_0.9_0.0_1.0 | 401780660.4943 | s_1.2_0.9_0.0_1.0 | 0 | s_1.2_0.9_0.0_1.0 | 978530226.4896 | s_1.2_0.9_0.0_1.0 | 585710247.6797
s_1.2_0.95_0.0_1.0 | 401812566.2883 | s_1.2_0.95_0.0_1.0 | 0 | s_1.2_0.95_0.0_1.0 | 978880806.6345 | s_1.2_0.95_0.0_1.0 | 582625543.6767
s_1.2_1.0_0.0_1.0 | 382492444.1846 | s_1.2_1.0_0.0_1.0 | 0 | s_1.2_1.0_0.0_1.0 | 982142915.5836 | s_1.2_1.0_0.0_1.0 | 566520406.1614
s_1.2_1.05_0.0_1.0 | 382977698.6914 | s_1.2_1.05_0.0_1.0 | 0 | s_1.2_1.05_0.0_1.0 | 973153786.5614 | s_1.2_1.05_0.0_1.0 | 567025864.5053
s_1.2_1.1_0.0_1.0 | 384937206.5064 | s_1.2_1.1_0.0_1.0 | 0 | s_1.2_1.1_0.0_1.0 | 961637921.9715 | s_1.2_1.1_0.0_1.0 | 564712745.2753
s_1.0_1.0_-0.01_1.0 | 422617500.7769 | s_1.0_1.0_-0.01_1.0 | 0 | s_1.0_1.0_-0.01_1.0 | 1005262593.2675 | s_1.0_1.0_-0.01_1.0 | 606316287.9808

## Transmission costs
Min | -9388784.5561 | -40033441.8414 | Min | -23925348.7705 | -270648769.1288 | Min | 5061625.2885 | -24756184.0945 | Min | -9932939.2989 | -33997394.6475
Max | 68609749.6744 | 341140737.917 | Max | 79041222.3346 | 298902467.5457 | Max | 83004390.2622 | 274256086.4128 | Max | 72826820.8115 | 304499303.7342
Mean | 33848524.5774 | 97779003.9384 | Mean | 36292972.0896 | 136357850.8662 | Mean | 43881383.8025 | 119109808.6696 | Mean | 35080593.37 | 104698330.0178
Median | 34926649.9578 | 95391830.5764 | Median | 35624960.7055 | 126396954.2636 | Median | 43247761.2743 | 106719239.2378 | Median | 34935992.1943 | 108465668.5702
Lower quartile | 24306010.559 | 64968811.408 | Lower quartile | 27924533.864 | 103222301.0645 | Lower quartile | 34761950.0347 | 84709070.2832 | Lower quartile | 24447115.6153 | 78293026.3203
Upper quartile | 42956678.2442 | 124253640.7043 | Upper quartile | 46910775.127 | 177619160.4968 | Upper quartile | 54363920.3592 | 145740955.6215 | Upper quartile | 45155031.0287 | 132681458.9463
| Central |  | Alternative |  |  | Future only |  |  | HVDC only
Scenario | Transmission_cost_gross_PV | dLCE_PV | Scenario | Transmission_cost_gross_PV | dLCE_PV | Scenario | Transmission_cost_gross_PV | dLCE_PV | Scenario | Transmission_cost_gross_PV | dLCE_PV
s_0.8_0.9_0.0_1.0 | 20568152.3222 | 86685881.3517 | s_0.8_0.9_0.0_1.0 | -2600561.142 | -2637771.2822 | s_0.8_0.9_0.0_1.0 | 23930640.1591 | 21335416.3511 | s_0.8_0.9_0.0_1.0 | 10440441.0374 | -9815164.0345
s_0.8_0.95_0.0_1.0 | 38485633.8795 | 137370613.7137 | s_0.8_0.95_0.0_1.0 | 25163613.5355 | 151086378.1609 | s_0.8_0.95_0.0_1.0 | 52298291.4299 | 87184136.6778 | s_0.8_0.95_0.0_1.0 | 43344943.2387 | 177714288.3667
s_0.8_1.0_0.0_1.0 | 21402641.8249 | 93668910.9228 | s_0.8_1.0_0.0_1.0 | 20810792.1238 | 146113225.1525 | s_0.8_1.0_0.0_1.0 | 53760311.9404 | 220593029.1919 | s_0.8_1.0_0.0_1.0 | 34967249.1235 | 142835163.5839
s_0.8_1.05_0.0_1.0 | 67778693.5744 | 341140737.917 | s_0.8_1.05_0.0_1.0 | 57136393.3638 | 298902467.5457 | s_0.8_1.05_0.0_1.0 | 54865845.3974 | 225488847.8552 | s_0.8_1.05_0.0_1.0 | 48159937.8711 | 304499303.7342
s_0.8_1.1_0.0_1.0 | 58586953.2124 | 199763236.4858 | s_0.8_1.1_0.0_1.0 | 33581230.1342 | 135995666.3065 | s_0.8_1.1_0.0_1.0 | 46637116.9786 | 129707665.7362 | s_0.8_1.1_0.0_1.0 | 34710669.9035 | 144707407.4975
s_0.85_1.0_0.0_1.0 | 46680300.7346 | 105668166.8692 | s_0.85_1.0_0.0_1.0 | 25218795.2827 | 130143877.3937 | s_0.85_1.0_0.0_1.0 | 37047674.9546 | 42636388.0679 | s_0.85_1.0_0.0_1.0 | 43059657.9194 | 103907533.1271
s_0.9_0.9_0.0_1.0 | 45128233.907 | 128852006.9756 | s_0.9_0.9_0.0_1.0 | 62726010.1748 | 198382516.0782 | s_0.9_0.9_0.0_1.0 | 43446327.7679 | 106093658.5565 | s_0.9_0.9_0.0_1.0 | 47288793.5107 | 153563729.0785
s_0.9_0.95_0.0_1.0 | 54581901.0131 | 123441637.0052 | s_0.9_0.95_0.0_1.0 | 65192626.1459 | 238257181.6021 | s_0.9_0.95_0.0_1.0 | 44094483.4913 | 91969465.4217 | s_0.9_0.95_0.0_1.0 | 44181595.5462 | 111281206.9407
s_0.9_0.95_-0.005_0.9 | 40079629.0285 | 117134777.2457 | s_0.9_0.95_-0.005_0.9 | 57011393.7882 | 164214067.813 | s_0.9_0.95_-0.005_0.9 | 21990694.6478 | 28820595.9316 | s_0.9_0.95_-0.005_0.9 | 23860091.5198 | 50967050.9455
s_0.9_0.95_-0.005_1.3 | 31446720.0225 | 102689852.9578 | s_0.9_0.95_-0.005_1.3 | 22407073.7859 | 87092300.7792 | s_0.9_0.95_-0.005_1.3 | 12734741.1716 | 14880122.1026 | s_0.9_0.95_-0.005_1.3 | 15221067.5817 | 36512224.8104
s_0.9_0.95_0.01_0.9 | 47805917.5625 | 143322191.7943 | s_0.9_0.95_0.01_0.9 | 11024897.0932 | 86774946.315 | s_0.9_0.95_0.01_0.9 | 58196450.9832 | 165915053.9192 | s_0.9_0.95_0.01_0.9 | 45883469.0006 | 149789225.6272
s_0.9_0.95_0.01_1.3 | 26577127.4936 | 78095039.9339 | s_0.9_0.95_0.01_1.3 | -8426631.6729 | 45775992.2179 | s_0.9_0.95_0.01_1.3 | 36969792.1563 | 100689381.9807 | s_0.9_0.95_0.01_1.3 | 24655851.237 | 84562971.9483
s_0.9_1.0_0.0_1.0 | 50017980.6263 | 102382096.2035 | s_0.9_1.0_0.0_1.0 | 68522387.72 | 201715641.3151 | s_0.9_1.0_0.0_1.0 | 26879056.7955 | 36634057.8387 | s_0.9_1.0_0.0_1.0 | 40374235.6809 | 56996955.7794
s_0.9_1.0_-0.005_0.9 | 31725685.2588 | 79208083.2562 | s_0.9_1.0_-0.005_0.9 | 54469336.4348 | 147701838.8261 | s_0.9_1.0_-0.005_0.9 | 57666073.9638 | 140795672.3878 | s_0.9_1.0_-0.005_0.9 | 67930042.2154 | 222532125.7984
s_0.9_1.0_-0.005_1.3 | 37686368.8236 | 77428095.3334 | s_0.9_1.0_-0.005_1.3 | 37142571.535 | 93523730.9151 | s_0.9_1.0_-0.005_1.3 | 58689963.9193 | 141723862.1723 | s_0.9_1.0_-0.005_1.3 | 72826820.8115 | 211004432.9308
s_0.9_1.0_0.01_0.9 | 39896682.9784 | 117766619.5994 | s_0.9_1.0_0.01_0.9 | 19171461.583 | 146034676.9449 | s_0.9_1.0_0.01_0.9 | 40115019.0697 | 133728773.4858 | s_0.9_1.0_0.01_0.9 | 35105732.9363 | 131649387.6079
s_0.9_1.0_0.01_1.3 | 24295139.8554 | 56443149.2984 | s_0.9_1.0_0.01_1.3 | 4160038.8088 | 85141527.4318 | s_0.9_1.0_0.01_1.3 | 24526460.0741 | 72408955.2574 | s_0.9_1.0_0.01_1.3 | 19434365.6206 | 70328912.3077
s_0.9_1.05_0.0_1.0 | 30139294.1854 | 139450115.0353 | s_0.9_1.05_0.0_1.0 | 12436092.0077 | 134875909.665 | s_0.9_1.05_0.0_1.0 | 22305883.8871 | 82111433.3023 | s_0.9_1.05_0.0_1.0 | 33694828.5735 | 123267599.4589
s_0.9_1.05_-0.005_0.9 | 24489423.8636 | 32810518.5564 | s_0.9_1.05_-0.005_0.9 | 28353437.2619 | 154025150.1867 | s_0.9_1.05_-0.005_0.9 | 40248905.1917 | 87652929.7779 | s_0.9_1.05_-0.005_0.9 | 24043651.4248 | 33708837.0581
s_0.9_1.05_-0.005_1.3 | 34523476.862 | 81192457.3963 | s_0.9_1.05_-0.005_1.3 | 41555999.4047 | 205135262.3536 | s_0.9_1.05_-0.005_1.3 | 50839145.6296 | 135950794.2258 | s_0.9_1.05_-0.005_1.3 | 34077855.9076 | 82090772.7179
s_0.9_1.05_0.01_0.9 | 43608142.4655 | 183980221.2082 | s_0.9_1.05_0.01_0.9 | 54210993.6252 | 288810589.9866 | s_0.9_1.05_0.01_0.9 | 24597345.3031 | 79238321.3976 | s_0.9_1.05_0.01_0.9 | 38753744.0537 | 165736187.2163
s_0.9_1.05_0.01_1.3 | 41097656.5374 | 171691765.3319 | s_0.9_1.05_0.01_1.3 | 42875303.6672 | 271605136.762 | s_0.9_1.05_0.01_1.3 | 18866326.9091 | 57658322.2742 | s_0.9_1.05_0.01_1.3 | 37033537.1766 | 155186833.8721
s_0.9_1.1_0.0_1.0 | 30396859.5537 | 204471854.6881 | s_0.9_1.1_0.0_1.0 | 28363215.2866 | 177858459.5219 | s_0.9_1.1_0.0_1.0 | 44393171.5614 | 226349344.1013 | s_0.9_1.1_0.0_1.0 | 42440668.2946 | 234229507.1117
s_0.925_1.0_0.0_1.0 | 41370637.2836 | 134812095.0856 | s_0.925_1.0_0.0_1.0 | 18538461.2304 | 117355803.4979 | s_0.925_1.0_0.0_1.0 | 44441803.4101 | 94321238.5016 | s_0.925_1.0_0.0_1.0 | 32211701.5474 | 108273953.9265
s_0.95_0.9_0.0_1.0 | 43197472.2634 | 108136337.7815 | s_0.95_0.9_0.0_1.0 | 35176477.5124 | 143457116.6057 | s_0.95_0.9_0.0_1.0 | 34606049.8064 | 90075357.4377 | s_0.95_0.9_0.0_1.0 | 21817029.815 | 45507760.7467
s_0.95_0.95_0.0_1.0 | 18359795.9474 | 47216297.2932 | s_0.95_0.95_0.0_1.0 | 18516054.0689 | 103192776.962 | s_0.95_0.95_0.0_1.0 | 14384913.9037 | 40918386.4167 | s_0.95_0.95_0.0_1.0 | 12047737.0644 | 27383504.0787
s_0.95_0.95_-0.005_0.9 | 23014410.5922 | 95026265.8236 | s_0.95_0.95_-0.005_0.9 | 35621713.7144 | 109544540.2153 | s_0.95_0.95_-0.005_0.9 | 50984069.86 | 92701963.1317 | s_0.95_0.95_-0.005_0.9 | 31793714.6623 | 80975817.6821
s_0.95_0.95_-0.005_1.3 | 21933790.9847 | 95757395.3293 | s_0.95_0.95_-0.005_1.3 | 29407016.1947 | 99807386.7742 | s_0.95_0.95_-0.005_1.3 | 50078213.6964 | 93450959.8412 | s_0.95_0.95_-0.005_1.3 | 30671962.727 | 81709714.2064
s_0.95_0.95_0.01_0.9 | -9388784.5561 | -7967748.5349 | s_0.95_0.95_0.01_0.9 | 46028224.2028 | 188559033.941 | s_0.95_0.95_0.01_0.9 | 57059038.6212 | 187990655.4519 | s_0.95_0.95_0.01_0.9 | 17309817.0088 | 86374339.5818
s_0.95_0.95_0.01_1.3 | 3962325.207 | -671857.2422 | s_0.95_0.95_0.01_1.3 | 59443854.6031 | 196331030.6601 | s_0.95_0.95_0.01_1.3 | 70415099.1287 | 195308529.807 | s_0.95_0.95_0.01_1.3 | 29166956.0081 | 92814983.4898
s_0.95_1.0_0.0_1.0 | 25661653.655 | 107864918.6385 | s_0.95_1.0_0.0_1.0 | 17939233.0811 | 126558435.1558 | s_0.95_1.0_0.0_1.0 | 35661667.9565 | 97183711.4281 | s_0.95_1.0_0.0_1.0 | 32600061.6417 | 130140852.7065
s_0.95_1.0_-0.005_0.9 | 34492810.1936 | 54379000.3213 | s_0.95_1.0_-0.005_0.9 | 30542192.3271 | 83249525.8013 | s_0.95_1.0_-0.005_0.9 | 52499634.7978 | 61847839.881 | s_0.95_1.0_-0.005_0.9 | 49256679.2857 | 107582857.0637
s_0.95_1.0_-0.005_1.3 | 26532503.9324 | 68218729.6204 | s_0.95_1.0_-0.005_1.3 | 30047337.3093 | 99842814.2902 | s_0.95_1.0_-0.005_1.3 | 51283694.6139 | 78037318.6593 | s_0.95_1.0_-0.005_1.3 | 48039083.2929 | 123771810.6279
s_0.95_1.0_0.01_0.9 | 19365438.2363 | 86449661.4471 | s_0.95_1.0_0.01_0.9 | 36124963.2881 | 168499389.3916 | s_0.95_1.0_0.01_0.9 | 38934324.9094 | 108783106.387 | s_0.95_1.0_0.01_0.9 | 20336498.6274 | 93145370.7495
s_0.95_1.0_0.01_1.3 | 24338622.6697 | 116910807.2708 | s_0.95_1.0_0.01_1.3 | 39580048.208 | 243268918.6636 | s_0.95_1.0_0.01_1.3 | 43864672.726 | 139234008.6178 | s_0.95_1.0_0.01_1.3 | 25254249.4723 | 123595584.1005
s_0.95_1.05_0.0_1.0 | 30101517.2825 | 78032928.9855 | s_0.95_1.05_0.0_1.0 | 29381437.5724 | 164775354.6243 | s_0.95_1.05_0.0_1.0 | 49741967.9187 | 146231070.1757 | s_0.95_1.05_0.0_1.0 | 45874525.7283 | 177066487.5775
s_0.95_1.05_-0.005_0.9 | 48310478.6286 | 67125998.8002 | s_0.95_1.05_-0.005_0.9 | 35747215.8307 | 124750221.082 | s_0.95_1.05_-0.005_0.9 | 56350846.8185 | 100419280.3057 | s_0.95_1.05_-0.005_0.9 | 42087561.5208 | 55891578.8909
s_0.95_1.05_-0.005_1.3 | 36220786.8006 | 88913307.9958 | s_0.95_1.05_-0.005_1.3 | 30781631.1738 | 108048195.1732 | s_0.95_1.05_-0.005_1.3 | 44298454.9426 | 122198601.5974 | s_0.95_1.05_-0.005_1.3 | 30047754.5328 | 77667340.2474
s_0.95_1.05_0.01_0.9 | 35001844.6512 | 131693384.2097 | s_0.95_1.05_0.01_0.9 | 24419296.5772 | 169418013.7722 | s_0.95_1.05_0.01_0.9 | 36863401.83 | 200057517.8712 | s_0.95_1.05_0.01_0.9 | 29920772.7179 | 132484788.2945
s_0.95_1.05_0.01_1.3 | 54864195.8687 | 164948001.5455 | s_0.95_1.05_0.01_1.3 | 57572552.9179 | 231525113.2181 | s_0.95_1.05_0.01_1.3 | 62099546.9053 | 230352877.9432 | s_0.95_1.05_0.01_1.3 | 55170518.1216 | 162774882.0422
s_0.95_1.1_0.0_1.0 | 20982521.4185 | 33834302.2874 | s_0.95_1.1_0.0_1.0 | 7625107.102 | 91279743.6019 | s_0.95_1.1_0.0_1.0 | 12820199.9797 | 78857882.9221 | s_0.95_1.1_0.0_1.0 | 27175518.3166 | 96426726.7077
s_0.975_1.0_0.0_1.0 | 46696908.3314 | 206243030.1934 | s_0.975_1.0_0.0_1.0 | 21052237.5663 | 137616131.2659 | s_0.975_1.0_0.0_1.0 | 31257076.5021 | 114395892.7229 | s_0.975_1.0_0.0_1.0 | 28802366.5372 | 124801249.407
s_1.0_0.9_0.0_1.0 | 27269732.185 | 56160101.285 | s_1.0_0.9_0.0_1.0 | 29647209.992 | 119653265.7312 | s_1.0_0.9_0.0_1.0 | 34733544.8153 | 90675430.6979 | s_1.0_0.9_0.0_1.0 | 28395420.5725 | 43830790.3439
s_1.0_0.925_0.0_1.0 | 23165386.0466 | 42477972.9542 | s_1.0_0.925_0.0_1.0 | 32981181.9434 | 117832419.5268 | s_1.0_0.925_0.0_1.0 | 48624818.7017 | 155644702.5052 | s_1.0_0.925_0.0_1.0 | 22266435.4113 | 58631580.3348
s_1.0_0.95_0.0_1.0 | 9115015.6023 | 16943236.6334 | s_1.0_0.95_0.0_1.0 | 34102861.2897 | 135599318.5645 | s_1.0_0.95_0.0_1.0 | 29855989.4411 | 56960249.4374 | s_1.0_0.95_0.0_1.0 | 14358513.7597 | 42533979.3959
s_1.0_0.95_-0.005_0.9 | 59766386.2495 | 142197586.7274 | s_1.0_0.95_-0.005_0.9 | 45994936.0373 | 97484708.3895 | s_1.0_0.95_-0.005_0.9 | 78068720.4859 | 167411404.7563 | s_1.0_0.95_-0.005_0.9 | 53684939.285 | 131686493.6129
s_1.0_0.95_-0.005_1.3 | 42896451.8658 | 124524308.604 | s_1.0_0.95_-0.005_1.3 | 28046938.2718 | 81038221.5455 | s_1.0_0.95_-0.005_1.3 | 61284247.7994 | 149765780.5301 | s_1.0_0.95_-0.005_1.3 | 36668243.6793 | 113981131.9236
s_1.0_0.95_0.01_0.9 | 45461669.0557 | 173709887.6748 | s_1.0_0.95_0.01_0.9 | 63128944.6407 | 223997171.7152 | s_1.0_0.95_0.01_0.9 | 71345580.7819 | 235457915.1828 | s_1.0_0.95_0.01_0.9 | 17894107.7686 | 42748170.7314
s_1.0_0.95_0.01_1.3 | 17633966.7661 | 109061724.9852 | s_1.0_0.95_0.01_1.3 | 34726902.1474 | 159359735.5351 | s_1.0_0.95_0.01_1.3 | 43657659.2039 | 170887442.7776 | s_1.0_0.95_0.01_1.3 | -9932939.2989 | -21921383.1469
s_1.0_0.975_0.0_1.0 | 18888095.35 | 90272008.3549 | s_1.0_0.975_0.0_1.0 | 23641907.3072 | 103658028.6275 | s_1.0_0.975_0.0_1.0 | 35315669.2555 | 75862831.0952 | s_1.0_0.975_0.0_1.0 | 16553549.3793 | 103034988.2413
s_1.0_1.0_0.0_0.9 | 19496293.1126 | 75863736.0902 | s_1.0_1.0_0.0_0.9 | 33075416.8683 | 150785868.0277 | s_1.0_1.0_0.0_0.9 | 38125881.395 | 99559918.4935 | s_1.0_1.0_0.0_0.9 | 26980659.2473 | 112982419.7424
s_1.0_1.0_0.0_1.0 | 15507659.2068 | 49242940.1167 | s_1.0_1.0_0.0_1.0 | 28725518.1146 | 107540151.7825 | s_1.0_1.0_0.0_1.0 | 33908139.0894 | 72946276.5939 | s_1.0_1.0_0.0_1.0 | 22762015.6388 | 86363870.6246
s_1.0_1.0_0.0_1.1 | 8205643.8506 | 44373443.218 | s_1.0_1.0_0.0_1.1 | 21565990.9681 | 102796402.3486 | s_1.0_1.0_0.0_1.1 | 26604749.8334 | 68078374.3652 | s_1.0_1.0_0.0_1.1 | 15459836.2895 | 81495361.9112
s_1.0_1.0_0.0_1.2 | 20757462.1846 | 71535464.5207 | s_1.0_1.0_0.0_1.2 | 34286035.1318 | 130016565.7767 | s_1.0_1.0_0.0_1.2 | 39156568.1674 | 95240395.6679 | s_1.0_1.0_0.0_1.2 | 28011654.6235 | 108657383.2138
s_1.0_1.0_0.0_1.3 | 13815037.2489 | 60905132.8609 | s_1.0_1.0_0.0_1.3 | 27693363.8282 | 119499888.0819 | s_1.0_1.0_0.0_1.3 | 32214143.2317 | 84610064.0081 | s_1.0_1.0_0.0_1.3 | 21069229.6877 | 98027051.5541
s_1.0_1.0_-0.005_0.9 | 61942930.337 | 104582765.3896 | s_1.0_1.0_-0.005_0.9 | 40151536.54 | 59541410.9782 | s_1.0_1.0_-0.005_0.9 | 60058018.1715 | 126579640.7978 | s_1.0_1.0_-0.005_0.9 | 58865746.7214 | 120518993.0678
s_1.0_1.0_0.005_1.0 | 58921712.7178 | 204601800.4178 | s_1.0_1.0_0.005_1.0 | 60437879.7485 | 224804755.1943 | s_1.0_1.0_0.005_1.0 | 61982030.7411 | 199756710.2394 | s_1.0_1.0_0.005_1.0 | 59044974.0055 | 196571199.6904
s_1.0_1.0_-0.005_1.0 | 56439037.4839 | 110509045.82 | s_1.0_1.0_-0.005_1.0 | 34686311.9323 | 65704327.2805 | s_1.0_1.0_-0.005_1.0 | 54565123.1655 | 132538106.783 | s_1.0_1.0_-0.005_1.0 | 53442023.1016 | 126460298.291
s_1.0_1.0_-0.005_1.3 | 47250207.3548 | 98880316.369 | s_1.0_1.0_-0.005_1.3 | 31136716.8196 | 65779408.2782 | s_1.0_1.0_-0.005_1.3 | 45377804.3333 | 120910957.6382 | s_1.0_1.0_-0.005_1.3 | 44305125.0772 | 114842729.5453
s_1.0_1.0_0.01_0.9 | 40946114.6807 | 103552483.6543 | s_1.0_1.0_0.01_0.9 | 79041222.3346 | 265835938.5036 | s_1.0_1.0_0.01_0.9 | 50045923.5883 | 118833632.1695 | s_1.0_1.0_0.01_0.9 | 48194982.3614 | 109587982.7924
s_1.0_1.0_0.01_1.0 | 27341208.8097 | 79374633.2587 | s_1.0_1.0_0.01_1.0 | 66382519.9939 | 241955660.1762 | s_1.0_1.0_0.01_1.0 | 36441203.8911 | 94652057.6697 | s_1.0_1.0_0.01_1.0 | 34668353.5346 | 85411238.2595
s_1.0_1.0_0.01_1.3 | -4039252.4793 | -40033441.8414 | s_1.0_1.0_0.01_1.3 | 35420333.1245 | 122796724.0887 | s_1.0_1.0_0.01_1.3 | 5061625.2885 | -24756184.0945 | s_1.0_1.0_0.01_1.3 | 3301652.1462 | -33997394.6475
s_1.0_1.025_0.0_1.0 | 25462278.7616 | 113774657.72 | s_1.0_1.025_0.0_1.0 | 22547665.4083 | 123864038.7932 | s_1.0_1.025_0.0_1.0 | 35941774.2804 | 110015806.6562 | s_1.0_1.025_0.0_1.0 | 19941227.7983 | 92900132.5103
s_1.0_1.05_0.0_1.0 | 42780752.1022 | 88387608.1502 | s_1.0_1.05_0.0_1.0 | 35263903.4884 | 108172641.3365 | s_1.0_1.05_0.0_1.0 | 60569651.9617 | 144270611.9588 | s_1.0_1.05_0.0_1.0 | 41789488.2111 | 108983519.5474
s_1.0_1.05_-0.005_0.9 | 59678742.0803 | 87448993.3472 | s_1.0_1.05_-0.005_0.9 | 46663270.2811 | 106818735.0436 | s_1.0_1.05_-0.005_0.9 | 74385896.1812 | 115930071.676 | s_1.0_1.05_-0.005_0.9 | 59575253.2124 | 87759835.0084
s_1.0_1.05_-0.005_1.3 | 37311139.1121 | 44535469.1404 | s_1.0_1.05_-0.005_1.3 | 39853273.6145 | 123851416.2134 | s_1.0_1.05_-0.005_1.3 | 52025719.5953 | 73030426.0312 | s_1.0_1.05_-0.005_1.3 | 37207648.4005 | 44846312.4061
s_1.0_1.05_0.01_0.9 | 51138328.8578 | 138356499.1443 | s_1.0_1.05_0.01_0.9 | 59825412.9735 | 271644620.0026 | s_1.0_1.05_0.01_0.9 | 72221942.1103 | 274256086.4128 | s_1.0_1.05_0.01_0.9 | 45826728.4453 | 154969439.8228
s_1.0_1.05_0.01_1.3 | 26793945.0257 | 57476321.8377 | s_1.0_1.05_0.01_1.3 | 31503715.4095 | 176901263.4213 | s_1.0_1.05_0.01_1.3 | 47871878.0869 | 193378320.8929 | s_1.0_1.05_0.01_1.3 | 21480236.2279 | 74092009.5712
s_1.0_1.075_0.0_1.0 | 33728515.033 | 94626572.3472 | s_1.0_1.075_0.0_1.0 | 46981666.1842 | 206815013.1984 | s_1.0_1.075_0.0_1.0 | 56214805.0564 | 137785028.6135 | s_1.0_1.075_0.0_1.0 | 31790606.6909 | 113210071.1936
s_1.0_1.1_0.0_1.0 | 30428904.6486 | 113396270.2233 | s_1.0_1.1_0.0_1.0 | 35628207.6967 | 167123387.9724 | s_1.0_1.1_0.0_1.0 | 35574552.843 | 125098569.97 | s_1.0_1.1_0.0_1.0 | 16526195.143 | 67887678.1713
s_1.025_1.0_0.0_1.0 | 22122231.7185 | 96064005.229 | s_1.025_1.0_0.0_1.0 | 25727295.0359 | 66976950.453 | s_1.025_1.0_0.0_1.0 | 42017505.4521 | 88450524.0484 | s_1.025_1.0_0.0_1.0 | 14954224.0554 | 87652018.7773
s_1.05_0.9_0.0_1.0 | 40629916.1962 | 74707983.0151 | s_1.05_0.9_0.0_1.0 | 51342820.8061 | 193732651.2119 | s_1.05_0.9_0.0_1.0 | 44190227.7118 | 81906458.4366 | s_1.05_0.9_0.0_1.0 | 26773371.3041 | 35864698.5404
s_1.05_0.95_0.0_1.0 | 24280322.6274 | 59427356.9441 | s_1.05_0.95_0.0_1.0 | 20670378.2061 | 68250963.0482 | s_1.05_0.95_0.0_1.0 | 37798046.7966 | 86785123.3618 | s_1.05_0.95_0.0_1.0 | 31747039.6578 | 65377389.1386
s_1.05_0.95_-0.005_0.9 | 21807766.2217 | 59970436.2934 | s_1.05_0.95_-0.005_0.9 | 36507411.4487 | 104426283.0289 | s_1.05_0.95_-0.005_0.9 | 44249021.915 | 94428658.2748 | s_1.05_0.95_-0.005_0.9 | 19863859.5733 | 65466105.4847
s_1.05_0.95_-0.005_1.3 | 16915774.0562 | 39324756.7054 | s_1.05_0.95_-0.005_1.3 | 63898294.8153 | 170952775.8143 | s_1.05_0.95_-0.005_1.3 | 38830376.9153 | 73555130.0785 | s_1.05_0.95_-0.005_1.3 | 16031226.6512 | 48465238.2413
s_1.05_0.95_0.01_0.9 | 31061937.8572 | 125355413.0898 | s_1.05_0.95_0.01_0.9 | 44146681.964 | 223169610.0405 | s_1.05_0.95_0.01_0.9 | 63464408.1003 | 237338876.5154 | s_1.05_0.95_0.01_0.9 | 39820417.5101 | 139999403.0313
s_1.05_0.95_0.01_1.3 | 41702670.5706 | 116666945.2417 | s_1.05_0.95_0.01_1.3 | 51222019.4497 | 216539905.4462 | s_1.05_0.95_0.01_1.3 | 74131908.5549 | 228654385.1455 | s_1.05_0.95_0.01_1.3 | 50491427.0478 | 131306549.1505
s_1.05_1.0_0.0_1.0 | -8471082.0804 | -13063468.3701 | s_1.05_1.0_0.0_1.0 | 20422496.9973 | 99805988.5828 | s_1.05_1.0_0.0_1.0 | 34501465.2589 | 126192675.4815 | s_1.05_1.0_0.0_1.0 | 7408313.6827 | 39622943.9434
s_1.05_1.0_-0.005_0.9 | 38948929.8186 | 145888172.1627 | s_1.05_1.0_-0.005_0.9 | 23953788.7904 | 103310873.3719 | s_1.05_1.0_-0.005_0.9 | 23183305.86 | 86128003.1635 | s_1.05_1.0_-0.005_0.9 | 53628589.0167 | 162783910.8466
s_1.05_1.0_-0.005_1.3 | 35032091.5791 | 129591693.9916 | s_1.05_1.0_-0.005_1.3 | 40729528.511 | 120177302.4475 | s_1.05_1.0_-0.005_1.3 | 19098023.966 | 69983223.04 | s_1.05_1.0_-0.005_1.3 | 49712150.8139 | 146488238.0308
s_1.05_1.0_0.01_0.9 | 38857767.6133 | 120824137.2882 | s_1.05_1.0_0.01_0.9 | 54170731.6861 | 208801911.5391 | s_1.05_1.0_0.01_0.9 | 77418069.8583 | 252746488.9577 | s_1.05_1.0_0.01_0.9 | 46043153.1012 | 138490410.0526
s_1.05_1.0_0.01_1.3 | 38254373.058 | 127333321.0671 | s_1.05_1.0_0.01_1.3 | 51592629.9282 | 212151364.4726 | s_1.05_1.0_0.01_1.3 | 83004390.2622 | 262975901.6192 | s_1.05_1.0_0.01_1.3 | 45438333.0126 | 144998050.9235
s_1.05_1.05_0.0_1.0 | 19282729.8206 | 112285511.018 | s_1.05_1.05_0.0_1.0 | 15108348.6092 | 52653524.9639 | s_1.05_1.05_0.0_1.0 | 20310729.5741 | 85006089.1084 | s_1.05_1.05_0.0_1.0 | 22976513.2812 | 109433042.3549
s_1.05_1.05_-0.005_0.9 | 38916283.2591 | 103367108.7344 | s_1.05_1.05_-0.005_0.9 | 27883732.3947 | 62435808.8131 | s_1.05_1.05_-0.005_0.9 | 46468093.7091 | 107344819.919 | s_1.05_1.05_-0.005_0.9 | 44184354.2551 | 124904582.0937
s_1.05_1.05_-0.005_1.3 | 52287557.6595 | 138759474.3696 | s_1.05_1.05_-0.005_1.3 | 39174703.2118 | 126235473.3714 | s_1.05_1.05_-0.005_1.3 | 42644424.806 | 105504835.9454 | s_1.05_1.05_-0.005_1.3 | 40318729.4374 | 123058444.6779
s_1.05_1.05_0.01_0.9 | 40240960.1624 | 108260722.7704 | s_1.05_1.05_0.01_0.9 | 63175892.6452 | 214760184.1179 | s_1.05_1.05_0.01_0.9 | 61170624.6161 | 183450752.701 | s_1.05_1.05_0.01_0.9 | 51002194.0569 | 137979033.209
s_1.05_1.05_0.01_1.3 | 28962995.4275 | 83397046.657 | s_1.05_1.05_0.01_1.3 | 53561464.8694 | 192075404.5532 | s_1.05_1.05_0.01_1.3 | 49923172.1018 | 158584496.4943 | s_1.05_1.05_0.01_1.3 | 39810775.0907 | 113117406.0311
s_1.05_1.1_0.0_1.0 | 25280817.8972 | 64315634.9338 | s_1.05_1.1_0.0_1.0 | 30101664.0627 | 167179686.7787 | s_1.05_1.1_0.0_1.0 | 34847165.693 | 59415688.9512 | s_1.05_1.1_0.0_1.0 | 28381163.4685 | 63786643.4193
s_1.075_1.0_0.0_1.0 | 24927531.2008 | 53406295.8236 | s_1.075_1.0_0.0_1.0 | 34816077.7087 | 109815165.4358 | s_1.075_1.0_0.0_1.0 | 44364113.1579 | 119325613.9021 | s_1.075_1.0_0.0_1.0 | 34800763.6051 | 117802414.569
s_1.1_0.9_0.0_1.0 | 44527678.8513 | 80696704.9194 | s_1.1_0.9_0.0_1.0 | 58188551.889 | 144053521.7773 | s_1.1_0.9_0.0_1.0 | 61621170.6024 | 153834955.3513 | s_1.1_0.9_0.0_1.0 | 38947633.7157 | 84281740.1187
s_1.1_0.95_0.0_1.0 | 29085492.0883 | 64713377.2644 | s_1.1_0.95_0.0_1.0 | 55721499.0618 | 146418790.2948 | s_1.1_0.95_0.0_1.0 | 60405602.5484 | 127832217.7525 | s_1.1_0.95_0.0_1.0 | 38178879.9345 | 80170084.5391
s_1.1_0.95_-0.005_0.9 | 41966674.8264 | 88085583.0694 | s_1.1_0.95_-0.005_0.9 | 44221120.1263 | 117410052.3798 | s_1.1_0.95_-0.005_0.9 | 41754285.8576 | 105419407.3525 | s_1.1_0.95_-0.005_0.9 | 40050811.2789 | 84550930.8179
s_1.1_0.95_-0.005_1.3 | 36046470.5353 | 65735113.8387 | s_1.1_0.95_-0.005_1.3 | 39014663.1232 | 98092666.717 | s_1.1_0.95_-0.005_1.3 | 38581379.0833 | 88222217.3694 | s_1.1_0.95_-0.005_1.3 | 29248612.1209 | 66874654.2921
s_1.1_0.95_0.01_0.9 | 19463722.314 | 57324404.403 | s_1.1_0.95_0.01_0.9 | -23925348.7705 | -270648769.1288 | s_1.1_0.95_0.01_0.9 | 35330919.4472 | 99376511.4271 | s_1.1_0.95_0.01_0.9 | 11641279.5406 | 10075169.1481
s_1.1_0.95_0.01_1.3 | 27102910.1565 | 83542822.8634 | s_1.1_0.95_0.01_1.3 | -15124933.5489 | -242518115.6413 | s_1.1_0.95_0.01_1.3 | 43049194.7807 | 125605546.3278 | s_1.1_0.95_0.01_1.3 | 23266840.7499 | 43241314.0893
s_1.1_1.0_0.0_1.0 | 34851455.2644 | 61557430.5 | s_1.1_1.0_0.0_1.0 | 34707822.4773 | 104430508.8329 | s_1.1_1.0_0.0_1.0 | 58974445.5648 | 156417627.6951 | s_1.1_1.0_0.0_1.0 | 38683019.906 | 66917748.722
s_1.1_1.0_-0.005_0.9 | 35509924.0285 | 63951523.5361 | s_1.1_1.0_-0.005_0.9 | 37350183.8632 | 95918425.8629 | s_1.1_1.0_-0.005_0.9 | 24324795.5751 | 63041225.4301 | s_1.1_1.0_-0.005_0.9 | 43240566.5997 | 91139041.2711
s_1.1_1.0_-0.005_1.3 | 42976753.7037 | 56025482.2005 | s_1.1_1.0_-0.005_1.3 | 48879440.1618 | 116450781.2195 | s_1.1_1.0_-0.005_1.3 | 26595590.2775 | 53261443.8301 | s_1.1_1.0_-0.005_1.3 | 43719623.682 | 80456275.5824
s_1.1_1.0_0.01_0.9 | 16637580.0594 | 29814485.8969 | s_1.1_1.0_0.01_0.9 | 39582761.6881 | 187033904.3381 | s_1.1_1.0_0.01_0.9 | 40730457.5238 | 102808420.6063 | s_1.1_1.0_0.01_0.9 | 33581006.2426 | 103953641.7039
s_1.1_1.0_0.01_1.3 | 17938442.8124 | 68120196.4989 | s_1.1_1.0_0.01_1.3 | 39567174.3077 | 228836220.9732 | s_1.1_1.0_0.01_1.3 | 42035163.9873 | 141118356.0615 | s_1.1_1.0_0.01_1.3 | 34904735.2652 | 142261423.289
s_1.1_1.05_0.0_1.0 | 35080449.3227 | 51847564.8693 | s_1.1_1.05_0.0_1.0 | 49915416.9194 | 119268452.9261 | s_1.1_1.05_0.0_1.0 | 78605600.1871 | 217036878.5225 | s_1.1_1.05_0.0_1.0 | 53651256.2217 | 117943121.4508
s_1.1_1.05_-0.005_0.9 | 45142805.0791 | 143126142.358 | s_1.1_1.05_-0.005_0.9 | 39778910.3052 | 111568033.8964 | s_1.1_1.05_-0.005_0.9 | 27058395.8924 | 54723653.1627 | s_1.1_1.05_-0.005_0.9 | 57998130.4436 | 109719083.4865
s_1.1_1.05_-0.005_1.3 | 38138114.6581 | 123241979.3708 | s_1.1_1.05_-0.005_1.3 | 40733540.4172 | 95627394.3551 | s_1.1_1.05_-0.005_1.3 | 21099744.8025 | 31561177.6357 | s_1.1_1.05_-0.005_1.3 | 51012618.5246 | 89842836.8331
s_1.1_1.05_0.01_0.9 | 46531107.4653 | 139345670.4537 | s_1.1_1.05_0.01_0.9 | 48973388.0838 | 235384839.4205 | s_1.1_1.05_0.01_0.9 | 61926338.1954 | 219726131.5257 | s_1.1_1.05_0.01_0.9 | 51574162.2931 | 154634126.4781
s_1.1_1.05_0.01_1.3 | 29329052.1404 | 122263130.4641 | s_1.1_1.05_0.01_1.3 | 30368204.627 | 217428698.5692 | s_1.1_1.05_0.01_1.3 | 39464573.9937 | 176820973.4916 | s_1.1_1.05_0.01_1.3 | 34371412.1321 | 137547860.8055
s_1.1_1.1_0.0_1.0 | 47199425.6558 | 157313992.6132 | s_1.1_1.1_0.0_1.0 | 49619575.7222 | 124265344.9965 | s_1.1_1.1_0.0_1.0 | 66505382.5957 | 185549505.8271 | s_1.1_1.1_0.0_1.0 | 41090844.8325 | 135860453.3165
s_1.15_1.0_0.0_1.0 | 31406490.9515 | 90379378.6659 | s_1.15_1.0_0.0_1.0 | 39296752.624 | 136278927.0922 | s_1.15_1.0_0.0_1.0 | 39708780.2514 | 115601147.1366 | s_1.15_1.0_0.0_1.0 | 38444115.0737 | 85642249.3875
s_1.2_0.9_0.0_1.0 | 68609749.6744 | 150870277.9814 | s_1.2_0.9_0.0_1.0 | 47487386.2677 | 110244757.2353 | s_1.2_0.9_0.0_1.0 | 45811093.4531 | 85480207.3387 | s_1.2_0.9_0.0_1.0 | 59224679.2357 | 132747015.8303
s_1.2_0.95_0.0_1.0 | 51015504.0414 | 131623929.0526 | s_1.2_0.95_0.0_1.0 | 36451835.003 | 123876398.9589 | s_1.2_0.95_0.0_1.0 | 33533695.7211 | 93947694.4705 | s_1.2_0.95_0.0_1.0 | 40466027.4668 | 144499009.844
s_1.2_1.0_0.0_1.0 | 39875679.4987 | 110569237.6107 | s_1.2_1.0_0.0_1.0 | 46698101.9555 | 145894620.7569 | s_1.2_1.0_0.0_1.0 | 36039236.3839 | 111967683.1296 | s_1.2_1.0_0.0_1.0 | 36980992.6651 | 121572292.5727
s_1.2_1.05_0.0_1.0 | 38898824.5524 | 109361424.3946 | s_1.2_1.05_0.0_1.0 | 37623641.422 | 140084684.9973 | s_1.2_1.05_0.0_1.0 | 34904525.3132 | 123966276.9858 | s_1.2_1.05_0.0_1.0 | 34148568.5592 | 111196627.8189
s_1.2_1.1_0.0_1.0 | 30943857.7344 | 71220003.916 | s_1.2_1.1_0.0_1.0 | 28601738.5766 | 97239604.5245 | s_1.2_1.1_0.0_1.0 | 27803308.8137 | 85546029.8296 | s_1.2_1.1_0.0_1.0 | 49587385.6912 | 174806925.5052
s_1.0_1.0_-0.01_1.0 | 53201657.6254 | 141099594.3175 | s_1.0_1.0_-0.01_1.0 | 42990220.8101 | 122032106.0269 | s_1.0_1.0_-0.01_1.0 | 48733287.7588 | 125121918.0614 | s_1.0_1.0_-0.01_1.0 | 46204640.3749 | 147614413.5105
s_1.0_1.0_-0.0025_1.0 | 36089495.8979 | 100776026.0166 | s_1.0_1.0_-0.0025_1.0 | 25278843.4387 | 52191917.0547 | s_1.0_1.0_-0.0025_1.0 | 32287647.3653 | 59440180.233 | s_1.0_1.0_-0.0025_1.0 | 24377537.0748 | 89723079.7709

## All effects
Min | -5012968114.2893 | -3040291309.1866 | -4607060831.1319 | -3455318835.7688 | -331144006.2976 | -4283339987.4605 | -166643871.703 | -9388784.5561 | -40033441.8414 | 381156313.3416 | -58217274.9143 | Min | -4557205176.1269 | -13650920302.8259 | -4557205176.1269 | -13650920302.8259 | -275192774.8417 | -4332883404.7829 | -79041402.7841 | -23925348.7705 | -270648769.1288 | 0 | -54181839.4713 | Min | -3147642918.22 | -2777375618.0476 | -2131901644.6157 | -3787150915.2369 | -555043508.436 | -1873829095.1443 | -376328566.5966 | 5061625.2885 | -24756184.0945 | 961637921.9715 | -58217274.9143 | Min | -4832770759.6006 | -3085870980.6536 | -4221142281.7212 | -3687317183.0437 | -396260216.9644 | -3914444116.5292 | -258907782.2499 | -9932939.2989 | -33997394.6475 | 564548086.2045 | -58217274.9143
Max | 4621382417.8848 | 5565187807.9266 | 5036409945.9963 | 5159280526.2985 | 1955524681.7929 | 5035256278.7022 | 2021522414.5544 | 68609749.6744 | 341140737.917 | 433400988.2426 | -34214363.5436 | Max | 19241851601.7636 | 4900820352.6127 | 19241851601.7636 | 4900820352.6127 | 5590931298.9377 | 19046890591.2597 | 5395970288.4338 | 79041222.3346 | 298902467.5457 | 0 | -33976613.0722 | Max | 3791983037.402 | 3160455429.2044 | 4801758334.6202 | 2146992341.9938 | 1878033469.0146 | 4857789220.1358 | 1963251912.8739 | 83004390.2622 | 274256086.4128 | 1015741273.6043 | -34214363.5436 | Max | 4190871084.8611 | 4841454124.9237 | 4792317287.2596 | 4229825647.0527 | 1693002596.5488 | 4822020355.7617 | 1875247983.1912 | 72826820.8115 | 304499303.7342 | 617004042.3049 | -34214363.5436
Mean | 556989193.4937 | 224413437.4936 | 973232768.2747 | -191830135.7581 | 781402630.9873 | 1085673071.891 | 893842936.1329 | 33828692.9728 | 97752481.6191 | 416243574.781 | -48516514.97 | Mean | -807945566.6085 | 1650759396.6829 | -807945566.6085 | 1650759396.6829 | 842813830.0744 | -660711977.1135 | 990047419.5694 | 36390442.2546 | 137102682.1389 | 0 | -46521349.6107 | Mean | -130807986.0316 | 470286801.197 | 869469096.8187 | -529990281.6244 | 339478815.1654 | 993639487.0274 | 463649205.403 | 43983983.24 | 119637858.4788 | 1000277082.8503 | -48516514.97 | Mean | 221623949.7495 | 352974061.0054 | 822699870.0361 | -248101859.2728 | 574598010.7548 | 940871928.68 | 692770069.4071 | 35175310.6824 | 104830854.3562 | 601075920.2866 | -48516514.97
Median | 714609647.5878 | 70160330.0163 | 1130687062.59 | -344044166.9266 | 770913006.8502 | 1278959393.6848 | 875940538.838 | 34851455.2644 | 95026265.8236 | 418114984.0158 | -50906971.7238 | Median | -1057249040 | 1782482927.7766 | -1057249040 | 1782482927.7766 | 803359519.8473 | -958691107.898 | 952395050.0992 | 35628207.6967 | 126558435.1558 | 0 | -49041612.5581 | Median | -372830181.7871 | 562162304.3489 | 626183094.6763 | -453549218.8299 | 240171627.2956 | 766356797.4073 | 382790345.3524 | 43446327.7679 | 107344819.919 | 1002192279.5114 | -50906971.7238 | Median | 283736902.8973 | 489467028.8478 | 899847504.4784 | -111048087.814 | 596643835.5633 | 1034938893.9794 | 697823277.3964 | 34967249.1235 | 108657383.2138 | 603057604.8857 | -50906971.7238
Lower quartile | -132921183.6002 | -525067330.2702 | 261374476.2541 | -938175271.4607 | 445527532.7684 | 385631673.6137 | 566658890.9753 | 24295139.8554 | 64713377.2644 | 413107942.7198 | -55280353.8357 | Lower quartile | -2132486854.5366 | 1109177463.4604 | -2132486854.5366 | 1109177463.4604 | 493938181.4663 | -1964495140.4053 | 640953989.9448 | 28046938.2718 | 103310873.3719 | 0 | -51461109.9108 | Lower quartile | -1168670489.5915 | -308688052.4056 | -177152310.3 | -1297167650.2832 | 30691437.5231 | -32670820.649 | 148190927.6561 | 34847165.693 | 85006089.1084 | 994049194.55 | -55280353.8357 | Lower quartile | -872496713.7031 | -445924295.4902 | -264947348.9216 | -1051328274.9664 | 321390578.6393 | -150541471.2579 | 440269716.9563 | 24655851.237 | 77667340.2474 | 597940994.2126 | -55280353.8357
Upper quartile | 1458926668.1014 | 911716498.7273 | 1864530778.338 | 488611055.4301 | 1065215676.1831 | 1938533293.1465 | 1178005222.2554 | 42976753.7037 | 124524308.604 | 423105461.0658 | -38224275.2815 | Upper quartile | -139439181.241 | 2577150612.2907 | -139439181.241 | 2577150612.2907 | 1052109511.8517 | 14540704.4164 | 1201104725.5753 | 46981666.1842 | 177858459.5219 | 0 | -37986524.8101 | Upper quartile | 720863520.9082 | 1173311565.6334 | 1716572554.3944 | 167981973.6255 | 567139709.1365 | 1802394253.0757 | 747940278.3266 | 54565123.1655 | 146231070.1757 | 1008346434.2995 | -38224275.2815 | Upper quartile | 1181062061.932 | 1143392937.4613 | 1745658082.1648 | 531628402.1122 | 794156170.0088 | 1821597121.576 | 908275683.5901 | 45438333.0126 | 132747015.8303 | 607424609.1185 | -38224275.2815
Central | [11 empty] | Alternative | [11 empty] | Future only | [11 empty] | HVDC only
Scenario | dCS_cum_PV | dPS_cum_PV | dCS_net_cum_PV | dPS_net_cum_PV | dTS_cum_PV | Cumulative net PV effect CS measure | Cumulative net PV effect TS measure | Transmission_cost_gross_PV | dLCE_PV | dRevPV | Batteries | Scenario | dCS_cum_PV | dPS_cum_PV | dCS_net_cum_PV | dPS_net_cum_PV | dTS_cum_PV | Cumulative net PV effect CS measure | Cumulative net PV effect TS measure | Transmission_cost_gross_PV | dLCE_PV | dRevPV | Batteries | Scenario | dCS_cum_PV | dPS_cum_PV | dCS_net_cum_PV | dPS_net_cum_PV | dTS_cum_PV | Cumulative net PV effect CS measure | Cumulative net PV effect TS measure | Transmission_cost_gross_PV | dLCE_PV | dRevPV | Batteries | Scenario | dCS_cum_PV | dPS_cum_PV | dCS_net_cum_PV | dPS_net_cum_PV | dTS_cum_PV | Cumulative net PV effect CS measure | Cumulative net PV effect TS measure | Transmission_cost_gross_PV | dLCE_PV | dRevPV | Batteries
s_0.8_0.9_0.0_1.0 | 1266788062.7518 | -509851809.0589 | 1682547263.1267 | -925611007.9044 | 756936253.693 | 1798623665.7304 | 873012657.826 | 20568152.3222 | 86685881.3517 | 415759200.3749 | -49958673.5741 | s_0.8_0.9_0.0_1.0 | 2634540235.9673 | -1457848498.5941 | 2634540235.9673 | -1457848498.5941 | 1176691737.3732 | 2683074330.5453 | 1225225831.9512 | -2600561.142 | -2637771.2822 | 0 | -48571304.7182 | s_0.8_0.9_0.0_1.0 | 3656976261.7984 | -2394399863.9186 | 4646228716.8688 | -3383652318.9602 | 1262576397.8798 | 4693592166.6349 | 1309939847.6747 | 23930640.1591 | 21335416.3511 | 989252455.0705 | -49958673.5741 | s_0.8_0.9_0.0_1.0 | 4190871084.8611 | -3085870980.6536 | 4792317287.2596 | -3687317183.0437 | 1105000104.2074 | 4822020355.7617 | 1134703172.718 | 10440441.0374 | -9815164.0345 | 601446202.3985 | -49958673.5741
s_0.8_0.95_0.0_1.0 | 671278989.9061 | 373632114.7196 | 1082678172.2205 | -37767066.0654 | 1044911104.6257 | 1231895750.6372 | 1194128684.5717 | 38485633.8795 | 137370613.7137 | 411399182.3144 | -50332598.5825 | s_0.8_0.95_0.0_1.0 | -1675629547.8911 | 2367758982.0898 | -1675629547.8911 | 2367758982.0898 | 692129434.1987 | -1500751493.7692 | 867007488.3206 | 25163613.5355 | 151086378.1609 | 0 | -48955289.4965 | s_0.8_0.95_0.0_1.0 | 3535102484.9249 | -1657069015.9103 | 4526814159.7272 | -2648780690.6837 | 1878033469.0146 | 4612032603.5576 | 1963251912.8739 | 52298291.4299 | 87184136.6778 | 991711674.8023 | -50332598.5825 | s_0.8_0.95_0.0_1.0 | -368201999.9928 | 1180206555.3327 | 228639403.9488 | 583365151.3994 | 812004555.3398 | 413341347.6593 | 996706499.0588 | 43344943.2387 | 177714288.3667 | 596841403.9417 | -50332598.5825
s_0.8_1.0_0.0_1.0 | 1903633102.966 | -331674806.9888 | 2322467702.1948 | -750509404.6883 | 1571958295.9772 | 2445010451.7355 | 1694501047.0472 | 21402641.8249 | 93668910.9228 | 418834599.2288 | -50276480.4427 | s_0.8_1.0_0.0_1.0 | -721837884.9389 | 1782482927.7766 | -721837884.9389 | 1782482927.7766 | 1060645042.8376 | -547636280.5535 | 1234846647.2231 | 20810792.1238 | 146113225.1525 | 0 | -48899171.3567 | s_0.8_1.0_0.0_1.0 | -468115808.278 | 1732627238.5247 | 507919481.4305 | 756591948.845 | 1264511430.2467 | 725028679.1247 | 1481620627.9697 | 53760311.9404 | 220593029.1919 | 976035289.7085 | -50276480.4427 | s_0.8_1.0_0.0_1.0 | 763278648.3872 | 720555380.694 | 1362346400.962 | 121487628.1276 | 1483834029.0812 | 1520490795.8651 | 1641978423.9928 | 34967249.1235 | 142835163.5839 | 599067752.5748 | -50276480.4427
s_0.8_1.05_0.0_1.0 | -5012968114.2893 | 5565187807.9266 | -4607060831.1319 | 5159280526.2985 | 552219693.6373 | -4283339987.4605 | 875940538.838 | 67778693.5744 | 341140737.917 | 405907283.1574 | -50358799.3289 | s_0.8_1.05_0.0_1.0 | -3385730259.3477 | 4277156551.2322 | -3385730259.3477 | 4277156551.2322 | 891426291.8845 | -3094978579.577 | 1182177971.6552 | 57136393.3638 | 298902467.5457 | 0 | -48985605.5888 | s_0.8_1.05_0.0_1.0 | -1392674409.4538 | 2175950598.8531 | -384314663.7503 | 1167590853.1785 | 783276189.3993 | -163332861.9636 | 1004257991.2148 | 54865845.3974 | 225488847.8552 | 1008359745.7035 | -50358799.3289 | s_0.8_1.05_0.0_1.0 | -4832770759.6006 | 4841454124.9237 | -4221142281.7212 | 4229825647.0527 | 8683365.323 | -3914444116.5292 | 315381530.5235 | 48159937.8711 | 304499303.7342 | 611628477.8794 | -50358799.3289
s_0.8_1.1_0.0_1.0 | 98195037.1309 | 1510674575.7257 | 504331695.2001 | 1104537919.1857 | 1608869612.8566 | 695680363.4389 | 1800218282.6247 | 58586953.2124 | 199763236.4858 | 406136658.0692 | -50172384.9654 | s_0.8_1.1_0.0_1.0 | 403235305.6495 | 1211285939.0889 | 403235305.6495 | 1211285939.0889 | 1614521244.7384 | 554458992.8169 | 1765744931.9058 | 33581230.1342 | 135995666.3065 | 0 | -48809250.9952 | s_0.8_1.1_0.0_1.0 | 2030453587.5435 | -465661018.1413 | 3035559408.3485 | -1470766838.9176 | 1564792569.4021 | 3168802342.0715 | 1698035503.1539 | 46637116.9786 | 129707665.7362 | 1005105820.8051 | -50172384.9654 | s_0.8_1.1_0.0_1.0 | 500131988.0102 | 565541810.9996 | 1111760465.8896 | -46086666.8713 | 1065673799.0098 | 1271929588.4489 | 1225842921.5776 | 34710669.9035 | 144707407.4975 | 611628477.8794 | -50172384.9654
s_0.85_1.0_0.0_1.0 | 2204259633.4581 | -1139043957.2749 | 2633052016.7221 | -1567836339.0096 | 1065215676.1831 | 2742482055.2589 | 1174645716.2493 | 46680300.7346 | 105668166.8692 | 428792383.264 | -50442172.4023 | s_0.85_1.0_0.0_1.0 | -139439181.241 | 498886808.3295 | -139439181.241 | 498886808.3295 | 359447627.0884 | 14540704.4164 | 513427512.7459 | 25218795.2827 | 130143877.3937 | 0 | -49054803.5464 | s_0.85_1.0_0.0_1.0 | 3791983037.402 | -2777375618.0476 | 4801758334.6202 | -3787150915.2369 | 1014607419.3545 | 4857789220.1358 | 1070638304.8989 | 37047674.9546 | 42636388.0679 | 1009775297.2182 | -50442172.4023 | s_0.85_1.0_0.0_1.0 | 1452029612.3542 | -818504449.2704 | 2059857207.0111 | -1426332043.9188 | 633525163.0838 | 2171147254.6212 | 744815210.7023 | 43059657.9194 | 103907533.1271 | 607827594.6569 | -50442172.4023
s_0.9_0.9_0.0_1.0 | -844458710.7618 | 1289986243.5301 | -427215039.7763 | 872742574.0739 | 445527532.7684 | -292865723.9707 | 579876850.1032 | 45128233.907 | 128852006.9756 | 417243670.9855 | -50625542.7369 | s_0.9_0.9_0.0_1.0 | -1773791092.4434 | 2577150612.2907 | -1773791092.4434 | 2577150612.2907 | 803359519.8473 | -1589369112.4372 | 987781499.8535 | 62726010.1748 | 198382516.0782 | 0 | -48765474.1027 | s_0.9_0.9_0.0_1.0 | -325776338.0636 | 356467775.5867 | 683113962.7794 | -652422525.2275 | 30691437.5231 | 796386836.3049 | 143964311.0774 | 43446327.7679 | 106093658.5565 | 1008890300.843 | -50625542.7369 | s_0.9_0.9_0.0_1.0 | -1249242469.2222 | 1532611707.8654 | -646203988.4632 | 929573227.1149 | 283369238.6432 | -489303510.1585 | 440269716.9563 | 47288793.5107 | 153563729.0785 | 603038480.759 | -50625542.7369
s_0.9_0.95_0.0_1.0 | 832784209.5039 | 321785265.8544 | 1250622535.1216 | -96053058.2341 | 1154569475.3583 | 1370193185.4051 | 1274140127.171 | 54581901.0131 | 123441637.0052 | 417838325.6177 | -50710914.2914 | s_0.9_0.95_0.0_1.0 | -2788461039.5887 | 3552451504.3018 | -2788461039.5887 | 3552451504.3018 | 763990464.7131 | -2566545638.4752 | 985905865.8267 | 65192626.1459 | 238257181.6021 | 0 | -48850845.6572 | s_0.9_0.95_0.0_1.0 | 798641025.2278 | -349386812.5444 | 1807134157.1292 | -1357879944.417 | 449254212.6834 | 1905720053.351 | 547840108.934 | 44094483.4913 | 91969465.4217 | 1008493131.9014 | -50710914.2914 | s_0.9_0.95_0.0_1.0 | 898758650.7501 | -51319660.1755 | 1501816255.6358 | -654377265.0528 | 847438990.5746 | 1619626781.3217 | 965249516.2689 | 44181595.5462 | 111281206.9407 | 603057604.8857 | -50710914.2914
s_0.9_0.95_-0.005_0.9 | 62735248.9879 | 937588857.6243 | 487306824.523 | 513017283.6186 | 1000324106.6122 | 621457379.2902 | 1134474662.9088 | 40079629.0285 | 117134777.2457 | 424571575.535 | -57095406.5501 | s_0.9_0.95_-0.005_0.9 | -1119063518.2055 | 1822920445.806 | -1119063518.2055 | 1822920445.806 | 703856927.6005 | -958691107.898 | 864229337.908 | 57011393.7882 | 164214067.813 | 0 | -53169736.2827 | s_0.9_0.95_-0.005_0.9 | 2087329854.1723 | -1314522785.1193 | 3091612275.9276 | -2318805206.8457 | 772807069.053 | 3155537583.7615 | 836732376.9158 | 21990694.6478 | 28820595.9316 | 1004282421.7553 | -57095406.5501 | s_0.9_0.95_-0.005_0.9 | 1735462083.9847 | -1138818248.4214 | 2341584833.1462 | -1744940997.5745 | 596643835.5633 | 2425787199.122 | 680846201.5476 | 23860091.5198 | 50967050.9455 | 606122749.1615 | -57095406.5501
s_0.9_0.95_-0.005_1.3 | 565431075.5238 | 515528001.3038 | 990002885.6956 | 90956192.6612 | 1080959076.8275 | 1098171952.6556 | 1189128145.3168 | 31446720.0225 | 102689852.9578 | 424571810.1719 | -36925934.0246 | s_0.9_0.95_-0.005_1.3 | 315056936.0532 | 735947398.7077 | 315056936.0532 | 735947398.7077 | 1051004334.7609 | 416430346.5998 | 1152377745.3075 | 22407073.7859 | 87092300.7792 | 0 | -36688183.5532 | s_0.9_0.95_-0.005_1.3 | 2463932826.8474 | -1651561493.0851 | 3468211224.4764 | -2655839890.6853 | 812371333.7623 | 3507282539.4321 | 851442648.7468 | 12734741.1716 | 14880122.1026 | 1004278397.629 | -36925934.0246 | s_0.9_0.95_-0.005_1.3 | 2102758598.051 | -1471206160.9214 | 2708881538.3837 | -2077329101.2458 | 631552437.1295 | 2767098629.6371 | 689769528.3914 | 15221067.5817 | 36512224.8104 | 606122940.3328 | -36925934.0246
s_0.9_0.95_0.01_0.9 | -198477524.6397 | 1096477029.0054 | 234923130.6049 | 663076375.2901 | 897999504.3657 | 385631673.6137 | 1048708048.9039 | 47805917.5625 | 143322191.7943 | 433400655.2446 | -55192268.777 | s_0.9_0.95_0.01_0.9 | 310289852.0697 | 726265937.1205 | 310289852.0697 | 726265937.1205 | 1036555789.1901 | 437412926.1436 | 1163678863.2641 | 11024897.0932 | 86774946.315 | 0 | -51373024.852 | s_0.9_0.95_0.01_0.9 | -627601867.6676 | 1264259492.0287 | 387137338.6871 | 249520285.7028 | 636657624.3611 | 550048210.4001 | 799568496.1029 | 58196450.9832 | 165915053.9192 | 1014739206.3547 | -55192268.777 | s_0.9_0.95_0.01_0.9 | -624010787.6318 | 1248836471.7066 | -7007173.4039 | 631832857.4871 | 624825684.0748 | 152090851.9997 | 783923709.4869 | 45883469.0006 | 149789225.6272 | 617003614.2279 | -55192268.777
s_0.9_0.95_0.01_1.3 | 1289798355.8813 | -377247190.6684 | 1723199344.1239 | -810648177.3817 | 912551165.213 | 1808931620.1079 | 998283442.7263 | 26577127.4936 | 78095039.9339 | 433400988.2426 | -34214363.5436 | s_0.9_0.95_0.01_1.3 | 1281786449.5043 | -286565316.9692 | 1281786449.5043 | -286565316.9692 | 995221132.5351 | 1369965686.4673 | 1083400369.4981 | -8426631.6729 | 45775992.2179 | 0 | -33976613.0722 | s_0.9_0.95_0.01_1.3 | 861913631.5111 | -209565796.0654 | 1876652752.3182 | -1224304916.8437 | 652347835.4456 | 1974586705.6863 | 750281788.8426 | 36969792.1563 | 100689381.9807 | 1014739120.8071 | -34214363.5436 | s_0.9_0.95_0.01_1.3 | 862436425.2017 | -224883006.5284 | 1479440467.5066 | -841887048.8249 | 637553418.6733 | 1573561951.7615 | 731674902.9367 | 24655851.237 | 84562971.9483 | 617004042.3049 | -34214363.5436
s_0.9_1.0_0.0_1.0 | 2053790695.7519 | -557578821.5127 | 2470884173.9544 | -974672298.1859 | 1496211874.2392 | 2574009379.4736 | 1599337081.2877 | 50017980.6263 | 102382096.2035 | 417093478.2025 | -50761089.942 | s_0.9_1.0_0.0_1.0 | -612287518.1001 | 2039943232.5177 | -612287518.1001 | 2039943232.5177 | 1427655714.4176 | -430193243.1971 | 1609749989.3206 | 68522387.72 | 201715641.3151 | 0 | -48901021.3078 | s_0.9_1.0_0.0_1.0 | 2648368729.6185 | -1463771206.6801 | 3658082692.2481 | -2473485169.2809 | 1184597522.9383 | 3718598783.2333 | 1245113613.9523 | 26879056.7955 | 36634057.8387 | 1009713962.6296 | -50761089.942 | s_0.9_1.0_0.0_1.0 | 3055262698.7656 | -1585102208.8949 | 3662716956.7031 | -2192556466.824 | 1470160489.8707 | 3730100766.7436 | 1537544299.9196 | 40374235.6809 | 56996955.7794 | 607454257.9375 | -50761089.942
s_0.9_1.0_-0.005_0.9 | 1243700304.0197 | -490403564.8926 | 1669890285.0798 | -916593544.4234 | 753296739.1271 | 1774416787.3843 | 857823242.9608 | 31725685.2588 | 79208083.2562 | 426189981.0601 | -57044104.307 | s_0.9_1.0_-0.005_0.9 | -90440337.3881 | 1028886596.8038 | -90440337.3881 | 1028886596.8038 | 938446259.4157 | 55910599.0428 | 1084797195.8466 | 54469336.4348 | 147701838.8261 | 0 | -53118434.0395 | s_0.9_1.0_-0.005_0.9 | -372830181.7871 | 675896178.0961 | 626183094.6763 | -323117098.3384 | 303065996.309 | 766356797.4073 | 443239699.0689 | 57666073.9638 | 140795672.3878 | 999013276.4634 | -57044104.307 | s_0.9_1.0_-0.005_0.9 | -2027044492.8316 | 2493440048.2641 | -1429103498.619 | 1895499054.06 | 466395555.4325 | -1217457310.729 | 678041743.331 | 67930042.2154 | 222532125.7984 | 597940994.2126 | -57044104.307
s_0.9_1.0_-0.005_1.3 | 982462321.2661 | -169069060.6047 | 1408652559.6704 | -595259297.4797 | 813393260.6614 | 1485707505.4377 | 890448207.958 | 37686368.8236 | 77428095.3334 | 426190238.4043 | -37313219.2575 | s_0.9_1.0_-0.005_1.3 | 684726980.2205 | 718803784.633 | 684726980.2205 | 718803784.633 | 1403530764.8535 | 778183608.3867 | 1496987393.0197 | 37142571.535 | 93523730.9151 | 0 | -37075468.7861 | s_0.9_1.0_-0.005_1.3 | -588930694.4203 | 949265993.3027 | 410082506.2064 | -49747207.2952 | 360335298.8823 | 530429623.7169 | 480682416.4217 | 58689963.9193 | 141723862.1723 | 999013200.6267 | -37313219.2575 | s_0.9_1.0_-0.005_1.3 | -1914875921.5533 | 2533127148.8365 | -1316977914.78 | 1935229142.0717 | 618251227.2832 | -1141487083.4032 | 793742058.6685 | 72826820.8115 | 211004432.9308 | 597898006.7733 | -37313219.2575
s_0.9_1.0_0.01_0.9 | 1143874147.9533 | -12857927.4072 | 1576607108.8203 | -445590886.7449 | 1131016220.5461 | 1709757399.2771 | 1264166512.5322 | 39896682.9784 | 117766619.5994 | 432732960.867 | -55280353.8357 | s_0.9_1.0_0.01_0.9 | -1855344510.5771 | 2454530298.2578 | -1855344510.5771 | 2454530298.2578 | 599185787.6807 | -1677020185.3043 | 777510112.9534 | 19171461.583 | 146034676.9449 | 0 | -51461109.9108 | s_0.9_1.0_0.01_0.9 | -256476388.8068 | 668261510.1369 | 756595738.2253 | -344810616.8664 | 411785121.3301 | 905489846.4771 | 560679229.6107 | 40115019.0697 | 133728773.4858 | 1013072127.0321 | -55280353.8357 | s_0.9_1.0_0.01_0.9 | 283736902.8973 | 332010524.8306 | 899847504.4784 | -284100076.7421 | 615747427.7279 | 1051671512.9858 | 767571436.2437 | 35105732.9363 | 131649387.6079 | 616110601.5812 | -55280353.8357
s_0.9_1.0_0.01_1.3 | 2565425248.3822 | -1354961978.6899 | 2998158522.4868 | -1787695251.2652 | 1210463269.6923 | 3064712278.6146 | 1277017027.3494 | 24295139.8554 | 56443149.2984 | 432733274.1047 | -34405746.6849 | s_0.9_1.0_0.01_1.3 | -441370395.3791 | 1115244595.9902 | -441370395.3791 | 1115244595.9902 | 673874200.611 | -326220910.5427 | 789023685.4475 | 4160038.8088 | 85141527.4318 | 0 | -34167996.2135 | s_0.9_1.0_0.01_1.3 | 1166055029.0961 | -673785853.0613 | 2179127366.4144 | -1686858190.3508 | 492269176.0348 | 2261415608.2827 | 574557417.9319 | 24526460.0741 | 72408955.2574 | 1013072337.3184 | -34405746.6849 | s_0.9_1.0_0.01_1.3 | 1704704981.933 | -1010103028.7282 | 2320815917.1903 | -1626213963.9771 | 694601953.2048 | 2406116210.5623 | 779902246.5853 | 19434365.6206 | 70328912.3077 | 616110935.2573 | -34405746.6849
s_0.9_1.05_0.0_1.0 | -209381010.4005 | 835545288.8232 | 202746725.0084 | 423417554.9435 | 626164278.4227 | 362482960.491 | 785900515.4346 | 30139294.1854 | 139450115.0353 | 412127735.409 | -50425414.6327 | s_0.9_1.05_0.0_1.0 | -1021512615.8827 | 1336806999.5497 | -1021512615.8827 | 1336806999.5497 | 315294383.667 | -850521627.3426 | 486285372.2071 | 12436092.0077 | 134875909.665 | 0 | -48551170.8828 | s_0.9_1.05_0.0_1.0 | 1353896397.6215 | -395141950.9493 | 2366043582.9638 | -1407289136.2627 | 958754446.6722 | 2476274547.0118 | 1068985410.7491 | 22305883.8871 | 82111433.3023 | 1012147185.3422 | -50425414.6327 | s_0.9_1.05_0.0_1.0 | 744313423.3851 | 88283258.9065 | 1342835189.4709 | -510238507.1709 | 832596682.2916 | 1482833374.989 | 972594867.8181 | 33694828.5735 | 123267599.4589 | 598521766.0858 | -50425414.6327
s_0.9_1.05_-0.005_0.9 | 4170347507.4176 | -2524274310.2123 | 4583455422.0596 | -2937382223.325 | 1646073197.2053 | 4648501444.1371 | 1711119220.8121 | 24489423.8636 | 32810518.5564 | 413107914.642 | -56724927.3848 | s_0.9_1.05_-0.005_0.9 | -878007860.3581 | 1930117372.2099 | -878007860.3581 | 1930117372.2099 | 1052109511.8517 | -699536890.3161 | 1230580481.8937 | 28353437.2619 | 154025150.1867 | 0 | -52799257.1173 | s_0.9_1.05_-0.005_0.9 | 2981042813.3635 | -1267130034.6561 | 3975092007.9134 | -2261179229.1772 | 1713912778.7074 | 4079220959.8844 | 1818041730.7072 | 40248905.1917 | 87652929.7779 | 994049194.55 | -56724927.3848 | s_0.9_1.05_-0.005_0.9 | 4011804019.6668 | -2518478213.7545 | 4608548369.3954 | -3115222563.4746 | 1493325805.9123 | 4674938482.4135 | 1559715918.9388 | 24043651.4248 | 33708837.0581 | 596744349.7285 | -56724927.3848
s_0.9_1.05_-0.005_1.3 | 1643887862.1458 | -525067330.2702 | 2056995804.8656 | -938175271.4607 | 1118820531.8756 | 2140882106.8885 | 1202706835.4278 | 34523476.862 | 81192457.3963 | 413107942.7198 | -37217321.4886 | s_0.9_1.05_-0.005_1.3 | -3501751561.1067 | 4022490745.7154 | -3501751561.1067 | 4022490745.7154 | 520739184.6087 | -3301192727.1406 | 721298018.5748 | 41555999.4047 | 205135262.3536 | 0 | -36979571.0172 | s_0.9_1.05_-0.005_1.3 | 452813240.5108 | 728238731.4199 | 1446834634.0875 | -265782662.1279 | 1181051971.9308 | 1569163604.1723 | 1303380942.0444 | 50839145.6296 | 135950794.2258 | 994021393.5767 | -37217321.4886 | s_0.9_1.05_-0.005_1.3 | 1485393528.3623 | -519271246.7832 | 2082137907.0255 | -1116015625.4379 | 966122281.5792 | 2167368145.3245 | 1051352519.8866 | 34077855.9076 | 82090772.7179 | 596744378.6631 | -37217321.4886
s_0.9_1.05_0.01_0.9 | 684539256.7132 | 909528768.9032 | 1114506252.6096 | 479561774.5361 | 1594068025.6164 | 1310141274.8238 | 1789703049.3599 | 43608142.4655 | 183980221.2082 | 429966995.8964 | -55262943.4714 | s_0.9_1.05_0.01_0.9 | -3429493584.953 | 4900820352.6127 | -3429493584.953 | 4900820352.6127 | 1471326767.6597 | -3143450289.0451 | 1757370063.5676 | 54210993.6252 | 288810589.9866 | 0 | -51443699.5464 | s_0.9_1.05_0.01_0.9 | 2378919495.9408 | -938923317.8133 | 3387435149.9848 | -1947438971.8285 | 1439996178.1275 | 3497339069.5507 | 1549900097.7222 | 24597345.3031 | 79238321.3976 | 1008515654.044 | -55262943.4714 | s_0.9_1.05_0.01_0.9 | 1696196852.6145 | -3194256.0657 | 2311715427.7563 | -618712831.1991 | 1693002596.5488 | 2493960814.3903 | 1875247983.1912 | 38753744.0537 | 165736187.2163 | 615518575.1418 | -55262943.4714
s_0.9_1.05_0.01_1.3 | -132921183.6002 | 1312312963.2899 | 297045857.4173 | 882345923.8017 | 1179391779.6897 | 462699584.0511 | 1345045507.8528 | 41097656.5374 | 171691765.3319 | 429967041.0175 | -35059617.8393 | s_0.9_1.05_0.01_1.3 | -3519075487.7079 | 4698645397.2474 | -3519075487.7079 | 4698645397.2474 | 1179569909.5395 | -3255523787.2453 | 1443121610.0021 | 42875303.6672 | 271605136.762 | 0 | -34821867.3678 | s_0.9_1.05_0.01_1.3 | 1434697571.0422 | -484652963.8055 | 2443123579.0508 | -1493078971.7853 | 950044607.2367 | 2516975192.2552 | 1023896220.4699 | 18866326.9091 | 57658322.2742 | 1008426008.0086 | -35059617.8393 | s_0.9_1.05_0.01_1.3 | 925809180.4081 | 393424196.1599 | 1541353517.8922 | -222120141.3158 | 1319233376.5679 | 1694566432.4269 | 1472446291.1111 | 37033537.1766 | 155186833.8721 | 615544337.4841 | -35059617.8393
s_0.9_1.1_0.0_1.0 | -2906261084.8583 | 2913468702.2317 | -2495138439.6266 | 2502346058.5292 | 7207617.3733 | -2270462044.0455 | 231884014.4836 | 30396859.5537 | 204471854.6881 | 411122645.2318 | -50601400.4467 | s_0.9_1.1_0.0_1.0 | -2132486854.5366 | 2457630878.4646 | -2132486854.5366 | 2457630878.4646 | 325144023.928 | -1934264453.6046 | 523366424.86 | 28363215.2866 | 177858459.5219 | 0 | -48727156.6967 | s_0.9_1.1_0.0_1.0 | -2631777200.6872 | 3160455429.2044 | -1618314113.4477 | 2146992341.9938 | 528678228.5172 | -1385756540.4611 | 761235801.5327 | 44393171.5614 | 226349344.1013 | 1013463087.2395 | -50601400.4467 | s_0.9_1.1_0.0_1.0 | -3797423893.7078 | 3656159845.6531 | -3206821003.6265 | 3065556955.5802 | -141264048.0548 | -2964430764.3628 | 101126191.2174 | 42440668.2946 | 234229507.1117 | 590602890.0814 | -50601400.4467
s_0.925_1.0_0.0_1.0 | -654300137.5708 | 1205264112.8358 | -227820209.9528 | 778784186.7471 | 550963975.265 | -83541824.0552 | 695242362.6919 | 41370637.2836 | 134812095.0856 | 426479927.6179 | -50836928.0956 | s_0.925_1.0_0.0_1.0 | -338328132.8923 | 1305275600.849 | -338328132.8923 | 1305275600.849 | 966947467.9567 | -190548106.279 | 1114727494.5699 | 18538461.2304 | 117355803.4979 | 0 | -48962684.3457 | s_0.925_1.0_0.0_1.0 | 804780738.9219 | -470414530.8352 | 1813610641.4223 | -1479244433.3068 | 334366208.0867 | 1914327004.6094 | 435082571.3026 | 44441803.4101 | 94321238.5016 | 1008829902.5005 | -50836928.0956 | s_0.925_1.0_0.0_1.0 | -60859396.4332 | 484361179.8009 | 548561250.6758 | -125059467.2997 | 423501783.3677 | 675460431.1506 | 550400963.8509 | 32211701.5474 | 108273953.9265 | 609420647.109 | -50836928.0956
s_0.95_0.9_0.0_1.0 | 476127958.1655 | 202683973.5516 | 895291889.2012 | -216479955.9549 | 678811931.7171 | 1010912454.9271 | 794432498.9723 | 43197472.2634 | 108136337.7815 | 419163931.0357 | -50681700.2078 | s_0.95_0.9_0.0_1.0 | -2299209605.4558 | 2793147786.922 | -2299209605.4558 | 2793147786.922 | 493938181.4663 | -2142121509.9047 | 651026277.0173 | 35176477.5124 | 143457116.6057 | 0 | -48807456.4578 | s_0.95_0.9_0.0_1.0 | -134827027.5994 | 223774931.2133 | 873522171.8856 | -784574268.2429 | 88947903.6139 | 979673179.7247 | 195098911.4818 | 34606049.8064 | 90075357.4377 | 1008349199.485 | -50681700.2078 | s_0.95_0.9_0.0_1.0 | 1687657956.2009 | -1172753241.2822 | 2290174370.5779 | -1775269655.6508 | 514904714.9187 | 2364546801.7174 | 589277146.0666 | 21817029.815 | 45507760.7467 | 602516414.377 | -50681700.2078
s_0.95_0.95_0.0_1.0 | 2784207965.7673 | -1254480192.1486 | 3201609611.7804 | -1671881836.6323 | 1529727773.6187 | 3281039171.0589 | 1609157334.4266 | 18359795.9474 | 47216297.2932 | 417401646.0131 | -50573057.9328 | s_0.95_0.95_0.0_1.0 | 93377055.6769 | 944084918.2007 | 93377055.6769 | 944084918.2007 | 1037461973.8776 | 226752592.7529 | 1170837510.9536 | 18516054.0689 | 103192776.962 | 0 | -48698814.1829 | s_0.95_0.95_0.0_1.0 | 1668825016.1317 | -1559385540.1263 | 2676397539.4198 | -2566958063.3855 | 109439476.0054 | 2753504069.8656 | 186546006.48 | 14384913.9037 | 40918386.4167 | 1007572523.288 | -50573057.9328 | s_0.95_0.95_0.0_1.0 | 3308012737.6348 | -1846567604.5184 | 3909060073.2147 | -2447614940.0898 | 1461445133.1164 | 3974968898.1618 | 1527353958.072 | 12047737.0644 | 27383504.0787 | 601047335.5799 | -50573057.9328
s_0.95_0.95_-0.005_0.9 | 434046690.8496 | -1096430.9465 | 856583435.8149 | -423633174.3825 | 432950259.903 | 985980523.7568 | 562347349.3743 | 23014410.5922 | 95026265.8236 | 422536744.9653 | -57385232.7105 | s_0.95_0.95_-0.005_0.9 | 364915897.3379 | 820939439.2804 | 364915897.3379 | 820939439.2804 | 1185855336.6183 | 492298286.2818 | 1313237725.5622 | 35621713.7144 | 109544540.2153 | 0 | -53459562.443 | s_0.95_0.95_-0.005_0.9 | 703038647.6151 | 87752884.7607 | 1703291127.0936 | -912499594.6889 | 790791532.3758 | 1802394253.0757 | 889894658.3868 | 50984069.86 | 92701963.1317 | 1000252479.4785 | -57385232.7105 | s_0.95_0.95_-0.005_0.9 | 1228398344.1695 | -652822511.5815 | 1833802083.1196 | -1258226250.5231 | 575575832.5881 | 1940369418.85 | 682143168.3269 | 31793714.6623 | 80975817.6821 | 605403738.9501 | -57385232.7105
s_0.95_0.95_-0.005_1.3 | 191064503.1832 | 205795706.0916 | 613601490.0702 | -216741279.2661 | 396860209.2748 | 725086395.5707 | 508345116.3046 | 21933790.9847 | 95757395.3293 | 422536986.887 | -37661301.1558 | s_0.95_0.95_-0.005_1.3 | 449984572.18 | 747724723.2678 | 449984572.18 | 747724723.2678 | 1197709295.4478 | 557808493.4439 | 1305533216.7117 | 29407016.1947 | 99807386.7742 | 0 | -37423550.6844 | s_0.95_0.95_-0.005_1.3 | 411478537.116 | 338417951.9607 | 1411733953.1294 | -661837464.0239 | 749896489.0767 | 1492768000.4299 | 830930536.406 | 50078213.6964 | 93450959.8412 | 1000255416.0134 | -37661301.1558 | s_0.95_0.95_-0.005_1.3 | 984461608.7137 | -445924295.4902 | 1589865588.1984 | -1051328274.9664 | 538537313.2235 | 1678564640.8336 | 627236365.8672 | 30671962.727 | 81709714.2064 | 605403979.4847 | -37661301.1558
s_0.95_0.95_0.01_0.9 | 3521924548.8373 | -2003781140.9106 | 3942352677.5534 | -2424209268.0974 | 1518143407.9267 | 3999298803.2007 | 1575089535.1033 | -9388784.5561 | -7967748.5349 | 420428128.7161 | -55525089.626 | s_0.95_0.95_0.01_0.9 | -1774937722.1695 | 2699316572.7631 | -1774937722.1695 | 2699316572.7631 | 924378850.5936 | -1580796436.0182 | 1118520136.7448 | 46028224.2028 | 188559033.941 | 0 | -51610476.413 | s_0.95_0.95_0.01_0.9 | -353066755.0215 | 1169348435.6849 | 651806869.1028 | 164474811.5895 | 816281680.6634 | 838263575.5594 | 1002738387.1489 | 57059038.6212 | 187990655.4519 | 1004873624.1242 | -55525089.626 | s_0.95_0.95_0.01_0.9 | 1001626439.0418 | 160448759.8963 | 1605373264.846 | -443298065.8995 | 1162075198.9381 | 1729962877.045 | 1286664811.1456 | 17309817.0088 | 86374339.5818 | 603746825.8042 | -55525089.626
s_0.95_0.95_0.01_1.3 | 3286229420.5571 | -2117336210.5824 | 3706657719.808 | -2537764508.304 | 1168893209.9747 | 3737433824.6279 | 1199669316.3239 | 3962325.207 | -671857.2422 | 420428299.2508 | -35410287.2691 | s_0.95_0.95_0.01_1.3 | -1971933670.6034 | 2575406452.9063 | -1971933670.6034 | 2575406452.9063 | 603472782.3029 | -1799873957.7487 | 775532495.1575 | 59443854.6031 | 196331030.6601 | 0 | -35172536.7977 | s_0.95_0.95_0.01_1.3 | -574431784.6635 | 1055949848.0982 | 430441728.5892 | 51076334.8743 | 481518063.4347 | 590745446.5366 | 641821781.4109 | 70415099.1287 | 195308529.807 | 1004873513.2527 | -35410287.2691 | s_0.95_0.95_0.01_1.3 | 837067075.5213 | -8056853.1895 | 1440797626.8964 | -611787404.5562 | 829010222.3318 | 1539855941.6472 | 928068537.091 | 29166956.0081 | 92814983.4898 | 603730551.3751 | -35410287.2691
s_0.95_1.0_0.0_1.0 | 240252447.989 | 804888834.681 | 666147727.4609 | 378993556.7384 | 1045141282.67 | 799011665.5171 | 1178005222.2554 | 25661653.655 | 107864918.6385 | 425895279.4719 | -50660673.0726 | s_0.95_1.0_0.0_1.0 | -819475610.7544 | 1645213712.0886 | -819475610.7544 | 1645213712.0886 | 825738101.3342 | -662069979.3569 | 983143732.7317 | 17939233.0811 | 126558435.1558 | 0 | -48786429.3227 | s_0.95_1.0_0.0_1.0 | 473937785.7814 | -288173274.4766 | 1482932161.6168 | -1297167650.2832 | 185764511.3047 | 1595114878.161 | 297947227.8778 | 35661667.9565 | 97183711.4281 | 1008994375.8355 | -50660673.0726 | s_0.95_1.0_0.0_1.0 | -376736252.4268 | 1240212311.8967 | 233214379.9335 | 630261679.5448 | 863476059.4698 | 381415844.0709 | 1011677523.6157 | 32600061.6417 | 130140852.7065 | 609950632.3603 | -50660673.0726
s_0.95_1.0_-0.005_0.9 | 2523297744.4685 | -1421512628.8516 | 2945765305.588 | -1843980188.4418 | 1101785115.6169 | 3023125305.3429 | 1179145116.9011 | 34492810.1936 | 54379000.3213 | 422467561.1195 | -57473809.6272 | s_0.95_1.0_-0.005_0.9 | 1741329527.3091 | -190752276.9762 | 1741329527.3091 | -190752276.9762 | 1550577250.3328 | 1847578297.535 | 1656826020.5587 | 30542192.3271 | 83249525.8013 | 0 | -53541436.7517 | s_0.95_1.0_-0.005_0.9 | 2488574001.7312 | -1209562021.8236 | 3489482540.1673 | -2210470560.231 | 1279011979.9075 | 3556304554.8777 | 1345833994.6468 | 52499634.7978 | 61847839.881 | 1000908538.4361 | -57473809.6272 | s_0.95_1.0_-0.005_0.9 | 825129227.4609 | -84494002.4666 | 1433500761.4732 | -692865536.4705 | 740635224.9943 | 1549300748.8785 | 856435212.4079 | 49256679.2857 | 107582857.0637 | 608371534.0124 | -57473809.6272
s_0.95_1.0_-0.005_1.3 | 1779633822.1356 | -891441432.0807 | 2202055074.78 | -1313862683.1958 | 888192390.0548 | 2281591114.5912 | 967728431.3954 | 26532503.9324 | 68218729.6204 | 422421252.6444 | -37849814.1232 | s_0.95_1.0_-0.005_1.3 | 456290581.2215 | 825791406.7166 | 456290581.2215 | 825791406.7166 | 1282081987.9381 | 563698121.8541 | 1389489528.5707 | 30047337.3093 | 99842814.2902 | 0 | -37612063.6518 | s_0.95_1.0_-0.005_1.3 | 1358950636.2984 | -333025682.4743 | 2359859298.1038 | -1333934344.2509 | 1025924953.824 | 2424462736.2724 | 1090528392.0215 | 51283694.6139 | 78037318.6593 | 1000908661.8054 | -37849814.1232 | s_0.95_1.0_-0.005_1.3 | -307699782.6651 | 792026113.852 | 300672008.6297 | 183654322.5656 | 484326331.1869 | 414254550.0879 | 597908872.6535 | 48039083.2929 | 123771810.6279 | 608371791.2948 | -37849814.1232
s_0.95_1.0_0.01_0.9 | 2131059970.2775 | -300920549.5803 | 2558037491.3626 | -727898069.1361 | 1830139420.6972 | 2680552130.022 | 1952654060.8859 | 19365438.2363 | 86449661.4471 | 426977521.0851 | -55430415.4486 | s_0.95_1.0_0.01_0.9 | 834495053.7936 | 959463693.2932 | 834495053.7936 | 959463693.2932 | 1793958747.0868 | 1018385282.1327 | 1977848975.4259 | 36124963.2881 | 168499389.3916 | 0 | -51515802.2356 | s_0.95_1.0_0.01_0.9 | 1062625625.0435 | -406454719.4328 | 2076526219.6151 | -1420355313.9755 | 656170905.6107 | 2201805416.5412 | 781450102.5657 | 38934324.9094 | 108783106.387 | 1013900594.5716 | -55430415.4486 | s_0.95_1.0_0.01_0.9 | 1557242767.015 | -22395519.7203 | 2165153862.1483 | -630306614.8452 | 1534847247.2946 | 2293393149.7189 | 1663086534.8737 | 20336498.6274 | 93145370.7495 | 607911095.1333 | -55430415.4486
s_0.95_1.0_0.01_1.3 | 805680908.8189 | 263474408.1609 | 1232659679.8232 | -163504361.3141 | 1069155316.9798 | 1360585512.1818 | 1197081150.8677 | 24338622.6697 | 116910807.2708 | 426978771.0043 | -35353647.7574 | s_0.95_1.0_0.01_1.3 | -3098104024.5387 | 3388520564.9774 | -3098104024.5387 | 3388520564.9774 | 290416540.4386 | -2859299256.7972 | 529221308.1802 | 39580048.208 | 243268918.6636 | 0 | -35115897.286 | s_0.95_1.0_0.01_1.3 | -267896460.9089 | 157808031.3799 | 746004385.5213 | -856092815.0214 | -110088429.5289 | 876727369.1704 | 20634554.1491 | 43864672.726 | 139234008.6178 | 1013900846.4301 | -35353647.7574 | s_0.95_1.0_0.01_1.3 | 232747689.0511 | 541833012.145 | 840658755.8687 | -66078054.6641 | 774580701.1961 | 974353738.2542 | 908275683.5901 | 25254249.4723 | 123595584.1005 | 607911066.8175 | -35353647.7574
s_0.95_1.05_0.0_1.0 | 822162761.3617 | -266285646.5484 | 1246806220.6027 | -690929104.2602 | 555877114.8133 | 1345597769.9886 | 654668665.7284 | 30101517.2825 | 78032928.9855 | 424643459.241 | -50860137.6828 | s_0.95_1.05_0.0_1.0 | -1580652216.7043 | 2436051626.1347 | -1580652216.7043 | 2436051626.1347 | 855399409.4304 | -1396272405.7196 | 1039779220.4151 | 29381437.5724 | 164775354.6243 | 0 | -48985893.9329 | s_0.95_1.05_0.0_1.0 | -684206507.4471 | 966262824.761 | 326274610.5492 | -44218293.2065 | 282056317.3139 | 473623850.489 | 429405557.2826 | 49741967.9187 | 146231070.1757 | 1010481117.9963 | -50860137.6828 | s_0.95_1.05_0.0_1.0 | -1389994092.0422 | 1600413307.4977 | -785778007.9783 | 996197223.4423 | 210419215.4555 | -603725908.4462 | 392471314.996 | 45874525.7283 | 177066487.5775 | 604216084.0639 | -50860137.6828
s_0.95_1.05_-0.005_0.9 | 2276692944.7241 | -629750118.0793 | 2698718503.6837 | -1051775675.5097 | 1646942826.6448 | 2775127517.3386 | 1723351841.829 | 48310478.6286 | 67125998.8002 | 422025558.9596 | -57593493.4833 | s_0.95_1.05_-0.005_0.9 | -406360721.8539 | 1464809014.8495 | -406360721.8539 | 1464809014.8495 | 1058448292.9956 | -263704289.2742 | 1201104725.5753 | 35747215.8307 | 124750221.082 | 0 | -53653427.3284 | s_0.95_1.05_-0.005_0.9 | 1091858662.6939 | 73678950.1806 | 2067132606.5155 | -901594993.6122 | 1165537612.8745 | 2168794533.4861 | 1267199539.8739 | 56350846.8185 | 100419280.3057 | 975273943.8215 | -57593493.4833 | s_0.95_1.05_-0.005_0.9 | 2483526555.6409 | -980514231.3031 | 3088893128.9182 | -1585880804.572 | 1503012324.3377 | 3160290639.7717 | 1574409835.1997 | 42087561.5208 | 55891578.8909 | 605366573.2773 | -57593493.4833
s_0.95_1.05_-0.005_1.3 | 367802848.818 | 579274048.6961 | 789827976.4908 | 157248922.5527 | 947076897.5141 | 880247269.2332 | 1037496191.7859 | 36220786.8006 | 88913307.9958 | 422025127.6728 | -37726771.5472 | s_0.95_1.05_-0.005_1.3 | 37102274.0123 | 1109177463.4604 | 37102274.0123 | 1109177463.4604 | 1146279737.4727 | 151857859.0876 | 1261035322.548 | 30781631.1738 | 108048195.1732 | 0 | -37489021.0758 | s_0.95_1.05_-0.005_1.3 | -823932795.5704 | 1282871816.1136 | 151341170.3835 | 307597850.1885 | 458939020.5432 | 266968088.5855 | 574565938.774 | 44298454.9426 | 122198601.5974 | 975273965.9539 | -37726771.5472 | s_0.95_1.05_-0.005_1.3 | 574793607.0976 | 228637263.0519 | 1180160363.106 | -376729492.9481 | 803430870.1495 | 1265506720.3678 | 888777227.4197 | 30047754.5328 | 77667340.2474 | 605366756.0084 | -37726771.5472
s_0.95_1.05_0.01_0.9 | 99364389.88 | 1250382501.6193 | 514113889.8288 | 835633003.1999 | 1349746891.4994 | 666327140.7662 | 1501960143.9661 | 35001844.6512 | 131693384.2097 | 414749499.9488 | -55521711.3788 | s_0.95_1.05_0.01_0.9 | -2774766203.4579 | 3347956292.2421 | -2774766203.4579 | 3347956292.2421 | 573190088.7841 | -2578160388.0971 | 769795904.1449 | 24419296.5772 | 169418013.7722 | 0 | -51607098.1658 | s_0.95_1.05_0.01_0.9 | -1712423374.0126 | 1936680402.3189 | -719483993.6882 | 943741022.0233 | 224257028.3062 | -500768166.2682 | 442972855.7551 | 36863401.83 | 200057517.8712 | 992939380.3244 | -55521711.3788 | s_0.95_1.05_0.01_0.9 | -57876734.7701 | 1144144269.9869 | 554639133.1131 | 531628402.1122 | 1086267535.2168 | 712724860.0684 | 1244353262.1806 | 29920772.7179 | 132484788.2945 | 612515867.8832 | -55521711.3788
s_0.95_1.05_0.01_1.3 | 888762786.8074 | 696308148.1951 | 1303512195.259 | 281558741.2727 | 1585070935.0024 | 1449709179.2201 | 1731267920.4928 | 54864195.8687 | 164948001.5455 | 414749408.4516 | -36113178.2843 | s_0.95_1.05_0.01_1.3 | -1799372590.964 | 2541939652.9501 | -1799372590.964 | 2541939652.9501 | 742567061.986 | -1589544602.8509 | 952395050.0992 | 57572552.9179 | 231525113.2181 | 0 | -35875427.8129 | s_0.95_1.05_0.01_1.3 | -1102960895.8756 | 1576853696.1362 | -110021698.0017 | 583914498.2911 | 473892800.2606 | 94344811.3205 | 678259309.6116 | 62099546.9053 | 230352877.9432 | 992939197.874 | -36113178.2843 | s_0.95_1.05_0.01_1.3 | 536276856.9697 | 784304131.2935 | 1148793019.7146 | 171787968.557 | 1320580988.2632 | 1292510561.9196 | 1464298530.4766 | 55170518.1216 | 162774882.0422 | 612516162.745 | -36113178.2843
s_0.95_1.1_0.0_1.0 | 2819539878.5824 | -1719119012.0586 | 3248123263.3249 | -2147702395.2718 | 1100420866.5238 | 3311550227.0463 | 1163847831.7745 | 20982521.4185 | 33834302.2874 | 428583384.7425 | -50575182.8526 | s_0.95_1.1_0.0_1.0 | 249987968.3362 | 714157965.0215 | 249987968.3362 | 714157965.0215 | 964145933.3578 | 382336096.5964 | 1096494061.6179 | 7625107.102 | 91279743.6019 | 0 | -48693491.7603 | s_0.95_1.1_0.0_1.0 | 1003487590.2764 | -308688052.4056 | 1998579774.1857 | -1303780236.2861 | 694799537.8708 | 2115192639.9806 | 811412403.6945 | 12820199.9797 | 78857882.9221 | 995092183.9093 | -50575182.8526 | s_0.95_1.1_0.0_1.0 | 1380180806.3885 | -667392764.0035 | 1985744908.1558 | -1272956865.7623 | 712788042.385 | 2105571299.3996 | 832614433.6372 | 27175518.3166 | 96426726.7077 | 605564101.7673 | -50575182.8526
s_0.975_1.0_0.0_1.0 | -3400562003.4594 | 3756807206.2776 | -2998202776.4184 | 3354447980.766 | 356245202.8182 | -2787789089.7907 | 566658890.9753 | 46696908.3314 | 206243030.1934 | 402359227.0409 | -50867564.7658 | s_0.975_1.0_0.0_1.0 | -2506876800.1606 | 2611349085.1277 | -2506876800.1606 | 2611349085.1277 | 104472284.9671 | -2341327032.7875 | 270022052.3402 | 21052237.5663 | 137616131.2659 | 0 | -48985873.6735 | s_0.975_1.0_0.0_1.0 | -1323883504.2715 | 885938325.74 | -322016416.1542 | -115928762.3485 | -437945178.5315 | -188010035.1676 | -303938797.5161 | 31257076.5021 | 114395892.7229 | 1001867088.1173 | -50867564.7658 | s_0.975_1.0_0.0_1.0 | -1727467401.0471 | 1525132770.6351 | -1119260272.631 | 916925642.2274 | -202334630.412 | -972393824.9954 | -55468182.768 | 28802366.5372 | 124801249.407 | 608207128.4161 | -50867564.7658
s_1.0_0.9_0.0_1.0 | 1341012121.5788 | -692919015.3638 | 1757651455.5168 | -1109558347.7725 | 648093106.215 | 1837600830.7117 | 728042482.9392 | 27269732.185 | 56160101.285 | 416639333.938 | -51059006.0949 | s_1.0_0.9_0.0_1.0 | -1627815206.0432 | 2312771112.1068 | -1627815206.0432 | 2312771112.1068 | 684955906.0636 | -1488624387.959 | 824146724.1478 | 29647209.992 | 119653265.7312 | 0 | -49184762.345 | s_1.0_0.9_0.0_1.0 | -413964088.8646 | 488219460.3798 | 590348376.2962 | -516093004.7521 | 74255371.5153 | 697349268.2737 | 181256263.5215 | 34733544.8153 | 90675430.6979 | 1004312465.1608 | -51059006.0949 | s_1.0_0.9_0.0_1.0 | 1781382052.5858 | -905907704.1837 | 2380937805.4042 | -1505463456.9937 | 875474348.4021 | 2447432181.2705 | 941968724.2768 | 28395420.5725 | 43830790.3439 | 599555752.8184 | -51059006.0949
s_1.0_0.925_0.0_1.0 | 891196114.1324 | -432307763.6657 | 1309318205.3199 | -850429853.324 | 458888350.4667 | 1379643689.062 | 529213835.7381 | 23165386.0466 | 42477972.9542 | 418122091.1876 | -51012896.8345 | s_1.0_0.925_0.0_1.0 | -1728110435.7016 | 2222859518.8815 | -1728110435.7016 | 2222859518.8815 | 494749083.1798 | -1594120545.0337 | 628738973.8478 | 32981181.9434 | 117832419.5268 | 0 | -49138653.0845 | s_1.0_0.925_0.0_1.0 | -1999872150.7114 | 1893324513.9067 | -994657423.0667 | 888109786.2908 | -106547636.8047 | -836624642.4287 | 51485143.8622 | 48624818.7017 | 155644702.5052 | 1005214727.6447 | -51012896.8345 | s_1.0_0.925_0.0_1.0 | 411879988.5741 | -90489409.9348 | 1013506987.6957 | -692116409.048 | 321390578.6393 | 1100885029.4537 | 408768620.4057 | 22266435.4113 | 58631580.3348 | 601626999.1217 | -51012896.8345
s_1.0_0.95_0.0_1.0 | 1948004122.1664 | -1377699735.7589 | 2366119106.1822 | -1795814718.2454 | 570304386.4075 | 2424863183.5214 | 629048465.276 | 9115015.6023 | 16943236.6334 | 418114984.0158 | -50915856.3081 | s_1.0_0.95_0.0_1.0 | -2115033210.2382 | 2540990958.1009 | -2115033210.2382 | 2540990958.1009 | 425957747.8627 | -1964495140.4053 | 576495817.6956 | 34102861.2897 | 135599318.5645 | 0 | -49041612.5581 | s_1.0_0.95_0.0_1.0 | 865329888.3233 | -569702908.9977 | 1871088024.3257 | -1575461044.9713 | 295626979.3256 | 1949108140.6301 | 373647095.6588 | 29855989.4411 | 56960249.4374 | 1005758136.0024 | -50915856.3081 | s_1.0_0.95_0.0_1.0 | 1277547307.4969 | -902208493.9871 | 1879280997.7266 | -1503942184.2083 | 375338813.5099 | 1958372319.671 | 454430135.4627 | 14358513.7597 | 42533979.3959 | 601733690.2297 | -50915856.3081
s_1.0_0.95_-0.005_0.9 | -1828547359.7206 | 2161658341.6207 | -1405233255.6158 | 1738344239.0452 | 333110981.9 | -1265163606.1449 | 473180632.9003 | 59766386.2495 | 142197586.7274 | 423314104.1048 | -57638448.9931 | s_1.0_0.95_-0.005_0.9 | -324331904.491 | 1344703492.4438 | -324331904.491 | 1344703492.4438 | 1020371587.9529 | -219137046.6926 | 1125566445.7513 | 45994936.0373 | 97484708.3895 | 0 | -53705085.4462 | s_1.0_0.95_-0.005_0.9 | -1884311470.1732 | 2109934290.9334 | -894822009.0325 | 1120444829.8215 | 225622820.7602 | -747840875.769 | 372603954.0525 | 78068720.4859 | 167411404.7563 | 989489461.1407 | -57638448.9931 | s_1.0_0.95_-0.005_0.9 | -1610764016.1723 | 1817610095.8819 | -1003882801.0113 | 1210728880.7294 | 206846079.7097 | -868242797.6903 | 342486083.0391 | 53684939.285 | 131686493.6129 | 606881215.1609 | -57638448.9931
s_1.0_0.95_-0.005_1.3 | -1843838878.5011 | 1936997568.8967 | -1420526704.6292 | 1513685396.5541 | 93158690.3956 | -1301432874.8828 | 212252521.6714 | 42896451.8658 | 124524308.604 | 423312173.8719 | -37465973.0083 | s_1.0_0.95_-0.005_1.3 | -332135620.0363 | 1112681466.5762 | -332135620.0363 | 1112681466.5762 | 780545846.5399 | -241916114.2257 | 870765352.3505 | 28046938.2718 | 81038221.5455 | 0 | -37228222.5368 | s_1.0_0.95_-0.005_1.3 | -1902432809.0136 | 1888398203.0538 | -912943229.795 | 898908623.864 | -14034605.9598 | -786995724.0561 | 111912899.808 | 61284247.7994 | 149765780.5301 | 989489579.2186 | -37465973.0083 | s_1.0_0.95_-0.005_1.3 | -1624515735.2639 | 1591727635.6798 | -1017644067.5798 | 984855968.0041 | -32788099.5841 | -902865206.3272 | 81990761.6769 | 36668243.6793 | 113981131.9236 | 606871667.6841 | -37465973.0083
s_1.0_0.95_0.01_0.9 | -1916810507.3449 | 2114112547.077 | -1497550784.2763 | 1694852825.5377 | 197302039.7321 | -1313470873.9366 | 381381951.6011 | 45461669.0557 | 173709887.6748 | 419259723.0686 | -55831691.7207 | s_1.0_0.95_0.01_0.9 | -3547287082.2341 | 3275299420.5058 | -3547287082.2342 | 3275299420.5058 | -271987661.7284 | -3334501776.652 | -59202356.1462 | 63128944.6407 | 223997171.7152 | 0 | -51917078.5077 | s_1.0_0.95_0.01_0.9 | -805535409.8346 | 1161619701.7111 | 210161621.8071 | 145922670.0982 | 356084291.8765 | 430105647.9287 | 576028318.0268 | 71345580.7819 | 235457915.1828 | 1015697031.6418 | -55831691.7207 | s_1.0_0.95_0.01_0.9 | 1516922070.3459 | -1125735691.076 | 2117824084.677 | -1726637705.3986 | 391186379.2699 | 2198509839.3605 | 471872133.9618 | 17894107.7686 | 42748170.7314 | 600902014.3311 | -55831691.7207
s_1.0_0.95_0.01_1.3 | -938438799.3363 | 1513902648.7128 | -519178971.3857 | 1094642822.2915 | 575463849.3765 | -393066091.8056 | 701576730.4859 | 17633966.7661 | 109061724.9852 | 419259827.9507 | -34685121.361 | s_1.0_0.95_0.01_1.3 | -2486856655.1667 | 2625730858.8502 | -2486856655.1667 | 2625730858.8502 | 138874203.6835 | -2327776450.8895 | 297954407.9608 | 34726902.1474 | 159359735.5351 | 0 | -34447370.8896 | s_1.0_0.95_0.01_1.3 | 180401160.1605 | 562162304.3489 | 1196112683.3682 | -453549218.8299 | 742563464.5094 | 1358027588.3029 | 904478369.473 | 43657659.2039 | 170887442.7776 | 1015711523.2077 | -34685121.361 | s_1.0_0.95_0.01_1.3 | 2501143027.1177 | -1726131417.0091 | 3102045190.4297 | -2327033580.3127 | 775011610.1086 | 3124741867.9428 | 797708287.6301 | -9932939.2989 | -21921383.1469 | 600902163.312 | -34685121.361
s_1.0_0.975_0.0_1.0 | -857080511.0093 | 911716498.7273 | -433975066.1827 | 488611055.4301 | 54635987.718 | -311720157.3339 | 176890898.0962 | 18888095.35 | 90272008.3549 | 423105444.8265 | -50870995.844 | s_1.0_0.975_0.0_1.0 | -1264785419.8583 | 1776726536.3888 | -1264785419.8583 | 1776726536.3888 | 511941116.5305 | -1135772546.444 | 640953989.9448 | 23641907.3072 | 103658028.6275 | 0 | -48996752.094 | s_1.0_0.975_0.0_1.0 | 93842024.6828 | -26483342.2394 | 1101117529.0801 | -1033758846.6078 | 67358682.4434 | 1192535686.7638 | 158776840.156 | 35315669.2555 | 75862831.0952 | 1007275504.3973 | -50870995.844 | s_1.0_0.975_0.0_1.0 | -1630442301.0594 | 1234182084.095 | -1023392103.895 | 627131886.939 | -396260216.9644 | -886039669.1889 | -258907782.2499 | 16553549.3793 | 103034988.2413 | 607050197.1645 | -50870995.844
s_1.0_1.0_0.0_0.9 | 337626743.442 | 31550112.1184 | 760733586.1294 | -391556729.0397 | 369176855.5604 | 873817950.7663 | 482261221.7266 | 19496293.1126 | 75863736.0902 | 423106842.6874 | -56716921.6592 | s_1.0_1.0_0.0_0.9 | -2094639769.6298 | 2569855667.6407 | -2094639769.6298 | 2569855667.6407 | 475215898.0109 | -1924138067.0787 | 645717600.562 | 33075416.8683 | 150785868.0277 | 0 | -52791251.3918 | s_1.0_1.0_0.0_0.9 | -101339854.1937 | 143031597.3043 | 906179700.4102 | -864487957.2708 | 41691743.1106 | 1024330659.1679 | 159842701.8971 | 38125881.395 | 99559918.4935 | 1007519554.6039 | -56716921.6592 | s_1.0_1.0_0.0_0.9 | -1303902540.5054 | 1163757836.5252 | -696353401.1678 | 556208697.1961 | -140144703.9802 | -553634719.0135 | 2573978.1826 | 26980659.2473 | 112982419.7424 | 607549139.3376 | -56716921.6592
s_1.0_1.0_0.0_1.0 | 771824404.9477 | -349933723.4688 | 1194929849.7742 | -773039166.766 | 421890681.4789 | 1279469153.3621 | 506429986.5961 | 15507659.2068 | 49242940.1167 | 423105444.8265 | -50804022.678 | s_1.0_1.0_0.0_1.0 | -978115969.2847 | 1671667467.8255 | -978115969.2847 | 1671667467.8255 | 693551498.5408 | -850371556.6889 | 821295911.1366 | 28725518.1146 | 107540151.7825 | 0 | -48929778.928 | s_1.0_1.0_0.0_1.0 | 329730705.7201 | -235026173.4236 | 1337250470.1684 | -1242545937.843 | 94704532.2965 | 1427092630.3508 | 184546692.5078 | 33908139.0894 | 72946276.5939 | 1007519764.4483 | -50804022.678 | s_1.0_1.0_0.0_1.0 | -872496713.7031 | 785634560.6278 | -264947348.9216 | 178085195.8547 | -86862153.0753 | -150541471.2579 | 27543724.5968 | 22762015.6388 | 86363870.6246 | 607549364.7815 | -50804022.678
s_1.0_1.0_0.0_1.1 | 699380418.1382 | -441157348.8769 | 1122485879.204 | -864262808.4134 | 258223069.2613 | 1204860283.5624 | 340597475.149 | 8205643.8506 | 44373443.218 | 423105461.0658 | -46206604.991 | s_1.0_1.0_0.0_1.1 | -1051740743.6083 | 1581279416.2056 | -1051740743.6083 | 1581279416.2056 | 529538672.5974 | -925370955.3029 | 655908460.9028 | 21565990.9681 | 102796402.3486 | 0 | -45139376.9249 | s_1.0_1.0_0.0_1.1 | 255155614.927 | -326252432.8914 | 1262675385.8534 | -1333772203.789 | -71096817.9644 | 1350355615.3763 | 16583411.5873 | 26604749.8334 | 68078374.3652 | 1007519770.9265 | -46206604.991 | s_1.0_1.0_0.0_1.1 | -942060227.0542 | 694409010.4427 | -334510845.4374 | 86859628.8344 | -247651216.6115 | -222268714.8247 | -135409085.9903 | 15459836.2895 | 81495361.9112 | 607549381.6168 | -46206604.991
s_1.0_1.0_0.0_1.2 | 133938287.0437 | 242321926.8743 | 557043748.1095 | -180783532.6622 | 376260213.918 | 649585539.9742 | 468802007.312 | 20757462.1846 | 71535464.5207 | 423105461.0658 | -41763789.5287 | s_1.0_1.0_0.0_1.2 | -1619564098.5243 | 2265203520.01 | -1619564098.5243 | 2265203520.01 | 645639421.4857 | -1482609286.6758 | 782594233.3342 | 34286035.1318 | 130016565.7767 | 0 | -41224281.2036 | s_1.0_1.0_0.0_1.2 | -308428178.787 | 357226842.8598 | 699091592.1394 | -650292928.0378 | 48798664.0728 | 796939209.1686 | 146646281.1308 | 39156568.1674 | 95240395.6679 | 1007519770.9265 | -41763789.5287 | s_1.0_1.0_0.0_1.2 | -1508623426.3779 | 1377888286.1939 | -901074044.7611 | 770338904.5856 | -130735140.1839 | -778664526.6421 | -8325622.0565 | 28011654.6235 | 108657383.2138 | 607549381.6168 | -41763789.5287
s_1.0_1.0_0.0_1.3 | 321472678.0736 | 28375787.1424 | 744578139.1394 | -394729672.3941 | 349848465.2159 | 828034320.9557 | 433304648.5616 | 13815037.2489 | 60905132.8609 | 423105461.0658 | -36366086.2043 | s_1.0_1.0_0.0_1.3 | -1434032613.4076 | 2052964019.9269 | -1434032613.4076 | 2052964019.9269 | 618931406.5193 | -1306097753.4211 | 746866266.5058 | 27693363.8282 | 119499888.0819 | 0 | -36128335.7329 | s_1.0_1.0_0.0_1.3 | -120902939.0579 | 143280703.1279 | 886616831.8686 | -864239067.7697 | 22377764.07 | 975378838.8494 | 111139771.0796 | 32214143.2317 | 84610064.0081 | 1007519770.9265 | -36366086.2043 | s_1.0_1.0_0.0_1.3 | -1319678834.7268 | 1163942146.462 | -712129453.11 | 556392764.8537 | -155736688.2648 | -598805545.0394 | -42412780.1857 | 21069229.6877 | 98027051.5541 | 607549381.6168 | -36366086.2043
s_1.0_1.0_-0.005_0.9 | 814386213.6956 | 397317026.4593 | 1237700317.8004 | -25997076.1162 | 1211703240.1549 | 1337991275.7203 | 1311994199.6042 | 61942930.337 | 104582765.3896 | 423314104.1048 | -57651122.8674 | s_1.0_1.0_-0.005_0.9 | 1836564820.1313 | -225788056.0932 | 1836564820.1313 | -225788056.0932 | 1610776764.0381 | 1909680147.1694 | 1683892091.0761 | 40151536.54 | 59541410.9782 | 0 | -53725452.5999 | s_1.0_1.0_-0.005_0.9 | -629244767.524 | 794572626.7125 | 370300400.7434 | -204972541.5262 | 165327859.1884 | 494473146.2371 | 289500604.7109 | 60058018.1715 | 126579640.7978 | 999545168.2674 | -57651122.8674 | s_1.0_1.0_-0.005_0.9 | -262572781.8689 | 1003320902.4611 | 344851582.9586 | 395896537.6421 | 740748120.5922 | 464155952.1724 | 860052489.8145 | 58865746.7214 | 120518993.0678 | 607424364.8275 | -57651122.8674
s_1.0_1.0_0.005_1.0 | -1760896847.9443 | 2376021898.4659 | -1340678326.2743 | 1955803378.3251 | 615125050.5216 | -1144462767.4185 | 811340610.9067 | 58921712.7178 | 204601800.4178 | 420218521.67 | -50535471.1558 | s_1.0_1.0_0.005_1.0 | -1902178435.1992 | 2827013569.4808 | -1902178435.1992 | 2827013569.4808 | 924835134.2816 | -1689142198.0045 | 1137871371.4764 | 60437879.7485 | 224804755.1943 | 0 | -48669361.7489 | s_1.0_1.0_0.005_1.0 | -1351617418.828 | 1736399987.7163 | -355151275.9204 | 739933844.8376 | 384782568.8884 | -166841125.2664 | 573092719.5713 | 61982030.7411 | 199756710.2394 | 996466142.9075 | -50535471.1558 | s_1.0_1.0_0.005_1.0 | -1424682583.8584 | 2023405190.571 | -819127641.2278 | 1417850247.9489 | 598722606.7126 | -631065944.3871 | 786784303.5618 | 59044974.0055 | 196571199.6904 | 605554942.6306 | -50535471.1558
s_1.0_1.0_-0.005_1.0 | -21508558.0023 | 878102370.3589 | 401803596.5286 | 454790217.3573 | 856593812.3566 | 507826864.4762 | 962617081.8335 | 56439037.4839 | 110509045.82 | 423312154.5309 | -51953259.6114 | s_1.0_1.0_-0.005_1.0 | 1005747717.1517 | 255568402.7801 | 1005747717.1517 | 255568402.7801 | 1261316119.9318 | 1086837301.0191 | 1342405703.7992 | 34686311.9323 | 65704327.2805 | 0 | -50071568.5192 | s_1.0_1.0_-0.005_1.0 | -1462990025.4515 | 1278240525.0263 | -463445361.5813 | 278695861.1849 | -184749500.4252 | -333519118.3523 | -54823257.1674 | 54565123.1655 | 132538106.783 | 999544663.8702 | -51953259.6114 | s_1.0_1.0_-0.005_1.0 | -1105283985.9216 | 1487115979.5208 | -497859376.8031 | 879691370.4107 | 381831993.5991 | -372887842.0022 | 506803528.4085 | 53442023.1016 | 126460298.291 | 607424609.1185 | -51953259.6114
s_1.0_1.0_-0.005_1.3 | 161031530.0975 | 609881476.7527 | 584343703.9694 | 186569304.4101 | 770913006.8502 | 673591974.4156 | 860161278.8257 | 47250207.3548 | 98880316.369 | 423312173.8719 | -37618161.432 | s_1.0_1.0_-0.005_1.3 | 867265099.0192 | 264018524.3009 | 867265099.0192 | 264018524.3009 | 1131283623.3201 | 939288201.4384 | 1203306725.7393 | 31136716.8196 | 65779408.2782 | 0 | -37380410.9606 | s_1.0_1.0_-0.005_1.3 | -1279846416.3635 | 1010029070.0093 | -280301740.7525 | 10484394.4272 | -269817346.3542 | -167150426.0156 | -156666031.5885 | 45377804.3333 | 120910957.6382 | 999544675.6109 | -37618161.432 | s_1.0_1.0_-0.005_1.3 | -923488733.1577 | 1219077413.2526 | -316062954.3672 | 611651634.4705 | 295588680.0949 | -207907188.4671 | 403744446.0034 | 44305125.0772 | 114842729.5453 | 607425778.7905 | -37618161.432
s_1.0_1.0_0.01_0.9 | 862189061.8404 | -81133741.7579 | 1277216487.8619 | -496161166.2501 | 781055320.0825 | 1396063703.5143 | 899902537.2642 | 40946114.6807 | 103552483.6543 | 415027426.0215 | -56240846.6789 | s_1.0_1.0_0.01_0.9 | -3601850011.5496 | 3921490540.0238 | -3601850011.5496 | 3921490540.0238 | 319640528.4742 | -3362729061.9147 | 558761478.1091 | 79041222.3346 | 265835938.5036 | 0 | -52326233.4659 | s_1.0_1.0_0.01_0.9 | -552402431.1792 | 182636456.443 | 458079700.8277 | -827845675.535 | -369765974.7362 | 583108256.0878 | -244737419.4473 | 50045923.5883 | 118833632.1695 | 1010482132.0069 | -56240846.6789 | s_1.0_1.0_0.01_0.9 | -17571511.9752 | 489467028.8478 | 582943604.695 | -111048087.814 | 471895516.8726 | 700577451.8048 | 589529363.9908 | 48194982.3614 | 109587982.7924 | 600515116.6702 | -56240846.6789
s_1.0_1.0_0.01_1.0 | 1666013621.1348 | -848354635.6605 | 2081041139.7696 | -1263382152.766 | 817658985.4743 | 2183996991.067 | 920614838.301 | 27341208.8097 | 79374633.2587 | 415027518.6348 | -50922426.8484 | s_1.0_1.0_0.01_1.0 | -2814845349.9728 | 3168430645.94 | -2814845349.9728 | 3168430645.94 | 353585295.9672 | -2590209851.5762 | 578220794.3638 | 66382519.9939 | 241955660.1762 | 0 | -49062358.2142 | s_1.0_1.0_0.01_1.0 | 250414337.5063 | -584502248.1336 | 1260896625.2321 | -1594984535.8306 | -334087910.6273 | 1370029905.8591 | -224954629.9715 | 36441203.8911 | 94652057.6697 | 1010482287.7258 | -50922426.8484 | s_1.0_1.0_0.01_1.0 | 781881621.1184 | -277646493.8088 | 1382396943.8251 | -878161816.507 | 504235127.3096 | 1484062255.3984 | 605900438.8913 | 34668353.5346 | 85411238.2595 | 600515322.7067 | -50922426.8484
s_1.0_1.0_0.01_1.3 | 4621382417.8848 | -3040291309.1866 | 5036409945.9963 | -3455318835.7688 | 1581091108.6982 | 5035256278.7022 | 1579937442.9334 | -4039252.4793 | -40033441.8414 | 415027528.1115 | -34840522.068 | s_1.0_1.0_0.01_1.3 | 141922389.0245 | 978439951.0039 | 141922389.0245 | 978439951.0039 | 1120362340.0284 | 263901551.5852 | 1242341502.5891 | 35420333.1245 | 122796724.0887 | 0 | -34602771.5966 | s_1.0_1.0_0.01_1.3 | 3202413312.9066 | -2776412650.382 | 4212895614.5457 | -3786894951.9922 | 426000662.5246 | 4217918327.2306 | 431023375.2384 | 5061625.2885 | -24756184.0945 | 1010482301.639 | -34840522.068 | s_1.0_1.0_0.01_1.3 | 3734793869.7962 | -2469554980.6551 | 4335309201.2493 | -3070070312.0998 | 1265238889.1411 | 4332850676.5237 | 1262780364.4239 | 3301652.1462 | -33997394.6475 | 600515331.4531 | -34840522.068
s_1.0_1.025_0.0_1.0 | -1807621685.3892 | 1649674540.4436 | -1383267358.9725 | 1225320215.5562 | -157947144.9456 | -1244104327.5118 | -18784111.9556 | 25462278.7616 | 113774657.72 | 424354326.4166 | -50850652.5024 | s_1.0_1.025_0.0_1.0 | -2207355344.7085 | 2454088099.0852 | -2207355344.7085 | 2454088099.0852 | 246732754.3767 | -2057070009.9135 | 397018089.1717 | 22547665.4083 | 123864038.7932 | 0 | -48968961.4101 | s_1.0_1.025_0.0_1.0 | -1382029053.6697 | 982767583.5826 | -380404384.4979 | -18857085.5604 | -399261470.0871 | -255479699.6197 | -274336785.1801 | 35941774.2804 | 110015806.6562 | 1001624669.1718 | -50850652.5024 | s_1.0_1.025_0.0_1.0 | -1273061540.9063 | 1039450004.3387 | -665351961.0004 | 431740424.4413 | -233611536.5676 | -541542403.786 | -109801979.3448 | 19941227.7983 | 92900132.5103 | 607709579.9059 | -50850652.5024
s_1.0_1.05_0.0_1.0 | -96911972.2365 | 627718893.0184 | 327355076.9583 | 203451845.3529 | 530806920.7819 | 423980927.0334 | 627432772.3863 | 42780752.1022 | 88387608.1502 | 424267049.1948 | -51018994.0271 | s_1.0_1.05_0.0_1.0 | -1162401852.2926 | 1850955989.3648 | -1162401852.2926 | 1850955989.3648 | 688554137.0721 | -1040355811.5097 | 810600177.855 | 35263903.4884 | 108172641.3365 | 0 | -49137302.9348 | s_1.0_1.05_0.0_1.0 | -1823271453.1119 | 1737338105.8312 | -821079173.6005 | 735145826.3486 | -85933347.2808 | -686359219.5764 | 48786606.7722 | 60569651.9617 | 144270611.9588 | 1002192279.5114 | -51018994.0271 | s_1.0_1.05_0.0_1.0 | -883669030.7666 | 1094287599.0632 | -275478354.1188 | 486096922.4238 | 210618568.2965 | -157265328.7555 | 328831593.6683 | 41789488.2111 | 108983519.5474 | 608190676.6479 | -51018994.0271
s_1.0_1.05_-0.005_0.9 | 1836746904.2933 | -347991553.2157 | 2259693124.5946 | -770937771.9876 | 1488755351.0777 | 2345282580.0981 | 1574344808.1106 | 59678742.0803 | 87448993.3472 | 422946220.3012 | -57819204.2367 | s_1.0_1.05_-0.005_0.9 | 1055872124.7268 | 715818258.8651 | 1055872124.7268 | 715818258.8651 | 1771690383.5918 | 1169914420.8504 | 1885732679.7155 | 46663270.2811 | 106818735.0436 | 0 | -53886831.3611 | s_1.0_1.05_-0.005_0.9 | 791377008.5246 | 2496961.5134 | 1792781651.1164 | -998907681.0496 | 793873970.038 | 1892145030.8479 | 893237349.7983 | 74385896.1812 | 115930071.676 | 1001404642.5919 | -57819204.2367 | s_1.0_1.05_-0.005_0.9 | 1654961615.6586 | -351174116.1883 | 2261710035.8367 | -957922536.358 | 1303787499.4702 | 2347713821.8694 | 1389791285.5114 | 59575253.2124 | 87759835.0084 | 606748420.1781 | -57819204.2367
s_1.0_1.05_-0.005_1.3 | 1441584368.6274 | -608587336.7546 | 1864530778.338 | -1031533744.9359 | 832997031.8728 | 1909189359.6168 | 877655614.6808 | 37311139.1121 | 44535469.1404 | 422946409.7106 | -37434251.2505 | s_1.0_1.05_-0.005_1.3 | -1265275244.2882 | 2181127494.3748 | -1265275244.2882 | 2181127494.3748 | 915852250.0866 | -1144080600.9102 | 1037046893.4646 | 39853273.6145 | 123851416.2134 | 0 | -37196500.779 | s_1.0_1.05_-0.005_1.3 | 395957201.6046 | -257927914.9632 | 1397361833.1407 | -1259332546.4704 | 138029286.6414 | 1455800790.8271 | 196468244.3566 | 52025719.5953 | 73030426.0312 | 1001404631.5361 | -37434251.2505 | s_1.0_1.05_-0.005_1.3 | 1259608728.2257 | -611769911.4286 | 1866357337.6612 | -1218518520.8556 | 647838816.7971 | 1911430252.9173 | 692911732.0617 | 37207648.4005 | 44846312.4061 | 606748609.4355 | -37434251.2505
s_1.0_1.05_0.01_0.9 | 714609647.5878 | 431200556.2442 | 1130687062.59 | 15123142.7713 | 1145810203.832 | 1273943638.0454 | 1289066780.8167 | 51138328.8578 | 138356499.1443 | 416077415.0022 | -56038405.1689 | s_1.0_1.05_0.01_0.9 | -2415801926.6206 | 3065942165.3969 | -2415801926.6206 | 3065942165.3969 | 650140238.7763 | -2151858927.6356 | 914083237.7612 | 59825412.9735 | 271644620.0026 | 0 | -52123791.9559 | s_1.0_1.05_0.01_0.9 | -3147642918.22 | 2825668380.4877 | -2131901644.6157 | 1809927106.9122 | -321974537.7323 | -1873829095.1443 | -63901988.232 | 72221942.1103 | 274256086.4128 | 1015741273.6043 | -56038405.1689 | s_1.0_1.05_0.01_0.9 | -70585085.4754 | 772128421.982 | 530706343.1896 | 170836993.3255 | 701543336.5066 | 695887459.736 | 866724453.0614 | 45826728.4453 | 154969439.8228 | 601291428.6649 | -56038405.1689
s_1.0_1.05_0.01_1.3 | 2982105566.6395 | -1026580884.8465 | 3398182940.2436 | -1442658256.9214 | 1955524681.7929 | 3464180671.4757 | 2021522414.5544 | 26793945.0257 | 57476321.8377 | 416077373.6041 | -35315354.4201 | s_1.0_1.05_0.01_1.3 | 69474831.5106 | 1339697128.9786 | 69474831.5106 | 1339697128.9786 | 1409171960.4892 | 249949983.4711 | 1589647112.4497 | 31503715.4095 | 176901263.4213 | 0 | -35077603.9487 | s_1.0_1.05_0.01_1.3 | -888898846.2803 | 1367833998.0779 | 126842426.7804 | 352092725.0459 | 478935151.7975 | 307664224.0066 | 659756949.0525 | 47871878.0869 | 193378320.8929 | 1015741273.0608 | -35315354.4201 | s_1.0_1.05_0.01_1.3 | 2193795706.24 | -685692374.7842 | 2795087197.3353 | -1286983865.871 | 1508103331.4558 | 2883014325.0986 | 1596030459.2276 | 21480236.2279 | 74092009.5712 | 601291491.0952 | -35315354.4201
s_1.0_1.075_0.0_1.0 | -343666816.5111 | 675718417.2511 | 80745810.0807 | 251305792.1886 | 332051600.74 | 192662861.422 | 443968653.6106 | 33728515.033 | 94626572.3472 | 424412626.5918 | -51018994.0271 | s_1.0_1.075_0.0_1.0 | -3729966900.0687 | 4070105722.7062 | -3729966900.0687 | 4070105722.7062 | 340138822.6375 | -3520988802.7774 | 549116919.9288 | 46981666.1842 | 206815013.1984 | 0 | -49144750.2771 | s_1.0_1.075_0.0_1.0 | -1253296515.912 | 1268898225.9552 | -251104236.4006 | 266705946.4726 | 15601710.0432 | -118515018.8165 | 148190927.6561 | 56214805.0564 | 137785028.6135 | 1002192279.5114 | -51018994.0271 | s_1.0_1.075_0.0_1.0 | -831268767.827 | 941944501.6051 | -222834857.1327 | 333510590.9192 | 110675733.7781 | -90396398.6029 | 243114192.3163 | 31790606.6909 | 113210071.1936 | 608433910.6943 | -51018994.0271
s_1.0_1.1_0.0_1.0 | 554533903.2775 | 117582909.5749 | 977930880.2939 | -305814065.9123 | 672116812.8524 | 1111745557.6116 | 805931491.6993 | 30428904.6486 | 113396270.2233 | 423396977.0165 | -50847311.743 | s_1.0_1.1_0.0_1.0 | -1180882442.7543 | 2224288877.4004 | -1180882442.7543 | 2224288877.4004 | 1043406434.6461 | -1000414194.4856 | 1223874682.9148 | 35628207.6967 | 167123387.9724 | 0 | -48973067.993 | s_1.0_1.1_0.0_1.0 | 334771465.1992 | 38203681.4978 | 1336164239.3192 | -963189092.5934 | 372975146.6969 | 1476535568.1892 | 513346475.5958 | 35574552.843 | 125098569.97 | 1001392774.12 | -50847311.743 | s_1.0_1.1_0.0_1.0 | 1207373411.5984 | -791826066.6012 | 1813752291.9442 | -1398204946.9386 | 415547344.9972 | 1915961086.7156 | 517756139.777 | 16526195.143 | 67887678.1713 | 606378880.3458 | -50847311.743
s_1.025_1.0_0.0_1.0 | -967273648.5195 | 1054058059.7268 | -544369155.674 | 631153568.4107 | 86784411.2073 | -419520410.4397 | 211633157.971 | 22122231.7185 | 96064005.229 | 422904492.8455 | -50906971.7238 | s_1.025_1.0_0.0_1.0 | 347225187.7345 | 745252198.7141 | 347225187.7345 | 745252198.7141 | 1092477386.4485 | 437507571.1254 | 1182759769.8395 | 25727295.0359 | 66976950.453 | 0 | -49032727.9739 | s_1.025_1.0_0.0_1.0 | -506786678.0874 | 456657494.0413 | 497585830.2866 | -547715014.3038 | -50129184.046 | 594925820.6068 | 47210806.303 | 42017505.4521 | 88450524.0484 | 1004372508.374 | -50906971.7238 | s_1.025_1.0_0.0_1.0 | -1029494493.296 | 835585849.8466 | -422759492.9831 | 228850849.5421 | -193908643.4494 | -299154726.5374 | -70303876.9953 | 14954224.0554 | 87652018.7773 | 606735000.313 | -50906971.7238
s_1.05_0.9_0.0_1.0 | 2175323621.2647 | -1115172719.9867 | 2587657151.1332 | -1527506248.3258 | 1060150901.2781 | 2673239868.3684 | 1145733620.0426 | 40629916.1962 | 74707983.0151 | 412333529.8684 | -51504650.4164 | s_1.05_0.9_0.0_1.0 | -2726006711.1591 | 2952458115.187 | -2726006711.1591 | 2952458115.187 | 226451404.0279 | -2533986474.0869 | 418471641.1001 | 51342820.8061 | 193732651.2119 | 0 | -49630406.6664 | s_1.05_0.9_0.0_1.0 | 931481894.376 | -512077880.2428 | 1926339714.2732 | -1506935700.1112 | 419404014.1332 | 2015560595.4144 | 508624895.3032 | 44190227.7118 | 81906458.4366 | 994857819.8972 | -51504650.4164 | s_1.05_0.9_0.0_1.0 | 2816614679.8656 | -1955635546.3558 | 3411365456.5402 | -2550386323.0219 | 860979133.5098 | 3471961434.1929 | 921575111.171 | 26773371.3041 | 35864698.5404 | 594750776.6746 | -51504650.4164
s_1.05_0.95_0.0_1.0 | 665453532.0177 | -86121453.2979 | 1083825338.7392 | -504493258.4901 | 579332078.7198 | 1170059563.2656 | 665566304.7755 | 24280322.6274 | 59427356.9441 | 418371806.7215 | -51087190.2097 | s_1.05_0.95_0.0_1.0 | -219486036.3176 | 1162351740.7808 | -219486036.3176 | 1162351740.7808 | 942865704.4632 | -122699952.3581 | 1039651788.4227 | 20670378.2061 | 68250963.0482 | 0 | -49205499.1174 | s_1.05_0.95_0.0_1.0 | 189302517.1463 | 196226868.9533 | 1173895412.2268 | -788366026.0984 | 385529386.0996 | 1273969679.0017 | 485603652.9033 | 37798046.7966 | 86785123.3618 | 984592895.0805 | -51087190.2097 | s_1.05_0.95_0.0_1.0 | 947460678.2396 | -265462869.8508 | 1548018469.9083 | -866020661.511 | 681997808.3888 | 1632736009.5988 | 766715348.0878 | 31747039.6578 | 65377389.1386 | 600557791.6687 | -51087190.2097
s_1.05_0.95_-0.005_0.9 | 1491042842.7141 | -634216818.5091 | 1903465350.6718 | -1046639324.9375 | 856826024.2049 | 1999246771.2515 | 952607446.314 | 21807766.2217 | 59970436.2934 | 412422507.9577 | -57618750.5081 | s_1.05_0.95_-0.005_0.9 | -661234319.4543 | 1480767835.5355 | -661234319.4543 | 1480767835.5355 | 819533516.0812 | -539636763.5211 | 941131072.0144 | 36507411.4487 | 104426283.0289 | 0 | -53678684.3531 | s_1.05_0.95_-0.005_0.9 | 498678306.4768 | -148046718.702 | 1484278871.5876 | -1133647283.784 | 350631587.7748 | 1592077258.4554 | 458429974.6714 | 44249021.915 | 94428658.2748 | 985600565.1108 | -57618750.5081 | s_1.05_0.95_-0.005_0.9 | 794104538.4126 | -332711290.6288 | 1390394328.8642 | -929001081.072 | 461393247.7838 | 1493615325.2836 | 564614244.2117 | 19863859.5733 | 65466105.4847 | 596289790.4517 | -57618750.5081
s_1.05_0.95_-0.005_1.3 | 1730494871.5236 | -852090726.6609 | 2142921478.6542 | -1264517332.2621 | 878404144.8628 | 2202683849.8263 | 938166517.5642 | 16915774.0562 | 39324756.7054 | 412426607.1306 | -37353388.5229 | s_1.05_0.95_-0.005_1.3 | -2121003468.8204 | 2531864435.8211 | -2121003468.8204 | 2531864435.8211 | 410860967.0007 | -1976833349.7699 | 555031086.0512 | 63898294.8153 | 170952775.8143 | 0 | -37115638.0514 | s_1.05_0.95_-0.005_1.3 | 800664498.4694 | -408585864.7566 | 1786265249.7418 | -1394186616.0002 | 392078633.7128 | 1858343391.4279 | 464156775.4277 | 38830376.9153 | 73555130.0785 | 985600751.2725 | -37353388.5229 | s_1.05_0.95_-0.005_1.3 | 962699383.5287 | -480127969.7459 | 1559100532.4141 | -1076529118.6228 | 482571413.7828 | 1628887932.5271 | 552358813.9043 | 16031226.6512 | 48465238.2413 | 596401148.8854 | -37353388.5229
s_1.05_0.95_0.01_0.9 | 912346765.9099 | -78955016.8888 | 1328697191.7765 | -495305441.2261 | 833391749.0211 | 1478921849.326 | 983616408.0999 | 31061937.8572 | 125355413.0898 | 416350425.8666 | -55931182.3169 | s_1.05_0.95_0.01_0.9 | -2199961382.7572 | 2862558297.9699 | -2199961382.7572 | 2862558297.9699 | 662596915.2127 | -1968921885.5768 | 893636412.3931 | 44146681.964 | 223169610.0405 | 0 | -52016569.1039 | s_1.05_0.95_0.01_0.9 | -1635931111.7958 | 2154065739.3616 | -630601573.3035 | 1148736200.8981 | 518134627.5658 | -400795922.5715 | 747940278.3266 | 63464408.1003 | 237338876.5154 | 1005329538.4924 | -55931182.3169 | s_1.05_0.95_0.01_0.9 | -109347877.2088 | 676394307.5561 | 491518525.3562 | 75527904.9995 | 567046430.3473 | 647628693.1943 | 723156598.1939 | 39820417.5101 | 139999403.0313 | 600866402.565 | -55931182.3169
s_1.05_0.95_0.01_1.3 | 1711086675.1413 | -1059684641.4279 | 2127437230.9759 | -1476035195.7332 | 651402033.7133 | 2238333045.8959 | 762297850.1627 | 41702670.5706 | 116666945.2417 | 416350555.8346 | -35931540.2489 | s_1.05_0.95_0.01_1.3 | -2148792483.2062 | 2262694067.2387 | -2148792483.2062 | 2262694067.2387 | 113901584.0326 | -1947780807.4323 | 314913259.8065 | 51222019.4497 | 216539905.4462 | 0 | -35693789.7774 | s_1.05_0.95_0.01_1.3 | -824079262.284 | 1173311565.6334 | 181250329.7528 | 167981973.6255 | 349232303.3494 | 371704346.5922 | 539686320.2177 | 74131908.5549 | 228654385.1455 | 1005329592.0368 | -35931540.2489 | s_1.05_0.95_0.01_1.3 | 694796158.2577 | -304357571.7192 | 1295662626.3827 | -905224039.8359 | 390438586.5384 | 1412409288.7344 | 507185248.8985 | 50491427.0478 | 131306549.1505 | 600866468.1251 | -35931540.2489
s_1.05_1.0_0.0_1.0 | 3201616268.9207 | -2497707676.7612 | 3618794926.1318 | -2914886332.443 | 703908592.1594 | 3665130047.6474 | 750243715.2044 | -8471082.0804 | -13063468.3701 | 417178657.2111 | -50927507.8053 | s_1.05_1.0_0.0_1.0 | -1131707170.548 | 1774459914.4038 | -1131707170.548 | 1774459914.4038 | 642752743.8559 | -1003270414.9071 | 771189499.4967 | 20422496.9973 | 99805988.5828 | 0 | -49053264.0554 | s_1.05_1.0_0.0_1.0 | -542185199.0331 | 782356826.3288 | 443765118.6802 | -203593491.3558 | 240171627.2956 | 586383836.7081 | 382790345.3524 | 34501465.2589 | 126192675.4815 | 985950317.7134 | -50927507.8053 | s_1.05_1.0_0.0_1.0 | 1007702946.1372 | -810898244.6296 | 1609568401.0583 | -1412763699.5423 | 196804701.5076 | 1692710539.1243 | 279946839.582 | 7408313.6827 | 39622943.9434 | 601865454.9212 | -50927507.8053
s_1.05_1.0_-0.005_0.9 | -2634133250.3146 | 2302989244.017 | -2213150173.0518 | 1882006168.2835 | -331144006.2976 | -2048650039.9865 | -166643871.703 | 38948929.8186 | 145888172.1627 | 420983077.2628 | -57560890.7213 | s_1.05_1.0_-0.005_0.9 | -1048993974.5803 | 1497908118.4444 | -1048993974.5803 | 1497908118.4444 | 448914143.8641 | -916009362.8244 | 581898755.62 | 23953788.7904 | 103310873.3719 | 0 | -53627527.1744 | s_1.05_1.0_-0.005_0.9 | -618842162.494 | 585881906.6223 | 382112310.7327 | -415072566.5755 | -32960255.8716 | 502617898.7575 | 87545332.182 | 23183305.86 | 86128003.1635 | 1000954473.2267 | -57560890.7213 | s_1.05_1.0_-0.005_0.9 | -2730618090.5118 | 2545759574.5798 | -2123400179.162 | 1938541663.2384 | -184858515.932 | -1956683966.6108 | -18142303.3724 | 53628589.0167 | 162783910.8466 | 607217911.3498 | -57560890.7213
s_1.05_1.0_-0.005_1.3 | -2506207416.5102 | 2211595073.3568 | -2085224079.9231 | 1790611738.299 | -294612343.1534 | -1953150979.0063 | -162539240.7073 | 35032091.5791 | 129591693.9916 | 420983336.5871 | -37513498.5043 | s_1.05_1.0_-0.005_1.3 | -1647021492.2133 | 1711666023.3254 | -1647021492.2133 | 1711666023.3254 | 64644531.112 | -1530297970.2441 | 181368053.0813 | 40729528.511 | 120177302.4475 | 0 | -37275748.0328 | s_1.05_1.0_-0.005_1.3 | -479591591.3712 | 487106215.313 | 521363965.181 | -513849341.2104 | 7514623.9419 | 609762662.7593 | 95913321.5489 | 19098023.966 | 69983223.04 | 1000955556.5522 | -37513498.5043 | s_1.05_1.0_-0.005_1.3 | -2603908590.169 | 2454398099.853 | -1996690384.8604 | 1847179894.5528 | -149510490.316 | -1862400799.1393 | -15220904.5864 | 49712150.8139 | 146488238.0308 | 607218205.3086 | -37513498.5043
s_1.05_1.0_0.01_0.9 | 299701476.4178 | 373432733.7537 | 707765089.0756 | -34630877.3749 | 673134210.1715 | 845922638.0532 | 811291760.6783 | 38857767.6133 | 120824137.2882 | 408063612.6578 | -56191179.3026 | s_1.05_1.0_0.01_0.9 | -2550795145.2292 | 2583266083.7833 | -2550795145.2292 | 2583266083.7833 | 32470938.5541 | -2343887399.2867 | 239378684.4966 | 54170731.6861 | 208801911.5391 | 0 | -52276566.0895 | s_1.05_1.0_0.01_0.9 | -1897811690.6333 | 1967992789.3394 | -890386349.615 | 960567448.35 | 70181098.7061 | -658866751.213 | 301700697.1369 | 77418069.8583 | 252746488.9577 | 1007425341.0183 | -56191179.3026 | s_1.05_1.0_0.01_0.9 | -429888190.9199 | 873756174.7198 | 162127269.3948 | 281740714.4135 | 443867983.7999 | 310765705.6487 | 592506420.0623 | 46043153.1012 | 138490410.0526 | 592015460.3147 | -56191179.3026
s_1.05_1.0_0.01_1.3 | -512840086.4555 | 884702063.0266 | -104776176.4573 | 476638154.5577 | 371861976.5711 | 20133159.5365 | 496771314.0942 | 38254373.058 | 127333321.0671 | 408063909.9982 | -35830387.9846 | s_1.05_1.0_0.01_1.3 | -3238805684.9124 | 2963612910.0708 | -3238805684.9124 | 2963612910.0708 | -275192774.8417 | -3042654312.8548 | -79041402.7841 | 51592629.9282 | 212151364.4726 | 0 | -35592637.5132 | s_1.05_1.0_0.01_1.3 | -2992085608.5497 | 2735307204.3006 | -1984619030.1165 | 1727840625.8963 | -256778404.2491 | -1768817130.775 | -40976504.8787 | 83004390.2622 | 262975901.6192 | 1007466578.4331 | -35830387.9846 | s_1.05_1.0_0.01_1.3 | -1241391999.4993 | 1384991726.6254 | -649376529.3848 | 792976256.5193 | 143599727.1261 | -513986423.4892 | 278989833.0301 | 45438333.0126 | 144998050.9235 | 592015470.1145 | -35830387.9846
s_1.05_1.05_0.0_1.0 | -1408410972.8436 | 1392216032.1218 | -985098559.6528 | 968903620.4604 | -16194940.7217 | -841172335.4244 | 127731285.036 | 19282729.8206 | 112285511.018 | 423312413.1908 | -50923443.031 | s_1.05_1.05_0.0_1.0 | 827048956.1702 | 289162091.1222 | 827048956.1702 | 289162091.1222 | 1116211047.2924 | 913635884.4637 | 1202797975.5859 | 15108348.6092 | 52653524.9639 | 0 | -49041751.9388 | s_1.05_1.05_0.0_1.0 | -1219679523.8786 | 1194616192.5305 | -230974189.9952 | 205910858.6759 | -25063331.3481 | -115355387.4299 | 90555471.2461 | 20310729.5741 | 85006089.1084 | 988705333.8834 | -50923443.031 | s_1.05_1.05_0.0_1.0 | -1270514245.2527 | 1227316725.0306 | -667087064.4237 | 623889544.2101 | -43197520.2221 | -529707092.319 | 94182451.8911 | 22976513.2812 | 109433042.3549 | 603427180.829 | -50923443.031
s_1.05_1.05_-0.005_0.9 | 892238460.3044 | 70160330.0163 | 1306442958.7766 | -344044166.9266 | 962398790.3207 | 1428497051.2665 | 1084452884.3399 | 38916283.2591 | 103367108.7344 | 414204498.4722 | -57603267.0147 | s_1.05_1.05_-0.005_0.9 | 2306610823.4416 | -685662143.9127 | 2306610823.4416 | -685662143.9127 | 1620948679.5289 | 2394826100.7197 | 1709163956.807 | 27883732.3947 | 62435808.8131 | 0 | -53663200.8598 | s_1.05_1.05_-0.005_0.9 | -92430956.9333 | 709666494.1003 | 911502632.6596 | -294267095.4638 | 617235537.1669 | 1029982625.8842 | 735715530.4204 | 46468093.7091 | 107344819.919 | 1003933589.5929 | -57603267.0147 | s_1.05_1.05_-0.005_0.9 | -11330427.9766 | 570830210.5112 | 595347174.6005 | -35847392.0574 | 559499782.5346 | 733670669.4538 | 697823277.3964 | 44184354.2551 | 124904582.0937 | 606677602.5771 | -57603267.0147
s_1.05_1.05_-0.005_1.3 | -751101578.9797 | 1465753556.6475 | -336534419.5152 | 1051186398.7124 | 714651977.6679 | -212197761.2767 | 838988637.4357 | 52287557.6595 | 138759474.3696 | 414567159.4644 | -37864741.5285 | s_1.05_1.05_-0.005_1.3 | -498171863.0054 | 1095775361.7612 | -498171863.0054 | 1095775361.7612 | 597603498.7558 | -373484101.7888 | 722291259.9724 | 39174703.2118 | 126235473.3714 | 0 | -37626991.0571 | s_1.05_1.05_-0.005_1.3 | -542770358.1584 | 1039029343.5645 | 461163502.2145 | 35095483.2205 | 496258985.4061 | 561888654.8824 | 596984138.1029 | 42644424.806 | 105504835.9454 | 1003933860.3728 | -37864741.5285 | s_1.05_1.05_-0.005_1.3 | -462987411.1926 | 900064941.9059 | 143690416.9922 | 293387113.7296 | 437077530.7133 | 264294873.7612 | 557681987.4908 | 40318729.4374 | 123058444.6779 | 606677828.1848 | -37864741.5285
s_1.05_1.05_0.01_0.9 | 541634873.2539 | 127367026.1275 | 950173496.627 | -281171595.7163 | 669001899.3814 | 1074628072.9606 | 793456477.2443 | 40240960.1624 | 108260722.7704 | 408538623.3731 | -56434813.7257 | s_1.05_1.05_0.01_0.9 | -2613452330.4708 | 2749855883.0764 | -2613452330.4708 | 2749855883.0764 | 136403552.6056 | -2409347838.4854 | 340508044.591 | 63175892.6452 | 214760184.1179 | 0 | -52520200.5127 | s_1.05_1.05_0.01_0.9 | -1986276533.2204 | 1431233024.7844 | -988451472.6604 | 433407964.2533 | -555043508.436 | -809736530.8499 | -376328566.5966 | 61170624.6161 | 183450752.701 | 997825060.56 | -56434813.7257 | s_1.05_1.05_0.01_0.9 | -51766672.983 | 719274209.9586 | 540451731.0472 | 127055805.9369 | 667507536.9756 | 683863383.925 | 810919189.8619 | 51002194.0569 | 137979033.209 | 592218404.0302 | -56434813.7257
s_1.05_1.05_0.01_1.3 | 1326326423.5009 | -591379686.8468 | 1734865183.1401 | -999918444.9567 | 734946736.6541 | 1825235339.7057 | 825316894.7491 | 28962995.4275 | 83397046.657 | 408538759.6392 | -35936105.3361 | s_1.05_1.05_0.01_1.3 | -1928320152.5083 | 2126958851.1874 | -1928320152.5083 | 2126958851.1874 | 198638698.6792 | -1754107857.9597 | 372850993.2277 | 53561464.8694 | 192075404.5532 | 0 | -35698354.8647 | s_1.05_1.05_0.01_1.3 | -1196897233.7327 | 712571842.184 | -199072050.0944 | -285253341.4255 | -484325391.5487 | -54474620.3657 | -339727961.7912 | 49923172.1018 | 158584496.4943 | 997825183.6383 | -35936105.3361 | s_1.05_1.05_0.01_1.3 | 735744357.8885 | 677058.1085 | 1327962763.3412 | -591541347.3358 | 736421415.997 | 1437205499.6177 | 845664152.2819 | 39810775.0907 | 113117406.0311 | 592218405.4527 | -35936105.3361
s_1.05_1.1_0.0_1.0 | 1065892271.0537 | -348412641.077 | 1488939020.6455 | -771459389.1394 | 717479629.9767 | 1579060304.0688 | 807600914.9294 | 25280817.8972 | 64315634.9338 | 423046749.5918 | -51086466.3868 | s_1.05_1.1_0.0_1.0 | -2392997362.6342 | 3097940113.0133 | -2392997362.6342 | 3097940113.0133 | 704942750.3792 | -2206714564.6237 | 891225548.3896 | 30101664.0627 | 167179686.7787 | 0 | -49204775.2945 | s_1.05_1.1_0.0_1.0 | 1194714763.8939 | -298859915.7517 | 2183541437.9523 | -1287686589.7813 | 895854848.1422 | 2259196427.5973 | 971509837.8161 | 34847165.693 | 59415688.9512 | 988826674.0584 | -51086466.3868 | s_1.05_1.1_0.0_1.0 | 782233977.8969 | -296425475.6195 | 1385926818.8189 | -900118316.5331 | 485808502.2774 | 1472418765.1566 | 572300448.6235 | 28381163.4685 | 63786643.4193 | 603692840.922 | -51086466.3868
s_1.075_1.0_0.0_1.0 | 2158160172.44 | -1385779266.9659 | 2574218486.7049 | -1801837579.7014 | 772380905.4742 | 2654644873.3996 | 852807293.6982 | 24927531.2008 | 53406295.8236 | 416058314.2648 | -51947622.0719 | s_1.075_1.0_0.0_1.0 | -529371448.6048 | 1359508145.5697 | -529371448.6048 | 1359508145.5697 | 830136696.9649 | -404793304.7921 | 954714840.7776 | 34816077.7087 | 109815165.4358 | 0 | -49579056.0856 | s_1.075_1.0_0.0_1.0 | -14779291.1905 | 117710649.577 | 984870482.6066 | -881939124.1913 | 102931358.3865 | 1111779605.4227 | 229840481.2315 | 44364113.1579 | 119325613.9021 | 999649773.7971 | -51947622.0719 | s_1.075_1.0_0.0_1.0 | 30544656.9529 | 236222440.033 | 631652965.8969 | -364885868.9026 | 266767096.9859 | 766602238.9327 | 401716370.0301 | 34800763.6051 | 117802414.569 | 601108308.944 | -51947622.0719
s_1.1_0.9_0.0_1.0 | 1267132107.427 | -267026417.8195 | 1667934513.3167 | -667828822.1799 | 1000105689.6075 | 1756371244.2869 | 1088542422.107 | 44527678.8513 | 80696704.9194 | 400802405.8897 | -52267704.9021 | s_1.1_0.9_0.0_1.0 | -205108483.5357 | 1093097756.6119 | -205108483.5357 | 1093097756.6119 | 887989273.0763 | -69344374.7316 | 1023753381.8803 | 58188551.889 | 144053521.7773 | 0 | -49899138.9158 | s_1.1_0.9_0.0_1.0 | -1168670489.5915 | 1088126552.1298 | -177152310.3 | 96608372.867 | -80543937.4618 | -32670820.649 | 63937552.2181 | 61621170.6024 | 153834955.3513 | 991518179.2916 | -52267704.9021 | s_1.1_0.9_0.0_1.0 | 1355192221.149 | -487969267.9435 | 1937430038.04 | -1070207084.826 | 867222953.2056 | 2035031849.345 | 964824764.5191 | 38947633.7157 | 84281740.1187 | 582237816.8909 | -52267704.9021
s_1.1_0.95_0.0_1.0 | 1615373795.7476 | -627458279.6476 | 2016735958.0454 | -1028820440.4161 | 987915516.1 | 2104403769.3229 | 1075583328.9067 | 29085492.0883 | 64713377.2644 | 401362162.2978 | -52039926.1013 | s_1.1_0.95_0.0_1.0 | -511224489.104 | 1403059883.1031 | -511224489.104 | 1403059883.1031 | 891835393.9991 | -370855837.756 | 1032204045.3471 | 55721499.0618 | 146418790.2948 | 0 | -49671360.115 | s_1.1_0.95_0.0_1.0 | -51383693.1092 | 376207901.4635 | 941079258.004 | -616255049.6208 | 324824208.3544 | 1060545799.3095 | 444290749.6886 | 60405602.5484 | 127832217.7525 | 992462951.1132 | -52039926.1013 | s_1.1_0.95_0.0_1.0 | 1022437413.0444 | -117796809.0448 | 1607147458.0599 | -702506854.0519 | 904640603.9996 | 1701178588.7659 | 998671734.714 | 38178879.9345 | 80170084.5391 | 584710045.0155 | -52039926.1013
s_1.1_0.95_-0.005_0.9 | 886062161.8534 | 18812889.6534 | 1267218475.195 | -362343422.1589 | 904875051.5068 | 1371554658.3524 | 1009211236.1934 | 41966674.8264 | 88085583.0694 | 381156313.3416 | -58217274.9143 | s_1.1_0.95_-0.005_0.9 | -763816923.5449 | 1596978103.7719 | -763816923.5449 | 1596978103.7719 | 833161180.2271 | -636446151.82 | 960531951.9519 | 44221120.1263 | 117410052.3798 | 0 | -54181839.4713 | s_1.1_0.95_-0.005_0.9 | -661398721.2952 | 757702704.1563 | 316539029.7361 | -220235046.8462 | 96303982.8611 | 438421426.1452 | 218186379.2991 | 41754285.8576 | 105419407.3525 | 977937751.0313 | -58217274.9143 | s_1.1_0.95_-0.005_0.9 | 711151371.1381 | 3664477.4923 | 1275699457.3426 | -560883608.7038 | 714815848.6304 | 1378416851.7959 | 817533243.0921 | 40050811.2789 | 84550930.8179 | 564548086.2045 | -58217274.9143
s_1.1_0.95_-0.005_1.3 | 1277758956.2009 | -344602893.599 | 1658921163.6371 | -725765099.5058 | 933156062.6019 | 1726922804.1804 | 1001157704.6746 | 36046470.5353 | 65735113.8387 | 381162207.4362 | -38312997.24 | s_1.1_0.95_-0.005_1.3 | -435785319.4295 | 1292383734.3204 | -435785319.4295 | 1292383734.3204 | 856598414.8909 | -338632069.0672 | 953751665.2532 | 39014663.1232 | 98092666.717 | 0 | -38075246.7685 | s_1.1_0.95_-0.005_1.3 | -578758565.8174 | 671807441.8371 | 399236268.4574 | -306187392.4089 | 93048876.0197 | 487190103.9835 | 181002711.5746 | 38581379.0833 | 88222217.3694 | 977994834.2748 | -38312997.24 | s_1.1_0.95_-0.005_1.3 | 1181062061.932 | -440754874.2925 | 1745658082.1648 | -1005350894.5169 | 740307187.6395 | 1821597121.576 | 816246227.0591 | 29248612.1209 | 66874654.2921 | 564596020.2328 | -38312997.24
s_1.1_0.95_0.01_0.9 | 915456317.2143 | -374872286.0125 | 1332760821.7002 | -792176788.9691 | 540584031.2017 | 1426331698.0937 | 634154909.1246 | 19463722.314 | 57324404.403 | 417304504.4859 | -55710194.3045 | s_1.1_0.95_0.01_0.9 | 19241851601.7636 | -13650920302.8259 | 19241851601.7636 | -13650920302.8259 | 5590931298.9377 | 19046890591.2597 | 5395970288.4338 | -23925348.7705 | -270648769.1288 | 0 | -51762409.8544 | s_1.1_0.95_0.01_0.9 | -496657100.3441 | 436361996.0019 | 511617865.4052 | -571912969.7186 | -60295104.3422 | 631373651.6897 | 59460681.9711 | 35330919.4472 | 99376511.4271 | 1008274965.7493 | -55710194.3045 | s_1.1_0.95_0.01_0.9 | 2247966847.2986 | -1708614658.6748 | 2848462063.583 | -2309109874.9508 | 539352188.6237 | 2902606147.495 | 593496272.5442 | 11641279.5406 | 10075169.1481 | 600495216.2844 | -55710194.3045
s_1.1_0.95_0.01_1.3 | -23570222.7223 | 425120177.3565 | 393734446.1861 | 7815509.9774 | 401549954.6342 | 485337997.1256 | 493153507.103 | 27102910.1565 | 83542822.8634 | 417304668.9084 | -35163638.2326 | s_1.1_0.95_0.01_1.3 | 18232993416.5683 | -12804387804.5245 | 18232993416.5683 | -12804387804.5245 | 5428605612.0438 | 18040526122.237 | 5236138317.7125 | -15124933.5489 | -242518115.6413 | 0 | -34925887.7611 | s_1.1_0.95_0.01_1.3 | -1438817521.462 | 1236533477.0667 | -430542411.0189 | 228258366.6524 | -202284044.3953 | -312822421.2392 | -84564054.5868 | 43049194.7807 | 125605546.3278 | 1008275110.4431 | -35163638.2326 | s_1.1_0.95_0.01_1.3 | 996039176.9467 | -654303793.8922 | 1596605431.4562 | -1254870048.3933 | 341735383.0544 | 1651743543.0282 | 396873494.6348 | 23266840.7499 | 43241314.0893 | 600566254.5096 | -35163638.2326
s_1.1_1.0_0.0_1.0 | 1336168711.9743 | -714529830.88 | 1752008095.1745 | -1130369212.551 | 621638881.0943 | 1830676288.958 | 700307076.407 | 34851455.2644 | 61557430.5 | 415839383.2003 | -51962218.5479 | s_1.1_1.0_0.0_1.0 | -197550938.3767 | 1222816286.8266 | -197550938.3767 | 1222816286.8266 | 1025265348.4499 | -78234599.4595 | 1144581687.3672 | 34707822.4773 | 104430508.8329 | 0 | -49593652.5616 | s_1.1_1.0_0.0_1.0 | -711807820.7824 | 931534757.553 | 278263538.2007 | -58536601.4013 | 219726936.7706 | 427668938.8789 | 369132337.4776 | 58974445.5648 | 156417627.6951 | 990071358.9831 | -51962218.5479 | s_1.1_1.0_0.0_1.0 | 1447064412.0609 | -789804213.3328 | 2046688373.5893 | -1389428174.8528 | 657260198.7281 | 2126885320.9532 | 737457146.1004 | 38683019.906 | 66917748.722 | 599623961.5284 | -51962218.5479
s_1.1_1.0_-0.005_0.9 | 1458926668.1014 | -431132438.8361 | 1851956522.1306 | -824162291.3359 | 1027794229.2654 | 1938533293.1465 | 1114371001.8106 | 35509924.0285 | 63951523.5361 | 393029854.0292 | -58135171.5083 | s_1.1_1.0_-0.005_0.9 | 58050384.2238 | 893174095.843 | 58050384.2238 | 893174095.843 | 951224480.0668 | 170718362.2887 | 1063892458.1317 | 37350183.8632 | 95918425.8629 | 0 | -54099736.0653 | s_1.1_1.0_-0.005_0.9 | 414598965.7768 | -323403012.7501 | 1410291683.6255 | -1319095730.5699 | 91195953.0267 | 1507143284.9888 | 188047554.4189 | 24324795.5751 | 63041225.4301 | 995692717.8487 | -58135171.5083 | s_1.1_1.0_-0.005_0.9 | -1001813.5823 | 539568015.2613 | 589691877.1355 | -51125675.4481 | 538566201.679 | 695725523.3152 | 644599847.8671 | 43240566.5997 | 91139041.2711 | 590693690.7178 | -58135171.5083
s_1.1_1.0_-0.005_1.3 | 1614747550.2847 | -444395439.9307 | 2007830042.9927 | -837477931.1094 | 1170352110.354 | 2059191495.2987 | 1221713564.1893 | 42976753.7037 | 56025482.2005 | 393082492.7081 | -38312723.8092 | s_1.1_1.0_-0.005_1.3 | -898095638.7877 | 1802805101.551 | -898095638.7877 | 1802805101.551 | 904709462.7633 | -792449324.3923 | 1010355777.1587 | 48879440.1618 | 116450781.2195 | 0 | -38074973.3377 | s_1.1_1.0_-0.005_1.3 | 720863520.9082 | -458503763.5993 | 1716572554.3944 | -1454212797.0567 | 262359757.3089 | 1781551131.7562 | 327338334.6995 | 26595590.2775 | 53261443.8301 | 995709033.4862 | -38312723.8092 | s_1.1_1.0_-0.005_1.3 | 436911408.4187 | 284946393.3277 | 1027605352.1346 | -305747550.3798 | 721857801.7464 | 1102654727.8442 | 796907177.4644 | 43719623.682 | 80456275.5824 | 590693943.7159 | -38312723.8092
s_1.1_1.0_0.01_0.9 | 1238548643.1096 | -841485846.295 | 1655108474.3216 | -1258045675.9778 | 397062796.8146 | 1724061551.0815 | 466015875.1037 | 16637580.0594 | 29814485.8969 | 416559831.212 | -55776170.9224 | s_1.1_1.0_0.01_0.9 | -3043007115.1432 | 3260733508.4229 | -3043007115.1432 | 3260733508.4229 | 217726393.2796 | -2843694414.7839 | 417039093.639 | 39582761.6881 | 187033904.3381 | 0 | -51861557.7094 | s_1.1_1.0_0.01_0.9 | -503561256.9436 | 598784050.5209 | 504784978.5553 | -409562184.9492 | 95222793.5773 | 622639112.5601 | 213076927.611 | 40730457.5238 | 102808420.6063 | 1008346235.4989 | -55776170.9224 | s_1.1_1.0_0.01_0.9 | -224031743.6252 | 598098557.7681 | 377296451.2467 | -3229637.0953 | 374066814.143 | 503445257.6304 | 500215620.535 | 33581006.2426 | 103953641.7039 | 601328194.8719 | -55776170.9224
s_1.1_1.0_0.01_1.3 | 776927126.5893 | -385604282.9894 | 1193487164.8483 | -802164319.7192 | 391322843.5998 | 1278959393.6848 | 476795073.9656 | 17938442.8124 | 68120196.4989 | 416560038.2591 | -35290475.15 | s_1.1_1.0_0.01_1.3 | -4557205176.1269 | 4290064891.6929 | -4557205176.1269 | 4290064891.6929 | -267140284.434 | -4332883404.7829 | -42818513.0899 | 39567174.3077 | 228836220.9732 | 0 | -35052724.6785 | s_1.1_1.0_0.01_1.3 | -964662451.7146 | 1054709482.7046 | 43683982.5849 | 46363048.434 | 90047030.99 | 178057649.8091 | 224420698.2431 | 42035163.9873 | 141118356.0615 | 1008346434.2995 | -35290475.15 | s_1.1_1.0_0.01_1.3 | -691998767.2402 | 1053219419.1039 | -90670653.9773 | 451891305.8495 | 361220651.8637 | 51976509.1965 | 503867815.046 | 34904735.2652 | 142261423.289 | 601328113.2628 | -35290475.15
s_1.1_1.05_0.0_1.0 | 2488641637.6883 | -1506827673.0863 | 2904960370.1417 | -1923146404.0104 | 981813964.602 | 2973802534.5953 | 1050656130.5849 | 35080449.3227 | 51847564.8693 | 416318732.4535 | -52075048.907 | s_1.1_1.05_0.0_1.0 | -491423587.0019 | 1632390750.3447 | -491423587.0019 | 1632390750.3447 | 1140967163.3428 | -372364068.0745 | 1260026682.2701 | 49915416.9194 | 119268452.9261 | 0 | -49706482.9207 | s_1.1_1.05_0.0_1.0 | -2235660630.9071 | 2463731858.6814 | -1241640550.1991 | 1469711778.0023 | 228071227.7744 | -1051134222.9567 | 418577555.0456 | 78605600.1871 | 217036878.5225 | 994020080.708 | -52075048.907 | s_1.1_1.05_0.0_1.0 | 317139189.3642 | 331454230.4788 | 918571979.8434 | -269978559.9919 | 648593419.843 | 1034938893.9794 | 764960333.9875 | 53651256.2217 | 117943121.4508 | 601432790.4791 | -52075048.907
s_1.1_1.05_-0.005_0.9 | -2063864171.4709 | 2369345157.543 | -1669601941.6295 | 1975082929.2309 | 305480986.0721 | -1513467177.9021 | 461615751.3288 | 45142805.0791 | 143126142.358 | 394262229.8414 | -58151426.4485 | s_1.1_1.05_-0.005_0.9 | -857672962.327 | 1673758224.3445 | -857672962.327 | 1673758224.3445 | 816085262.0174 | -731767847.7304 | 941990376.6141 | 39778910.3052 | 111568033.8964 | 0 | -54115991.0055 | s_1.1_1.05_-0.005_0.9 | 429571161.5023 | -261284282.8215 | 1424243502.2535 | -1255956623.5439 | 168286878.6808 | 1510060185.9724 | 254103562.4285 | 27058395.8924 | 54723653.1627 | 994672340.7512 | -58151426.4485 | s_1.1_1.05_-0.005_0.9 | -357512264.7576 | 1075951133.0263 | 232280044.5184 | 486158823.7587 | 718438868.2687 | 342152424.0097 | 828311247.7685 | 57998130.4436 | 109719083.4865 | 589792309.276 | -58151426.4485
s_1.1_1.05_-0.005_1.3 | -1821395809.8314 | 2073385694.6012 | -1427133406.6144 | 1679123292.9135 | 251989884.7698 | -1303805266.6201 | 375318026.2934 | 38138114.6581 | 123241979.3708 | 394262403.217 | -38224275.2815 | s_1.1_1.05_-0.005_1.3 | -1057249040 | 1783751363.3758 | -1057249040 | 1783751363.3758 | 726502323.3758 | -964368661.2521 | 819382702.1237 | 40733540.4172 | 95627394.3551 | 0 | -37986524.8101 | s_1.1_1.05_-0.005_1.3 | 662518295.866 | -575378542.2027 | 1657151468.6584 | -1570011714.9663 | 87139753.6633 | 1705837176.7731 | 135825461.8068 | 21099744.8025 | 31561177.6357 | 994633172.7924 | -38224275.2815 | s_1.1_1.05_-0.005_1.3 | -116709175.3336 | 780238509.2571 | 473083329.569 | 190446004.363 | 663529333.9235 | 550137823.1589 | 740583827.5219 | 51012618.5246 | 89842836.8331 | 589792504.9025 | -38224275.2815
s_1.1_1.05_0.01_0.9 | -52039257.5089 | 538220449.4931 | 366031582.4272 | 120149611.0863 | 486181191.9842 | 514807958.5206 | 634957569.6069 | 46531107.4653 | 139345670.4537 | 418070839.9361 | -55961813.1049 | s_1.1_1.05_0.01_0.9 | -3862491921.3437 | 3838631643.1377 | -3862491921.3437 | 3838631643.1377 | -23860278.206 | -3624039470.9443 | 214592172.1934 | 48973388.0838 | 235384839.4205 | 0 | -52040999.0626 | s_1.1_1.05_0.01_0.9 | -2578857189.9603 | 2576558871.4289 | -1566148652.2835 | 1563850333.781 | -2298318.5313 | -1352387045.8483 | 211463287.9328 | 61926338.1954 | 219726131.5257 | 1012708537.6767 | -55961813.1049 | s_1.1_1.05_0.01_0.9 | -224047078.2786 | 773293897.9784 | 371181046.137 | 178065773.5713 | 549246819.6998 | 530202823.427 | 708268596.9982 | 51574162.2931 | 154634126.4781 | 595228124.4156 | -55961813.1049
s_1.1_1.05_0.01_1.3 | -188802552.5836 | 442025103.8893 | 229268402.3791 | 23954150.4558 | 253222551.3056 | 357181901.5157 | 381136051.9715 | 29329052.1404 | 122263130.4641 | 418070954.9627 | -34979420.8129 | s_1.1_1.05_0.01_1.3 | -3919164628.8704 | 3676480631.0468 | -3919164628.8704 | 3676480631.0468 | -242683997.8237 | -3697362464.5868 | -20881833.54 | 30368204.627 | 217428698.5692 | 0 | -34741670.3414 | s_1.1_1.05_0.01_1.3 | -1716392999.856 | 1729646439.3159 | -703890947.133 | 717144386.6217 | 13253439.4598 | -531555126.8223 | 185589259.7994 | 39464573.9937 | 176820973.4916 | 1012502052.723 | -34979420.8129 | s_1.1_1.05_0.01_1.3 | -362391004.5041 | 677078832.0123 | 232837052.9586 | 81850774.5581 | 314687827.5083 | 370992922.4449 | 452843697.003 | 34371412.1321 | 137547860.8055 | 595228057.4626 | -34979420.8129
s_1.1_1.1_0.0_1.0 | -1985853327.6826 | 2051640411.2209 | -1562909905.2701 | 1628696990.3377 | 65787083.5383 | -1400679700.3542 | 228017289.9836 | 47199425.6558 | 157313992.6132 | 422943422.4124 | -52115637.9587 | s_1.1_1.1_0.0_1.0 | -505900862.5362 | 1636739205.1521 | -505900862.5362 | 1636739205.1521 | 1130838342.616 | -381508021.2896 | 1255231183.8626 | 49619575.7222 | 124265344.9965 | 0 | -49747071.9724 | s_1.1_1.1_0.0_1.0 | -2310370152.6223 | 2189904063.4903 | -1326138801.3912 | 1205672712.2881 | -120466089.132 | -1154979040.2012 | 50693672.0869 | 66505382.5957 | 185549505.8271 | 984231351.231 | -52115637.9587 | s_1.1_1.1_0.0_1.0 | -1469379140.27 | 1464018291.3053 | -863363773.1284 | 858002924.1721 | -5360848.9647 | -716478526.6857 | 141524397.4864 | 41090844.8325 | 135860453.3165 | 606015367.1417 | -52115637.9587
s_1.15_1.0_0.0_1.0 | 1195885281.0054 | -108456634.1507 | 1590577237.6973 | -503148589.3133 | 1087428646.8547 | 1701692723.9177 | 1198544134.6044 | 31406490.9515 | 90379378.6659 | 394691956.6919 | -52142598.5059 | s_1.15_1.0_0.0_1.0 | -2493335432.7557 | 2832746616.835 | -2493335432.7557 | 2832746616.835 | 339411184.0794 | -2346579225.7679 | 486167391.0671 | 39296752.624 | 136278927.0922 | 0 | -49774032.5196 | s_1.15_1.0_0.0_1.0 | -1020526413.1474 | 1143965424.2483 | -21801920.6148 | 145240931.7445 | 123439011.1009 | 106233044.7763 | 251473976.5208 | 39708780.2514 | 115601147.1366 | 998724492.5326 | -52142598.5059 | s_1.15_1.0_0.0_1.0 | 904215613.5513 | 5288320.4354 | 1494795029.7511 | -585291095.7559 | 909503933.9868 | 1594135762.5708 | 1008844666.8149 | 38444115.0737 | 85642249.3875 | 590579416.1998 | -52142598.5059
s_1.2_0.9_0.0_1.0 | -1132528294.9488 | 1887209912.7146 | -730747634.4546 | 1485429253.7497 | 754681617.7658 | -595750315.011 | 889678938.7386 | 68609749.6744 | 150870277.9814 | 401780660.4943 | -52736791.1366 | s_1.2_0.9_0.0_1.0 | 131112.0157 | 1175504197.1837 | 131112.0157 | 1175504197.1837 | 1175635309.1994 | 113256708.1335 | 1288760905.3172 | 47487386.2677 | 110244757.2353 | 0 | -50368225.1503 | s_1.2_0.9_0.0_1.0 | 880922576.0663 | -313782866.9298 | 1859452802.5559 | -1292313093.3906 | 567139709.1365 | 1951858707.578 | 659545614.1875 | 45811093.4531 | 85480207.3387 | 978530226.4896 | -52736791.1366 | s_1.2_0.9_0.0_1.0 | -349236767.4525 | 1143392937.4613 | 236473480.2273 | 557682689.7899 | 794156170.0088 | 362732607.9584 | 920415297.7484 | 59224679.2357 | 132747015.8303 | 585710247.6797 | -52736791.1366
s_1.2_0.95_0.0_1.0 | -284245300.0828 | 1138939445.5833 | 117567266.2055 | 737126880.8243 | 854694145.5005 | 250903092.8563 | 988029973.6806 | 51015504.0414 | 131623929.0526 | 401812566.2883 | -52727401.6396 | s_1.2_0.95_0.0_1.0 | -1439347092.4596 | 2098335191.487 | -1439347092.4596 | 2098335191.487 | 658988099.0274 | -1301563692.8504 | 796771498.6366 | 36451835.003 | 123876398.9589 | 0 | -50358835.6532 | s_1.2_0.95_0.0_1.0 | -679679480.758 | 829901164.8094 | 299201325.8765 | -148979641.7963 | 150221684.0514 | 412342726.2654 | 263363084.4691 | 33533695.7211 | 93947694.4705 | 978880806.6345 | -52727401.6396 | s_1.2_0.95_0.0_1.0 | -1139894392.4953 | 1511271476.2265 | -557268848.8186 | 928645932.5582 | 371377083.7312 | -400508464.8019 | 528137467.7564 | 40466027.4668 | 144499009.844 | 582625543.6767 | -52727401.6396
s_1.2_1.0_0.0_1.0 | -121117967.9305 | 920604777.6882 | 261374476.2541 | 538112335.0328 | 799486809.7577 | 384677033.5026 | 922789368.5354 | 39875679.4987 | 110569237.6107 | 382492444.1846 | -52608999.1364 | s_1.2_1.0_0.0_1.0 | -1437406090.9985 | 2382071849.114 | -1437406090.9985 | 2382071849.114 | 944665758.1155 | -1287969139.047 | 1094102710.067 | 46698101.9555 | 145894620.7569 | 0 | -50240433.1501 | s_1.2_1.0_0.0_1.0 | -1257980389.5776 | 1378442346.1441 | -275837473.9941 | 396299430.5894 | 120461956.5665 | -147300028.1119 | 248999402.4774 | 36039236.3839 | 111967683.1296 | 982142915.5836 | -52608999.1364 | s_1.2_1.0_0.0_1.0 | 110953632.4782 | 632304274.8033 | 677474038.6396 | 65783868.6504 | 743257907.2815 | 814674337.6836 | 880458206.334 | 36980992.6651 | 121572292.5727 | 566520406.1614 | -52608999.1364
s_1.2_1.05_0.0_1.0 | 178048477.0608 | 701344572.6918 | 561026175.7522 | 318366875.5296 | 879393049.7525 | 684049513.0051 | 1002416388.5347 | 38898824.5524 | 109361424.3946 | 382977698.6914 | -52560737.4106 | s_1.2_1.05_0.0_1.0 | -1674146854.6435 | 2468460318.2493 | -1674146854.6435 | 2468460318.2493 | 794313463.6058 | -1521493639.6438 | 946966678.6055 | 37623641.422 | 140084684.9973 | 0 | -50192171.4243 | s_1.2_1.05_0.0_1.0 | -1171951253.3574 | 1498259152.0926 | -198797466.796 | 525105365.56 | 326307898.7351 | -57174977.7128 | 467930387.8472 | 34904525.3132 | 123966276.9858 | 973153786.5614 | -52560737.4106 | s_1.2_1.05_0.0_1.0 | 76312393.0282 | 636038906.8585 | 643338257.5335 | 69013042.3616 | 712351299.8867 | 772947054.2038 | 841960096.5654 | 34148568.5592 | 111196627.8189 | 567025864.5053 | -52560737.4106
s_1.2_1.1_0.0_1.0 | 383145399.9468 | 307368610.4184 | 768082606.4532 | -77568594.5587 | 690514010.3652 | 860941900.2268 | 783373305.6681 | 30943857.7344 | 71220003.916 | 384937206.5064 | -52583147.592 | s_1.2_1.1_0.0_1.0 | -1307254444.6752 | 1674369809.1169 | -1307254444.6752 | 1674369809.1169 | 367115364.4417 | -1188401997.1216 | 485967811.9953 | 28601738.5766 | 97239604.5245 | 0 | -50214581.6057 | s_1.2_1.1_0.0_1.0 | -600076142.9048 | 714952590.2765 | 361561779.0666 | -246685331.6662 | 114876447.3717 | 471887647.6745 | 225202316.0083 | 27803308.8137 | 85546029.8296 | 961637921.9715 | -52583147.592 | s_1.2_1.1_0.0_1.0 | -3040686579.4078 | 3088183569.8956 | -2475973834.1326 | 2523470824.6288 | 47496990.4878 | -2298171146.7265 | 225299677.9023 | 49587385.6912 | 174806925.5052 | 564712745.2753 | -52583147.592
s_1.0_1.0_-0.01_1.0 | -1566147435.4992 | 1892602875.9346 | -1143529934.7223 | 1469985376.687 | 326455440.4353 | -1003419266.1431 | 466566110.5439 | 53201657.6254 | 141099594.3175 | 422617500.7769 | -52212731.8871 | s_1.0_1.0_-0.01_1.0 | -491671366.6141 | 1005050719.5688 | -491671366.6141 | 1005050719.5688 | 513379352.9546 | -362298440.6026 | 642752278.9662 | 42990220.8101 | 122032106.0269 | 0 | -50331040.7948 | s_1.0_1.0_-0.01_1.0 | -1266496652.6139 | 977381908.8883 | -261234059.3464 | -27880684.3503 | -289114743.7255 | -132632697.1567 | -160513381.507 | 48733287.7588 | 125121918.0614 | 1005262593.2675 | -52212731.8871 | s_1.0_1.0_-0.01_1.0 | -1649192018.6947 | 1766945169.5466 | -1042875730.7139 | 1160628881.5742 | 117753150.8519 | -889253225.6913 | 271375655.883 | 46204640.3749 | 147614413.5105 | 606316287.9808 | -52212731.8871

## Central_weighted
[5 empty] | 2 | 4 | 6 | 7 | 8 | 9 | 10 | 11 | 12
Weighted sums:
[14 empty] | CS | CS_net | TS | Net CS | Net TS | Transmission_cost | Transmission benefit | Interconnection revenue | Battery investment
[5 empty] | 12: Central, weighted mean | 538.4905 | 965.499 | 721.8892 | 1075.6684 | 832.0586 | 32.237 | 93.1292 | 427.0085 | -49.2771
[5 empty] | 12: Mean - unweighted | 556.9892 | 973.2328 | 781.4026 | 1085.6731 | 893.8429 | 33.8287 | 97.7525 | 416.2436 | -48.5165
[5 empty] | 12: Median - unweighted | 714.6096 | 1130.6871 | 770.913 | 1278.9594 | 875.9405 | 34.8515 | 95.0263 | 418.115 | -50.907
[5 empty] | 12: Lower quartile - unweighted | -132.9212 | 261.3745 | 445.5275 | 385.6317 | 566.6589 | 24.2951 | 64.7134 | 413.1079 | -55.2804
[5 empty] | 12: Upper quartile - unweighted | 1458.9267 | 1864.5308 | 1065.2157 | 1938.5333 | 1178.0052 | 42.9768 | 124.5243 | 423.1055 | -38.2243
[5 empty] | 12: Alternative | -896.1837 | -896.1837 | 796.3312 | -750.0871 | 942.4278 | 36.1868 | 134.9887 | 0 | -47.2947
[5 empty] | 12: Mean - unweighted | -807.9456 | -807.9456 | 842.8138 | -660.712 | 990.0474 | 36.3904 | 137.1027 | 0 | -46.5213
[5 empty] | 12: Median - unweighted | -1057.249 | -1057.249 | 803.3595 | -958.6911 | 952.3951 | 35.6282 | 126.5584 | 0 | -49.0416
[5 empty] | 12: Lower quartile - unweighted | -2132.4869 | -2132.4869 | 493.9382 | -1964.4951 | 640.954 | 28.0469 | 103.3109 | 0 | -51.4611
[5 empty] | 12: Upper quartile - unweighted | -139.4392 | -139.4392 | 1052.1095 | 14.5407 | 1201.1047 | 46.9817 | 177.8585 | 0 | -37.9865
[5 empty] | 12: Future only | -81.6333 | 921.4368 | 211.1898 | 1036.9098 | 326.6628 | 42.2272 | 109.3407 | 1003.0701 | -48.3595
[5 empty] | 12: Mean - unweighted | -130.808 | 869.4691 | 339.4788 | 993.6395 | 463.6492 | 43.984 | 119.6379 | 1000.2771 | -48.5165
[5 empty] | 12: Median - unweighted | -372.8302 | 626.1831 | 240.1716 | 766.3568 | 382.7903 | 43.4463 | 107.3448 | 1002.1923 | -50.907
[5 empty] | 12: Lower quartile - unweighted | -1168.6705 | -177.1523 | 30.6914 | -32.6708 | 148.1909 | 34.8472 | 85.0061 | 994.0492 | -55.2804
[5 empty] | 12: Upper quartile - unweighted | 720.8635 | 1716.5726 | 567.1397 | 1802.3943 | 747.9403 | 54.5651 | 146.2311 | 1008.3464 | -38.2243
[5 empty] | 12: HVDC only | -239.0117 | 376.5847 | 426.8742 | 500.9379 | 551.2274 | 36.5977 | 111.6738 | 615.5964 | -49.2771
[5 empty] | 12: Mean - unweighted | 221.6239 | 822.6999 | 574.598 | 940.8719 | 692.7701 | 35.1753 | 104.8309 | 601.0759 | -48.5165
[5 empty] | 12: Median - unweighted | 283.7369 | 899.8475 | 596.6438 | 1034.9389 | 697.8233 | 34.9672 | 108.6574 | 603.0576 | -50.907
[5 empty] | 12: Lower quartile - unweighted | -872.4967 | -264.9473 | 321.3906 | -150.5415 | 440.2697 | 24.6559 | 77.6673 | 597.941 | -55.2804 | [7 empty] | Parameters, log normal |  |  |  |  | Parameters |  |  |  |  | Parameters |  |  |  |  | Parameters
[5 empty] | 12: Upper quartile - unweighted | 1181.0621 | 1745.6581 | 794.1562 | 1821.5971 | 908.2757 | 45.4383 | 132.747 | 607.4246 | -38.2243 | [6 empty] | logmean | -0.0073604 |  |  |  | mean | 1 |  |  |  | mean | 0 |  |  |  | uniform | 0.2
[29 empty] | logsd | 0.11745 |  |  |  | sd | 0.025574 |  |  |  | sd | 0.011371
[5 empty] | 2: Unweighted | Weighted | [8 empty] | Weights | [6 empty] | Densities
Scenario | SRMC | LRMC | Demand | Batteries | CS | CS_net | TS | Net CS | Net TS | Transmission_cost | Transmission benefit | Interconnection revenue | Battery investment | CS | CS_net | TS | Net CS | Net TS | Transmission_cost | Transmission benefit | Interconnection revenue | Battery investment | SRMC | LRMC | Demand | Batteries | Total | Weight | x | SRMC | p(x) | Actual | Expected | x | LRMC | p(x) | Actual | Expected | x | Demand | p(x) | Actual | Expected | x | Batteries | p(x) | Actual | Expected
s_0.8_1.0_0.0_1.0 | 0.8 | 1 | 0 | 1 | 1903633102.966 | 2322467702.1948 | 1571958295.9772 | 2445010451.7355 | 1694501047.0472 | 21402641.8249 | 93668910.9228 | 418834599.2288 | -50276480.4427 | 12316034.9754 | 15025791.1595 | 10170181.0727 | 15818612.4163 | 10963002.3394 | 138469.7949 | 606014.6681 | 2709756.1841 | -325276.3837 | 0.025195 | 0.38999 | 0.23956 | 0.2 | 0.00047078 | 0.0064698 | 0.8 | 0.78519 | 0.025195 | 5 | 2.8471 | 0.9 | 0.007464 | 0.0001866 | 7 | 0.021086 | -0.01 | 23.8326 | 0.16273 | 1 | 18.226 | 0.9 | 0.2 | 0.2 | 31 | 22.6
s_0.85_1.0_0.0_1.0 | 0.85 | 1 | 0 | 1 | 2204259633.4581 | 2633052016.7221 | 1065215676.1831 | 2742482055.2589 | 1174645716.2493 | 46680300.7346 | 105668166.8692 | 428792383.264 | -50442172.4023 | 30327645.5295 | 36227251.5505 | 14655933.8788 | 37732861.5833 | 16161543.9327 | 642258.1044 | 1453851.7423 | 5899606.021 | -694016.395 | 0.053581 | 0.38999 | 0.23956 | 0.2 | 0.0010012 | 0.013759 | 0.85 | 1.6698 | 0.053581 | 1 | 6.0546 | 0.925 | 0.21161 | 0.0052902 | 1 | 0.5978 | -0.005 | 31.8514 | 0.21749 | 31 | 24.3585 | 1 | 0.2 | 0.2 | 49 | 22.6
s_0.9_1.0_0.0_1.0 | 0.9 | 1 | 0 | 1 | 2053790695.7519 | 2470884173.9544 | 1496211874.2392 | 2574009379.4736 | 1599337081.2877 | 50017980.6263 | 102382096.2035 | 417093478.2025 | -50761089.942 | 45092333.4816 | 54249896.7382 | 32850321.5697 | 56514078.8514 | 35114503.7165 | 1098177.8558 | 2247866.6566 | 9157563.2566 | -1114493.3124 | 0.085502 | 0.38999 | 0.23956 | 0.2 | 0.0015976 | 0.021956 | 0.9 | 2.6646 | 0.085502 | 17 | 9.6618 | 0.95 | 2.3072 | 0.057679 | 27 | 6.5177 | 0 | 35.0844 | 0.23956 | 49 | 26.8309 | 1.1 | 0.2 | 0.2 | 1 | 22.6
s_0.925_1.0_0.0_1.0 | 0.925 | 1 | 0 | 1 | -654300137.5708 | -227820209.9528 | 550963975.265 | -83541824.0552 | 695242362.6919 | 41370637.2836 | 134812095.0856 | 426479927.6179 | -50836928.0956 | -16525177.3559 | -5753887.4877 | 13915291.9053 | -2109954.4076 | 17559225.024 | 1044867.759 | 3404849.9352 | 10771289.8683 | -1283950.9038 | 0.098356 | 0.38999 | 0.23956 | 0.2 | 0.0018378 | 0.025256 | 0.925 | 3.0652 | 0.098356 | 1 | 11.1142 | 0.975 | 9.6739 | 0.24185 | 1 | 27.329 | 0.005 | 31.8514 | 0.21749 | 1 | 24.3585 | 1.2 | 0.2 | 0.2 | 1 | 22.6
s_0.95_1.0_0.0_1.0 | 0.95 | 1 | 0 | 1 | 240252447.989 | 666147727.4609 | 1045141282.67 | 799011665.5171 | 1178005222.2554 | 25661653.655 | 107864918.6385 | 425895279.4719 | -50660673.0726 | 6599922.5086 | 18299598.6819 | 28710847.835 | 21949474.8963 | 32360724.0915 | 704945.681 | 2963133.6137 | 11699676.1733 | -1391688.2817 | 0.10698 | 0.38999 | 0.23956 | 0.2 | 0.001999 | 0.027471 | 0.95 | 3.334 | 0.10698 | 17 | 12.0887 | 1 | 15.5995 | 0.38999 | 41 | 44.0689 | 0.01 | 23.8326 | 0.16273 | 31 | 18.226 | 1.3 | 0.2 | 0.2 | 31 | 22.6
s_0.975_1.0_0.0_1.0 | 0.975 | 1 | 0 | 1 | -3400562003.4594 | -2998202776.4184 | 356245202.8182 | -2787789089.7907 | 566658890.9753 | 46696908.3314 | 206243030.1934 | 402359227.0409 | -50867564.7658 | -96482503.8743 | -85066559.7914 | 10107573.1382 | -79096593.8521 | 16077539.121 | 1324908.834 | 5851633.918 | 11415944.0829 | -1443240.8554 | 0.11049 | 0.38999 | 0.23956 | 0.2 | 0.0020646 | 0.028373 | 0.975 | 3.4434 | 0.11049 | 1 | 12.4856 | 1.025 | 9.6739 | 0.24185 | 1 | 27.329
s_1.0_1.0_0.0_1.0 | 1 | 1 | 0 | 1 | 771824404.9477 | 1194929849.7742 | 421890681.4789 | 1279469153.3621 | 506429986.5961 | 15507659.2068 | 49242940.1167 | 423105444.8265 | -50804022.678 | 21559789.6483 | 33378623.4802 | 11784901.1886 | 35740105.6913 | 14146383.4424 | 433183.8541 | 1375529.7497 | 11818833.8319 | -1419136.3155 | 0.10878 | 0.38999 | 0.23956 | 0.2 | 0.0020326 | 0.027934 | 1 | 3.3901 | 0.10878 | 29 | 12.2924 | 1.05 | 2.3072 | 0.057679 | 27 | 6.5177
s_1.025_1.0_0.0_1.0 | 1.025 | 1 | 0 | 1 | -967273648.5195 | -544369155.674 | 86784411.2073 | -419520410.4397 | 211633157.971 | 22122231.7185 | 96064005.229 | 422904492.8455 | -50906971.7238 | -25446654.1787 | -14321049.3444 | 2283090.1095 | -11036577.7272 | 5567561.7669 | 581982.9591 | 2527214.0142 | 11125604.8343 | -1339240.5621 | 0.10245 | 0.38999 | 0.23956 | 0.2 | 0.0019143 | 0.026308 | 1.025 | 3.1928 | 0.10245 | 1 | 11.5769 | 1.075 | 0.21161 | 0.0052902 | 1 | 0.5978
s_1.05_1.0_0.0_1.0 | 1.05 | 1 | 0 | 1 | 3201616268.9207 | 3618794926.1318 | 703908592.1594 | 3665130047.6474 | 750243715.2044 | -8471082.0804 | -13063468.3701 | 417178657.2111 | -50927507.8053 | 76124580.2437 | 86043804.6289 | 16736779.6785 | 87145511.1983 | 17838486.2842 | -201416.2577 | -310609.0683 | 9919224.3852 | -1210899.3798 | 0.092595 | 0.38999 | 0.23956 | 0.2 | 0.0017302 | 0.023777 | 1.05 | 2.8857 | 0.092595 | 17 | 10.4632 | 1.1 | 0.007464 | 0.0001866 | 7 | 0.021086
s_1.075_1.0_0.0_1.0 | 1.075 | 1 | 0 | 1 | 2158160172.44 | 2574218486.7049 | 772380905.4742 | 2654644873.3996 | 852807293.6982 | 24927531.2008 | 53406295.8236 | 416058314.2648 | -51947622.0719 | 44637987.308 | 53243468.0266 | 15975426.4284 | 54906955.3221 | 17638913.7555 | 515584.9114 | 1104621.2351 | 8605480.7186 | -1074450.9719 | 0.080548 | 0.38999 | 0.23956 | 0.2 | 0.0015051 | 0.020683 | 1.075 | 2.5102 | 0.080548 | 1 | 9.1019
s_1.1_1.0_0.0_1.0 | 1.1 | 1 | 0 | 1 | 1336168711.9743 | 1752008095.1745 | 621638881.0943 | 1830676288.958 | 700307076.407 | 34851455.2644 | 61557430.5 | 415839383.2003 | -51962218.5479 | 23200814.354 | 30421318.9536 | 10793942.521 | 31787288.792 | 12159912.386 | 605149.7362 | 1068863.9124 | 7220504.5996 | -902255.6621 | 0.06762 | 0.38999 | 0.23956 | 0.2 | 0.0012635 | 0.017364 | 1.1 | 2.1073 | 0.06762 | 17 | 7.641
s_1.15_1.0_0.0_1.0 | 1.15 | 1 | 0 | 1 | 1195885281.0054 | 1590577237.6973 | 1087428646.8547 | 1701692723.9177 | 1198544134.6044 | 31406490.9515 | 90379378.6659 | 394691956.6919 | -52142598.5059 | 13280891.8017 | 17664139.3047 | 12076427.7564 | 18898131.2046 | 13310419.6733 | 348784.4652 | 1003707.2688 | 4383247.503 | -579069.0964 | 0.043248 | 0.38999 | 0.23956 | 0.2 | 0.00080811 | 0.011105 | 1.15 | 1.3478 | 0.043248 | 1 | 4.8871
s_1.2_1.0_0.0_1.0 | 1.2 | 1 | 0 | 1 | -121117967.9305 | 261374476.2541 | 799486809.7577 | 384677033.5026 | 922789368.5354 | 39875679.4987 | 110569237.6107 | 382492444.1846 | -52608999.1364 | -766668.7142 | 1654483.1213 | 5060698.548 | 2434980.1412 | 5841195.5775 | 252410.4099 | 699895.95 | 2421151.8355 | -333011.4797 | 0.024651 | 0.38999 | 0.23956 | 0.2 | 0.00046061 | 0.0063299 | 1.2 | 0.76822 | 0.024651 | 5 | 2.7855
s_1.0_0.9_0.0_1.0 | 1 | 0.9 | 0 | 1 | 1341012121.5788 | 1757651455.5168 | 648093106.215 | 1837600830.7117 | 728042482.9392 | 27269732.185 | 56160101.285 | 416639333.938 | -51059006.0949 | 17923.3566 | 23491.9679 | 8662.117 | 24560.5348 | 9730.6839 | 364.4748 | 750.6103 | 5568.6114 | -682.4314 | 0.10878 | 0.0001866 | 0.23956 | 0.2 | 9.7257e-07 | 1.3366e-05
s_1.0_0.925_0.0_1.0 | 1 | 0.925 | 0 | 1 | 891196114.1324 | 1309318205.3199 | 458888350.4667 | 1379643689.062 | 529213835.7381 | 23165386.0466 | 42477972.9542 | 418122091.1876 | -51012896.8345 | 337692.0997 | 496126.9544 | 173882.0088 | 522774.6921 | 200529.7471 | 8777.8299 | 16095.7568 | 158434.8548 | -19329.8108 | 0.10878 | 0.0052902 | 0.23956 | 0.2 | 2.7573e-05 | 0.00037892
s_1.0_0.95_0.0_1.0 | 1 | 0.95 | 0 | 1 | 1948004122.1664 | 2366119106.1822 | 570304386.4075 | 2424863183.5214 | 629048465.276 | 9115015.6023 | 16943236.6334 | 418114984.0158 | -50915856.3081 | 8047871.6458 | 9775247.7259 | 2356122.5814 | 10017939.6119 | 2598814.4737 | 37657.2487 | 69998.3086 | 1727376.0801 | -210350.8261 | 0.10878 | 0.057679 | 0.23956 | 0.2 | 0.00030062 | 0.0041313
s_1.0_0.975_0.0_1.0 | 1 | 0.975 | 0 | 1 | -857080511.0093 | -433975066.1827 | 54635987.718 | -311720157.3339 | 176890898.0962 | 18888095.35 | 90272008.3549 | 423105444.8265 | -50870995.844 | -14847007.2869 | -7517649.6107 | 946446.5676 | -5399856.1255 | 3064240.0793 | 327194.1033 | 1563761.1037 | 7329357.6762 | -881226.4849 | 0.10878 | 0.24185 | 0.23956 | 0.2 | 0.0012605 | 0.017323
s_1.0_1.025_0.0_1.0 | 1 | 1.025 | 0 | 1 | -1807621685.3892 | -1383267358.9725 | -157947144.9456 | -1244104327.5118 | -18784111.9556 | 25462278.7616 | 113774657.72 | 424354326.4166 | -50850652.5024 | -31313012.0102 | -23962020.2473 | -2736081.8288 | -21551331.2682 | -325392.8231 | 441077.1607 | 1970892.058 | 7350991.7629 | -880874.0819 | 0.10878 | 0.24185 | 0.23956 | 0.2 | 0.0012605 | 0.017323
s_1.0_1.05_0.0_1.0 | 1 | 1.05 | 0 | 1 | -96911972.2365 | 327355076.9583 | 530806920.7819 | 423980927.0334 | 627432772.3863 | 42780752.1022 | 88387608.1502 | 424267049.1948 | -51018994.0271 | -400376.5211 | 1352415.8455 | 2192945.0346 | 1751610.298 | 2592139.4935 | 176741.9267 | 365159.456 | 1752792.3666 | -210776.9233 | 0.10878 | 0.057679 | 0.23956 | 0.2 | 0.00030062 | 0.0041313
s_1.0_1.075_0.0_1.0 | 1 | 1.075 | 0 | 1 | -343666816.5111 | 80745810.0807 | 332051600.74 | 192662861.422 | 443968653.6106 | 33728515.033 | 94626572.3472 | 424412626.5918 | -51018994.0271 | -130222.2564 | 30596.2085 | 125821.0179 | 73003.8262 | 168228.6362 | 12780.4115 | 35855.908 | 160818.4649 | -19332.1211 | 0.10878 | 0.0052902 | 0.23956 | 0.2 | 2.7573e-05 | 0.00037892
s_1.0_1.1_0.0_1.0 | 1 | 1.1 | 0 | 1 | 554533903.2775 | 977930880.2939 | 672116812.8524 | 1111745557.6116 | 805931491.6993 | 30428904.6486 | 113396270.2233 | 423396977.0165 | -50847311.743 | 7411.6473 | 13070.5783 | 8983.2069 | 14859.0842 | 10771.7128 | 406.6989 | 1515.6028 | 5658.9309 | -679.602 | 0.10878 | 0.0001866 | 0.23956 | 0.2 | 9.7257e-07 | 1.3366e-05
s_0.8_0.9_0.0_1.0 | 0.8 | 0.9 | 0 | 1 | 1266788062.7518 | 1682547263.1267 | 756936253.693 | 1798623665.7304 | 873012657.826 | 20568152.3222 | 86685881.3517 | 415759200.3749 | -49958673.5741 | 3921.5003 | 5208.5348 | 2343.1905 | 5567.8637 | 2702.5195 | 63.6713 | 268.3469 | 1287.0344 | -154.6533 | 0.025195 | 0.0001866 | 0.23956 | 0.2 | 2.2526e-07 | 3.0956e-06
s_0.8_0.95_0.0_1.0 | 0.8 | 0.95 | 0 | 1 | 671278989.9061 | 1082678172.2205 | 1044911104.6257 | 1231895750.6372 | 1194128684.5717 | 38485633.8795 | 137370613.7137 | 411399182.3144 | -50332598.5825 | 642326.5552 | 1035981.9854 | 999843.8211 | 1178763.7715 | 1142625.6086 | 36825.7386 | 131445.784 | 393655.4302 | -48161.7407 | 0.025195 | 0.057679 | 0.23956 | 0.2 | 6.9628e-05 | 0.00095687
s_0.8_1.05_0.0_1.0 | 0.8 | 1.05 | 0 | 1 | -5012968114.2893 | -4607060831.1319 | 552219693.6373 | -4283339987.4605 | 875940538.838 | 67778693.5744 | 341140737.917 | 405907283.1574 | -50358799.3289 | -4796757.5158 | -4408357.1177 | 528402.3168 | -4098598.437 | 838160.9991 | 64855.3812 | 326427.2505 | 388400.3981 | -48186.8114 | 0.025195 | 0.057679 | 0.23956 | 0.2 | 6.9628e-05 | 0.00095687
s_0.8_1.1_0.0_1.0 | 0.8 | 1.1 | 0 | 1 | 98195037.1309 | 504331695.2001 | 1608869612.8566 | 695680363.4389 | 1800218282.6247 | 58586953.2124 | 199763236.4858 | 406136658.0692 | -50172384.9654 | 303.975 | 1561.2216 | 4980.4564 | 2153.5653 | 5572.8001 | 181.3632 | 618.392 | 1257.2466 | -155.3149 | 0.025195 | 0.0001866 | 0.23956 | 0.2 | 2.2526e-07 | 3.0956e-06
s_0.9_0.9_0.0_1.0 | 0.9 | 0.9 | 0 | 1 | -844458710.7618 | -427215039.7763 | 445527532.7684 | -292865723.9707 | 579876850.1032 | 45128233.907 | 128852006.9756 | 417243670.9855 | -50625542.7369 | -8871.2655 | -4488.0087 | 4680.3864 | -3076.6331 | 6091.762 | 474.0842 | 1353.6249 | 4383.2568 | -531.8349 | 0.085502 | 0.0001866 | 0.23956 | 0.2 | 7.6443e-07 | 1.0505e-05
s_0.9_0.95_0.0_1.0 | 0.9 | 0.95 | 0 | 1 | 832784209.5039 | 1250622535.1216 | 1154569475.3583 | 1370193185.4051 | 1274140127.171 | 54581901.0131 | 123441637.0052 | 417838325.6177 | -50710914.2914 | 2704233.3674 | 4061046.2482 | 3749140.8514 | 4449318.4303 | 4137413.0385 | 177239.4292 | 400842.1268 | 1356812.8807 | -164669.4845 | 0.085502 | 0.057679 | 0.23956 | 0.2 | 0.00023629 | 0.0032472
s_0.9_1.05_0.0_1.0 | 0.9 | 1.05 | 0 | 1 | -209381010.4005 | 202746725.0084 | 626164278.4227 | 362482960.491 | 785900515.4346 | 30139294.1854 | 139450115.0353 | 412127735.409 | -50425414.6327 | -679906.161 | 658363.1782 | 2033293.0378 | 1177061.8435 | 2551991.7081 | 97868.9126 | 452825.1735 | 1338269.3392 | -163742.4044 | 0.085502 | 0.057679 | 0.23956 | 0.2 | 0.00023629 | 0.0032472
s_0.9_1.1_0.0_1.0 | 0.9 | 1.1 | 0 | 1 | -2906261084.8583 | -2495138439.6266 | 7207617.3733 | -2270462044.0455 | 231884014.4836 | 30396859.5537 | 204471854.6881 | 411122645.2318 | -50601400.4467 | -30531.053 | -26212.0993 | 75.718 | -23851.8134 | 2436.0038 | 319.3272 | 2148.0317 | 4318.9538 | -531.5813 | 0.085502 | 0.0001866 | 0.23956 | 0.2 | 7.6443e-07 | 1.0505e-05
s_0.95_0.9_0.0_1.0 | 0.95 | 0.9 | 0 | 1 | 476127958.1655 | 895291889.2012 | 678811931.7171 | 1010912454.9271 | 794432498.9723 | 43197472.2634 | 108136337.7815 | 419163931.0357 | -50681700.2078 | 6258.2849 | 11767.8275 | 8922.3881 | 13287.5585 | 10442.1192 | 567.7929 | 1421.3574 | 5509.5426 | -666.1665 | 0.10698 | 0.0001866 | 0.23956 | 0.2 | 9.5646e-07 | 1.3144e-05
s_0.95_0.95_0.0_1.0 | 0.95 | 0.95 | 0 | 1 | 2784207965.7673 | 3201609611.7804 | 1529727773.6187 | 3281039171.0589 | 1609157334.4266 | 18359795.9474 | 47216297.2932 | 417401646.0131 | -50573057.9328 | 11311959.5587 | 13007820.8584 | 6215131.5289 | 13330535.2437 | 6537845.9204 | 74594.0216 | 191835.1115 | 1695861.2997 | -205473.2955 | 0.10698 | 0.057679 | 0.23956 | 0.2 | 0.00029564 | 0.0040629
s_0.95_1.05_0.0_1.0 | 0.95 | 1.05 | 0 | 1 | 822162761.3617 | 1246806220.6027 | 555877114.8133 | 1345597769.9886 | 654668665.7284 | 30101517.2825 | 78032928.9855 | 424643459.241 | -50860137.6828 | 3340365.3827 | 5065649.448 | 2258473.3323 | 5467029.67 | 2659853.5606 | 122299.4655 | 317040.0156 | 1725284.0653 | -206639.6719 | 0.10698 | 0.057679 | 0.23956 | 0.2 | 0.00029564 | 0.0040629
s_0.95_1.1_0.0_1.0 | 0.95 | 1.1 | 0 | 1 | 2819539878.5824 | 3248123263.3249 | 1100420866.5238 | 3311550227.0463 | 1163847831.7745 | 20982521.4185 | 33834302.2874 | 428583384.7425 | -50575182.8526 | 37060.3815 | 42693.7346 | 14464.0682 | 43527.4264 | 15297.7601 | 275.7969 | 444.7223 | 5633.3531 | -664.7665 | 0.10698 | 0.0001866 | 0.23956 | 0.2 | 9.5646e-07 | 1.3144e-05
s_1.05_0.9_0.0_1.0 | 1.05 | 0.9 | 0 | 1 | 2175323621.2647 | 2587657151.1332 | 1060150901.2781 | 2673239868.3684 | 1145733620.0426 | 40629916.1962 | 74707983.0151 | 412333529.8684 | -51504650.4164 | 24748.0017 | 29438.9961 | 12061.0175 | 30412.6449 | 13034.6663 | 462.2343 | 849.9302 | 4690.9944 | -585.9529 | 0.092595 | 0.0001866 | 0.23956 | 0.2 | 8.2785e-07 | 1.1377e-05
s_1.05_0.95_0.0_1.0 | 1.05 | 0.95 | 0 | 1 | 665453532.0177 | 1083825338.7392 | 579332078.7198 | 1170059563.2656 | 665566304.7755 | 24280322.6274 | 59427356.9441 | 418371806.7215 | -51087190.2097 | 2340122.1345 | 3811361.0389 | 2037268.9533 | 4114610.7894 | 2340518.7092 | 85383.7536 | 208981.1936 | 1471238.9044 | -179652.3106 | 0.092595 | 0.057679 | 0.23956 | 0.2 | 0.00025589 | 0.0035166
s_1.05_1.05_0.0_1.0 | 1.05 | 1.05 | 0 | 1 | -1408410972.8436 | -985098559.6528 | -16194940.7217 | -841172335.4244 | 127731285.036 | 19282729.8206 | 112285511.018 | 423312413.1908 | -50923443.031 | -4952793.1455 | -3464180.1917 | -56950.8424 | -2958051.7742 | 449177.5804 | 67809.307 | 394861.2444 | 1488612.9538 | -179076.4801 | 0.092595 | 0.057679 | 0.23956 | 0.2 | 0.00025589 | 0.0035166
s_1.05_1.1_0.0_1.0 | 1.05 | 1.1 | 0 | 1 | 1065892271.0537 | 1488939020.6455 | 717479629.9767 | 1579060304.0688 | 807600914.9294 | 25280817.8972 | 64315634.9338 | 423046749.5918 | -51086466.3868 | 12126.3354 | 16939.2108 | 8162.5497 | 17964.4935 | 9187.8324 | 287.6123 | 731.6996 | 4812.8755 | -581.1953 | 0.092595 | 0.0001866 | 0.23956 | 0.2 | 8.2785e-07 | 1.1377e-05
s_1.1_0.9_0.0_1.0 | 1.1 | 0.9 | 0 | 1 | 1267132107.427 | 1667934513.3167 | 1000105689.6075 | 1756371244.2869 | 1088542422.107 | 44527678.8513 | 80696704.9194 | 400802405.8897 | -52267704.9021 | 10527.4807 | 13857.3937 | 8308.9942 | 14592.1363 | 9043.7369 | 369.9411 | 670.4376 | 3329.9129 | -434.2462 | 0.06762 | 0.0001866 | 0.23956 | 0.2 | 6.0455e-07 | 8.3081e-06
s_1.1_0.95_0.0_1.0 | 1.1 | 0.95 | 0 | 1 | 1615373795.7476 | 2016735958.0454 | 987915516.1 | 2104403769.3229 | 1075583328.9067 | 29085492.0883 | 64713377.2644 | 401362162.2978 | -52039926.1013 | 4148395.1876 | 5179121.8634 | 2537037.5473 | 5404259.0591 | 2762174.747 | 74693.6194 | 166188.571 | 1030726.6757 | -133642.244 | 0.06762 | 0.057679 | 0.23956 | 0.2 | 0.00018687 | 0.0025681
s_1.1_1.05_0.0_1.0 | 1.1 | 1.05 | 0 | 1 | 2488641637.6883 | 2904960370.1417 | 981813964.602 | 2973802534.5953 | 1050656130.5849 | 35080449.3227 | 51847564.8693 | 416318732.4535 | -52075048.907 | 6391009.3259 | 7460145.5412 | 2521368.3276 | 7636937.1324 | 2698159.9228 | 90089.0974 | 133148.2467 | 1069136.2153 | -133732.4419 | 0.06762 | 0.057679 | 0.23956 | 0.2 | 0.00018687 | 0.0025681
s_1.1_1.1_0.0_1.0 | 1.1 | 1.1 | 0 | 1 | -1985853327.6826 | -1562909905.2701 | 65787083.5383 | -1400679700.3542 | 228017289.9836 | 47199425.6558 | 157313992.6132 | 422943422.4124 | -52115637.9587 | -16498.7001 | -12984.837 | 546.5667 | -11637.0097 | 1894.3941 | 392.1383 | 1306.9829 | 3513.8631 | -432.9828 | 0.06762 | 0.0001866 | 0.23956 | 0.2 | 6.0455e-07 | 8.3081e-06
s_1.2_0.9_0.0_1.0 | 1.2 | 0.9 | 0 | 1 | -1132528294.9488 | -730747634.4546 | 754681617.7658 | -595750315.011 | 889678938.7386 | 68609749.6744 | 150870277.9814 | 401780660.4943 | -52736791.1366 | -3430.1164 | -2213.2334 | 2285.7228 | -1804.3637 | 2694.5925 | 207.8 | 456.9445 | 1216.883 | -159.7252 | 0.024651 | 0.0001866 | 0.23956 | 0.2 | 2.2039e-07 | 3.0287e-06
s_1.2_0.95_0.0_1.0 | 1.2 | 0.95 | 0 | 1 | -284245300.0828 | 117567266.2055 | 854694145.5005 | 250903092.8563 | 988029973.6806 | 51015504.0414 | 131623929.0526 | 401812566.2883 | -52727401.6396 | -266107.8064 | 110065.3812 | 800156.7103 | 234893.1421 | 924984.4727 | 47760.2404 | 123225.0983 | 376173.1877 | -49362.903 | 0.024651 | 0.057679 | 0.23956 | 0.2 | 6.8124e-05 | 0.00093619
s_1.2_1.05_0.0_1.0 | 1.2 | 1.05 | 0 | 1 | 178048477.0608 | 561026175.7522 | 879393049.7525 | 684049513.0051 | 1002416388.5347 | 38898824.5524 | 109361424.3946 | 382977698.6914 | -52560737.4106 | 166687.3284 | 525227.4882 | 823279.5948 | 640400.7924 | 938452.9004 | 36416.7178 | 102383.1485 | 358540.1598 | -49206.8735 | 0.024651 | 0.057679 | 0.23956 | 0.2 | 6.8124e-05 | 0.00093619
s_1.2_1.1_0.0_1.0 | 1.2 | 1.1 | 0 | 1 | 383145399.9468 | 768082606.4532 | 690514010.3652 | 860941900.2268 | 783373305.6681 | 30943857.7344 | 71220003.916 | 384937206.5064 | -52583147.592 | 1160.4419 | 2326.3107 | 2091.3768 | 2607.556 | 2372.6221 | 93.7204 | 215.7058 | 1165.8688 | -159.2599 | 0.024651 | 0.0001866 | 0.23956 | 0.2 | 2.2039e-07 | 3.0287e-06
s_0.9_0.95_-0.005_0.9 | 0.9 | 0.95 | -0.005 | 0.9 | 62735248.9879 | 487306824.523 | 1000324106.6122 | 621457379.2902 | 1134474662.9088 | 40079629.0285 | 117134777.2457 | 424571575.535 | -57095406.5501 | 184942.8071 | 1436575.0279 | 2948944.1951 | 1832049.3519 | 3344418.5235 | 118154.2948 | 345312.0035 | 1251632.2208 | -168316.6152 | 0.085502 | 0.057679 | 0.21749 | 0.2 | 0.00021452 | 0.002948
s_0.9_0.95_-0.005_1.3 | 0.9 | 0.95 | -0.005 | 1.3 | 565431075.5238 | 990002885.6956 | 1080959076.8275 | 1098171952.6556 | 1189128145.3168 | 31446720.0225 | 102689852.9578 | 424571810.1719 | -36925934.0246 | 1666884.4396 | 2918517.3521 | 3186655.1787 | 3237398.5427 | 3505536.3738 | 92704.5763 | 302728.5295 | 1251632.9125 | -108857.2374 | 0.085502 | 0.057679 | 0.21749 | 0.2 | 0.00021452 | 0.002948
s_0.9_0.95_0.01_0.9 | 0.9 | 0.95 | 0.01 | 0.9 | -198477524.6397 | 234923130.6049 | 897999504.3657 | 385631673.6137 | 1048708048.9039 | 47805917.5625 | 143322191.7943 | 433400655.2446 | -55192268.777 | -437803.8294 | 518195.9336 | 1980816.833 | 850630.4366 | 2313251.3393 | 105450.8001 | 316141.6111 | 955999.763 | -121743.692 | 0.085502 | 0.057679 | 0.16273 | 0.2 | 0.00016051 | 0.0022058
s_0.9_0.95_0.01_1.3 | 0.9 | 0.95 | 0.01 | 1.3 | 1289798355.8813 | 1723199344.1239 | 912551165.213 | 1808931620.1079 | 998283442.7263 | 26577127.4936 | 78095039.9339 | 433400988.2426 | -34214363.5436 | 2845050.8961 | 3801051.3936 | 2012915.0409 | 3990160.5574 | 2202024.2081 | 58624.1098 | 172262.8675 | 956000.4975 | -75470.4061 | 0.085502 | 0.057679 | 0.16273 | 0.2 | 0.00016051 | 0.0022058
s_0.9_1.0_-0.005_0.9 | 0.9 | 1 | -0.005 | 0.9 | 1243700304.0197 | 1669890285.0798 | 753296739.1271 | 1774416787.3843 | 857823242.9608 | 31725685.2588 | 79208083.2562 | 426189981.0601 | -57044104.307 | 24789992.909 | 33285002.9803 | 15015048.8514 | 35368472.159 | 17098518.0605 | 632370.6041 | 1578811.0817 | 8495010.0713 | -1137028.7011 | 0.085502 | 0.38999 | 0.21749 | 0.2 | 0.0014504 | 0.019932
s_0.9_1.0_-0.005_1.3 | 0.9 | 1 | -0.005 | 1.3 | 982462321.2661 | 1408652559.6704 | 813393260.6614 | 1485707505.4377 | 890448207.958 | 37686368.8236 | 77428095.3334 | 426190238.4043 | -37313219.2575 | 19582880.135 | 28077895.3359 | 16212919.7033 | 29613789.1143 | 17748813.5122 | 751181.6254 | 1543331.5631 | 8495015.2008 | -743743.8407 | 0.085502 | 0.38999 | 0.21749 | 0.2 | 0.0014504 | 0.019932
s_0.9_1.0_0.01_0.9 | 0.9 | 1 | 0.01 | 0.9 | 1143874147.9533 | 1576607108.8203 | 1131016220.5461 | 1709757399.2771 | 1264166512.5322 | 39896682.9784 | 117766619.5994 | 432732960.867 | -55280353.8357 | 17060089.636 | 23514001.6455 | 16868322.5658 | 25499845.8875 | 18854166.8305 | 595031.3581 | 1756407.4598 | 6453912.0095 | -824468.1403 | 0.085502 | 0.38999 | 0.16273 | 0.2 | 0.0010853 | 0.014914
s_0.9_1.0_0.01_1.3 | 0.9 | 1 | 0.01 | 1.3 | 2565425248.3822 | 2998158522.4868 | 1210463269.6923 | 3064712278.6146 | 1277017027.3494 | 24295139.8554 | 56443149.2984 | 432733274.1047 | -34405746.6849 | 38261538.4483 | 44715455.1295 | 18053220.207 | 45708058.2469 | 19045823.3472 | 362345.1622 | 841810.4283 | 6453916.6812 | -513137.8513 | 0.085502 | 0.38999 | 0.16273 | 0.2 | 0.0010853 | 0.014914
s_0.9_1.05_-0.005_0.9 | 0.9 | 1.05 | -0.005 | 0.9 | 4170347507.4176 | 4583455422.0596 | 1646073197.2053 | 4648501444.1371 | 1711119220.8121 | 24489423.8636 | 32810518.5564 | 413107914.642 | -56724927.3848 | 12294137.4623 | 13511974.94 | 4852605.2382 | 13703729.8801 | 5044360.1828 | 72194.5456 | 96725.039 | 1217837.4777 | -167224.4468 | 0.085502 | 0.057679 | 0.21749 | 0.2 | 0.00021452 | 0.002948
s_0.9_1.05_-0.005_1.3 | 0.9 | 1.05 | -0.005 | 1.3 | 1643887862.1458 | 2056995804.8656 | 1118820531.8756 | 2140882106.8885 | 1202706835.4278 | 34523476.862 | 81192457.3963 | 413107942.7198 | -37217321.4886 | 4846162.895 | 6064000.4555 | 3298270.3216 | 6311296.3286 | 3545566.1993 | 101774.8208 | 239354.4496 | 1217837.5604 | -109716.2444 | 0.085502 | 0.057679 | 0.21749 | 0.2 | 0.00021452 | 0.002948
s_0.9_1.05_0.01_0.9 | 0.9 | 1.05 | 0.01 | 0.9 | 684539256.7132 | 1114506252.6096 | 1594068025.6164 | 1310141274.8238 | 1789703049.3599 | 43608142.4655 | 183980221.2082 | 429966995.8964 | -55262943.4714 | 1509963.9543 | 2458389.7151 | 3516212.1614 | 2889923.5225 | 3947745.9721 | 96191.3033 | 405825.5237 | 948425.7608 | -121899.587 | 0.085502 | 0.057679 | 0.16273 | 0.2 | 0.00016051 | 0.0022058
s_0.9_1.05_0.01_1.3 | 0.9 | 1.05 | 0.01 | 1.3 | -132921183.6002 | 297045857.4173 | 1179391779.6897 | 462699584.0511 | 1345045507.8528 | 41097656.5374 | 171691765.3319 | 429967041.0175 | -35059617.8393 | -293198.9569 | 655226.9035 | 2601514.8991 | 1020627.651 | 2966915.65 | 90653.6468 | 378719.5173 | 948425.8603 | -77334.877 | 0.085502 | 0.057679 | 0.16273 | 0.2 | 0.00016051 | 0.0022058
s_0.95_0.95_-0.005_0.9 | 0.95 | 0.95 | -0.005 | 0.9 | 434046690.8496 | 856583435.8149 | 432950259.903 | 985980523.7568 | 562347349.3743 | 23014410.5922 | 95026265.8236 | 422536744.9653 | -57385232.7105 | 1600983.1297 | 3159511.7734 | 1596938.9394 | 3636793.5018 | 2074220.6734 | 84888.7548 | 350504.7998 | 1558528.6437 | -211665.6834 | 0.10698 | 0.057679 | 0.21749 | 0.2 | 0.0002684 | 0.0036885
s_0.95_0.95_-0.005_1.3 | 0.95 | 0.95 | -0.005 | 1.3 | 191064503.1832 | 613601490.0702 | 396860209.2748 | 725086395.5707 | 508345116.3046 | 21933790.9847 | 95757395.3293 | 422536986.887 | -37661301.1558 | 704742.261 | 2263271.797 | 1463820.6288 | 2674484.3617 | 1875033.1991 | 80902.8846 | 353201.5742 | 1558529.536 | -138913.8751 | 0.10698 | 0.057679 | 0.21749 | 0.2 | 0.0002684 | 0.0036885
s_0.95_0.95_0.01_0.9 | 0.95 | 0.95 | 0.01 | 0.9 | 3521924548.8373 | 3942352677.5534 | 1518143407.9267 | 3999298803.2007 | 1575089535.1033 | -9388784.5561 | -7967748.5349 | 420428128.7161 | -55525089.626 | 9720145.2685 | 10880483.1546 | 4189917.8301 | 11037648.5356 | 4347083.2154 | -25912.0684 | -21990.1568 | 1160337.8861 | -153243.4695 | 0.10698 | 0.057679 | 0.16273 | 0.2 | 0.00020083 | 0.0027599
s_0.95_0.95_0.01_1.3 | 0.95 | 0.95 | 0.01 | 1.3 | 3286229420.5571 | 3706657719.808 | 1168893209.9747 | 3737433824.6279 | 1199669316.3239 | 3962325.207 | -671857.2422 | 420428299.2508 | -35410287.2691 | 9069651.2405 | 10229989.5973 | 3226023.6262 | 10314928.4441 | 3310962.4772 | 10935.6053 | -1854.2561 | 1160338.3568 | -97728.7081 | 0.10698 | 0.057679 | 0.16273 | 0.2 | 0.00020083 | 0.0027599
s_0.95_1.0_-0.005_0.9 | 0.95 | 1 | -0.005 | 0.9 | 2523297744.4685 | 2945765305.588 | 1101785115.6169 | 3023125305.3429 | 1179145116.9011 | 34492810.1936 | 54379000.3213 | 422467561.1195 | -57473809.6272 | 62929408.3084 | 73465475.1317 | 27477805.8043 | 75394783.3245 | 29407114.0352 | 860228.3029 | 1356176.98 | 10536066.8233 | -1433359.5157 | 0.10698 | 0.38999 | 0.21749 | 0.2 | 0.0018148 | 0.024939
s_0.95_1.0_-0.005_1.3 | 0.95 | 1 | -0.005 | 1.3 | 1779633822.1356 | 2202055074.78 | 888192390.0548 | 2281591114.5912 | 967728431.3954 | 26532503.9324 | 68218729.6204 | 422421252.6444 | -37849814.1232 | 44382912.6698 | 54917824.5898 | 22150941.835 | 56901401.8095 | 24134519.0929 | 661703.4304 | 1701330.8477 | 10534911.92 | -943949.8024 | 0.10698 | 0.38999 | 0.21749 | 0.2 | 0.0018148 | 0.024939
s_0.95_1.0_0.01_0.9 | 0.95 | 1 | 0.01 | 0.9 | 2131059970.2775 | 2558037491.3626 | 1830139420.6972 | 2680552130.022 | 1952654060.8859 | 19365438.2363 | 86449661.4471 | 426977521.0851 | -55430415.4486 | 39767035.959 | 47734728.4086 | 34151652.7775 | 50020935.3239 | 36437859.7214 | 361372.3168 | 1613209.7845 | 7967692.4495 | -1034369.4477 | 0.10698 | 0.38999 | 0.16273 | 0.2 | 0.0013579 | 0.018661
s_0.95_1.0_0.01_1.3 | 0.95 | 1 | 0.01 | 1.3 | 805680908.8189 | 1232659679.8232 | 1069155316.9798 | 1360585512.1818 | 1197081150.8677 | 24338622.6697 | 116910807.2708 | 426978771.0043 | -35353647.7574 | 15034556.5678 | 23002272.3417 | 19951169.1501 | 25389455.8309 | 22338352.6679 | 454175.3383 | 2181635.5905 | 7967715.7739 | -659723.2369 | 0.10698 | 0.38999 | 0.16273 | 0.2 | 0.0013579 | 0.018661
s_0.95_1.05_-0.005_0.9 | 0.95 | 1.05 | -0.005 | 0.9 | 2276692944.7241 | 2698718503.6837 | 1646942826.6448 | 2775127517.3386 | 1723351841.829 | 48310478.6286 | 67125998.8002 | 422025558.9596 | -57593493.4833 | 8397591.9479 | 9954235.0797 | 6074755.8654 | 10236070.0629 | 6356590.8542 | 178193.4131 | 247594.542 | 1556643.1318 | -212433.8542 | 0.10698 | 0.057679 | 0.21749 | 0.2 | 0.0002684 | 0.0036885
s_0.95_1.05_-0.005_1.3 | 0.95 | 1.05 | -0.005 | 1.3 | 367802848.818 | 789827976.4908 | 947076897.5141 | 880247269.2332 | 1037496191.7859 | 36220786.8006 | 88913307.9958 | 422025127.6728 | -37726771.5472 | 1356642.4268 | 2913283.9678 | 3493297.3052 | 3246795.9271 | 3826809.2701 | 133600.5315 | 327957.1279 | 1556641.541 | -139155.3629 | 0.10698 | 0.057679 | 0.21749 | 0.2 | 0.0002684 | 0.0036885
s_0.95_1.05_0.01_0.9 | 0.95 | 1.05 | 0.01 | 0.9 | 99364389.88 | 514113889.8288 | 1349746891.4994 | 666327140.7662 | 1501960143.9661 | 35001844.6512 | 131693384.2097 | 414749499.9488 | -55521711.3788 | 274235.3764 | 1418900.838 | 3725160.9679 | 1838993.5715 | 4145253.7056 | 96601.449 | 363460.0366 | 1144665.4616 | -153234.1459 | 0.10698 | 0.057679 | 0.16273 | 0.2 | 0.00020083 | 0.0027599
s_0.95_1.05_0.01_1.3 | 0.95 | 1.05 | 0.01 | 1.3 | 888762786.8074 | 1303512195.259 | 1585070935.0024 | 1449709179.2201 | 1731267920.4928 | 54864195.8687 | 164948001.5455 | 414749408.4516 | -36113178.2843 | 2452892.8082 | 3597558.0173 | 4374630.8404 | 4001046.48 | 4778119.3074 | 151419.4715 | 455239.32 | 1144665.2091 | -99668.6142 | 0.10698 | 0.057679 | 0.16273 | 0.2 | 0.00020083 | 0.0027599
s_1.0_0.95_-0.005_0.9 | 1 | 0.95 | -0.005 | 0.9 | -1828547359.7206 | -1405233255.6158 | 333110981.9 | -1265163606.1449 | 473180632.9003 | 59766386.2495 | 142197586.7274 | 423314104.1048 | -57638448.9931 | -6858221.6477 | -5270523.1191 | 1249379.1506 | -4745172.3826 | 1774729.8929 | 224162.159 | 533331.8617 | 1587698.5286 | -216181.0338 | 0.10878 | 0.057679 | 0.21749 | 0.2 | 0.00027292 | 0.0037506
s_1.0_0.95_-0.005_1.3 | 1 | 0.95 | -0.005 | 1.3 | -1843838878.5011 | -1420526704.6292 | 93158690.3956 | -1301432874.8828 | 212252521.6714 | 42896451.8658 | 124524308.604 | 423312173.8719 | -37465973.0083 | -6915574.6195 | -5327883.3305 | 349404.6483 | -4881205.3285 | 796082.6561 | 160889.1196 | 467045.7696 | 1587691.289 | -140521.352 | 0.10878 | 0.057679 | 0.21749 | 0.2 | 0.00027292 | 0.0037506
s_1.0_0.95_0.01_0.9 | 1 | 0.95 | 0.01 | 0.9 | -1916810507.3449 | -1497550784.2763 | 197302039.7321 | -1313470873.9366 | 381381951.6011 | 45461669.0557 | 173709887.6748 | 419259723.0686 | -55831691.7207 | -5379313.8915 | -4202708.4608 | 553706.0649 | -3686108.8204 | 1070305.7096 | 127583.0798 | 487497.3339 | 1176605.4306 | -156685.3863 | 0.10878 | 0.057679 | 0.16273 | 0.2 | 0.00020421 | 0.0028064
s_1.0_0.95_0.01_1.3 | 1 | 0.95 | 0.01 | 1.3 | -938438799.3363 | -519178971.3857 | 575463849.3765 | -393066091.8056 | 701576730.4859 | 17633966.7661 | 109061724.9852 | 419259827.9507 | -34685121.361 | -2633623.3291 | -1457017.6041 | 1614974.8069 | -1103095.9397 | 1968896.4756 | 49487.7517 | 306069.5097 | 1176605.725 | -97339.9063 | 0.10878 | 0.057679 | 0.16273 | 0.2 | 0.00020421 | 0.0028064
s_1.0_1.0_-0.005_0.9 | 1 | 1 | -0.005 | 0.9 | 814386213.6956 | 1237700317.8004 | 1211703240.1549 | 1337991275.7203 | 1311994199.6042 | 61942930.337 | 104582765.3896 | 423314104.1048 | -57651122.8674 | 20652401.5018 | 31387422.1742 | 30728150.1035 | 33930747.5585 | 33271475.5266 | 1570839.7883 | 2652163.3405 | 10735020.6724 | -1462001.8321 | 0.10878 | 0.38999 | 0.21749 | 0.2 | 0.0018453 | 0.025359
s_1.0_1.0_-0.005_1.3 | 1 | 1 | -0.005 | 1.3 | 161031530.0975 | 584343703.9694 | 770913006.8502 | 673591974.4156 | 860161278.8257 | 47250207.3548 | 98880316.369 | 423312173.8719 | -37618161.432 | 4083674.0088 | 14818645.7315 | 19549944.0838 | 17081934.4312 | 21813232.8223 | 1198240.1432 | 2507552.2644 | 10734971.7227 | -953976.5784 | 0.10878 | 0.38999 | 0.21749 | 0.2 | 0.0018453 | 0.025359
s_1.0_1.0_0.01_0.9 | 1 | 1 | 0.01 | 0.9 | 862189061.8404 | 1277216487.8619 | 781055320.0825 | 1396063703.5143 | 899902537.2642 | 40946114.6807 | 103552483.6543 | 415027426.0215 | -56240846.6789 | 16360066.2145 | 24235225.4702 | 14820550.7577 | 26490355.3524 | 17075680.6689 | 776953.8922 | 1964911.8323 | 7875159.2557 | -1067171.9421 | 0.10878 | 0.38999 | 0.16273 | 0.2 | 0.0013808 | 0.018975
s_1.0_1.0_0.01_1.3 | 1 | 1 | 0.01 | 1.3 | 4621382417.8848 | 5036409945.9963 | 1581091108.6982 | 5035256278.7022 | 1579937442.9334 | -4039252.4793 | -40033441.8414 | 415027528.1115 | -34840522.068 | 87690885.567 | 95566046.7598 | 30001256.539 | 95544155.8844 | 29979365.6926 | -76644.9506 | -759635.8946 | 7875161.1929 | -661100.0687 | 0.10878 | 0.38999 | 0.16273 | 0.2 | 0.0013808 | 0.018975
s_1.0_1.05_-0.005_0.9 | 1 | 1.05 | -0.005 | 0.9 | 1836746904.2933 | 2259693124.5946 | 1488755351.0777 | 2345282580.0981 | 1574344808.1106 | 59678742.0803 | 87448993.3472 | 422946220.3012 | -57819204.2367 | 6888975.1821 | 8475293.9113 | 5583784.3754 | 8796309.0895 | 5904799.5594 | 223833.4373 | 327989.634 | 1586318.7292 | -216858.9816 | 0.10878 | 0.057679 | 0.21749 | 0.2 | 0.00027292 | 0.0037506
s_1.0_1.05_-0.005_1.3 | 1 | 1.05 | -0.005 | 1.3 | 1441584368.6274 | 1864530778.338 | 832997031.8728 | 1909189359.6168 | 877655614.6808 | 37311139.1121 | 44535469.1404 | 422946409.7106 | -37434251.2505 | 5406863.0333 | 6993182.4729 | 3124271.4312 | 7160680.7044 | 3291769.6684 | 139940.6259 | 167036.4822 | 1586319.4396 | -140402.3751 | 0.10878 | 0.057679 | 0.21749 | 0.2 | 0.00027292 | 0.0037506
s_1.0_1.05_0.01_0.9 | 1 | 1.05 | 0.01 | 0.9 | 714609647.5878 | 1130687062.59 | 1145810203.832 | 1273943638.0454 | 1289066780.8167 | 51138328.8578 | 138356499.1443 | 416077415.0022 | -56038405.1689 | 2005471.8969 | 3173146.5366 | 3215587.9378 | 3575180.0623 | 3617621.4678 | 143513.9894 | 388282.0106 | 1167674.6397 | -157265.5045 | 0.10878 | 0.057679 | 0.16273 | 0.2 | 0.00020421 | 0.0028064
s_1.0_1.05_0.01_1.3 | 1 | 1.05 | 0.01 | 1.3 | 2982105566.6395 | 3398182940.2436 | 1955524681.7929 | 3464180671.4757 | 2021522414.5544 | 26793945.0257 | 57476321.8377 | 416077373.6041 | -35315354.4201 | 8368945.0986 | 9536619.6221 | 5487960.8837 | 9721834.8591 | 5673176.125 | 75194.2042 | 161300.8565 | 1167674.5235 | -99108.5847 | 0.10878 | 0.057679 | 0.16273 | 0.2 | 0.00020421 | 0.0028064
s_1.05_0.95_-0.005_0.9 | 1.05 | 0.95 | -0.005 | 0.9 | 1491042842.7141 | 1903465350.6718 | 856826024.2049 | 1999246771.2515 | 952607446.314 | 21807766.2217 | 59970436.2934 | 412422507.9577 | -57618750.5081 | 4760198.3152 | 6076869.3532 | 2735442.3897 | 6382654.3675 | 3041227.4088 | 69621.9378 | 191457.3892 | 1316671.0381 | -183949.5628 | 0.092595 | 0.057679 | 0.21749 | 0.2 | 0.00023231 | 0.0031925
s_1.05_0.95_-0.005_1.3 | 1.05 | 0.95 | -0.005 | 1.3 | 1730494871.5236 | 2142921478.6542 | 878404144.8628 | 2202683849.8263 | 938166517.5642 | 16915774.0562 | 39324756.7054 | 412426607.1306 | -37353388.5229 | 5524655.9897 | 6841340.1145 | 2804331.1772 | 7032133.2496 | 2995124.3172 | 54004.1083 | 125545.4473 | 1316684.1248 | -119251.7961 | 0.092595 | 0.057679 | 0.21749 | 0.2 | 0.00023231 | 0.0031925
s_1.05_0.95_0.01_0.9 | 1.05 | 0.95 | 0.01 | 0.9 | 912346765.9099 | 1328697191.7765 | 833391749.0211 | 1478921849.326 | 983616408.0999 | 31061937.8572 | 125355413.0898 | 416350425.8666 | -55931182.3169 | 2179401.5858 | 3173973.8387 | 1990794.9119 | 3532828.4641 | 2349649.5409 | 74200.3361 | 299447.3114 | 994572.2529 | -133607.6501 | 0.092595 | 0.057679 | 0.16273 | 0.2 | 0.00017382 | 0.0023888
s_1.05_0.95_0.01_1.3 | 1.05 | 0.95 | 0.01 | 1.3 | 1711086675.1413 | 2127437230.9759 | 651402033.7133 | 2238333045.8959 | 762297850.1627 | 41702670.5706 | 116666945.2417 | 416350555.8346 | -35931540.2489 | 4087420.6526 | 5081993.2159 | 1556060.3472 | 5346899.6352 | 1820966.7701 | 99618.7741 | 278692.4172 | 994572.5634 | -85832.7762 | 0.092595 | 0.057679 | 0.16273 | 0.2 | 0.00017382 | 0.0023888
s_1.05_1.0_-0.005_0.9 | 1.05 | 1 | -0.005 | 0.9 | -2634133250.3146 | -2213150173.0518 | -331144006.2976 | -2048650039.9865 | -166643871.703 | 38948929.8186 | 145888172.1627 | 420983077.2628 | -57560890.7213 | -56860085.3295 | -47772794.9684 | -7148034.919 | -44221914.7683 | -3597154.6859 | 840746.9412 | 3149124.6378 | 9087290.3611 | -1242502.5035 | 0.092595 | 0.38999 | 0.21749 | 0.2 | 0.0015707 | 0.021586
s_1.05_1.0_-0.005_1.3 | 1.05 | 1 | -0.005 | 1.3 | -2506207416.5102 | -2085224079.9231 | -294612343.1534 | -1953150979.0063 | -162539240.7073 | 35032091.5791 | 129591693.9916 | 420983336.5871 | -37513498.5043 | -54098693.5794 | -45011397.6206 | -6359466.8071 | -42160483.4586 | -3508552.6121 | 756198.5394 | 2797350.8088 | 9087295.9588 | -809761.8925 | 0.092595 | 0.38999 | 0.21749 | 0.2 | 0.0015707 | 0.021586
s_1.05_1.0_0.01_0.9 | 1.05 | 1 | 0.01 | 0.9 | 299701476.4178 | 707765089.0756 | 673134210.1715 | 845922638.0532 | 811291760.6783 | 38857767.6133 | 120824137.2882 | 408063612.6578 | -56191179.3026 | 4840620.669 | 11431449.5875 | 10872109.8398 | 13662897.6776 | 13103557.9546 | 627610.2317 | 1951487.9381 | 6590828.9185 | -907570.3837 | 0.092595 | 0.38999 | 0.16273 | 0.2 | 0.0011753 | 0.016151
s_1.05_1.0_0.01_1.3 | 1.05 | 1 | 0.01 | 1.3 | -512840086.4555 | -104776176.4573 | 371861976.5711 | 20133159.5365 | 496771314.0942 | 38254373.058 | 127333321.0671 | 408063909.9982 | -35830387.9846 | -8283123.4336 | -1692289.7125 | 6006119.1267 | 325180.2071 | 8023589.0711 | 617864.5201 | 2056620.8521 | 6590833.721 | -578713.5877 | 0.092595 | 0.38999 | 0.16273 | 0.2 | 0.0011753 | 0.016151
s_1.05_1.05_-0.005_0.9 | 1.05 | 1.05 | -0.005 | 0.9 | 892238460.3044 | 1306442958.7766 | 962398790.3207 | 1428497051.2665 | 1084452884.3399 | 38916283.2591 | 103367108.7344 | 414204498.4722 | -57603267.0147 | 2848497.6379 | 4170857.7333 | 3072486.5637 | 4560519.0286 | 3462147.8639 | 124241.3837 | 330002.5477 | 1322360.0954 | -183900.1313 | 0.092595 | 0.057679 | 0.21749 | 0.2 | 0.00023231 | 0.0031925
s_1.05_1.05_-0.005_1.3 | 1.05 | 1.05 | -0.005 | 1.3 | -751101578.9797 | -336534419.5152 | 714651977.6679 | -212197761.2767 | 838988637.4357 | 52287557.6595 | 138759474.3696 | 414567159.4644 | -37864741.5285 | -2397913.9756 | -1074396.0743 | 2281547.5468 | -677447.6204 | 2678496.0056 | 166929.5722 | 442993.7204 | 1323517.9013 | -120884.3057 | 0.092595 | 0.057679 | 0.21749 | 0.2 | 0.00023231 | 0.0031925
s_1.05_1.05_0.01_0.9 | 1.05 | 1.05 | 0.01 | 0.9 | 541634873.2539 | 950173496.627 | 669001899.3814 | 1074628072.9606 | 793456477.2443 | 40240960.1624 | 108260722.7704 | 408538623.3731 | -56434813.7257 | 1293850.0423 | 2269761.5673 | 1598102.6677 | 2567056.9721 | 1895398.076 | 96127.0601 | 258611.7469 | 975911.525 | -134810.7179 | 0.092595 | 0.057679 | 0.16273 | 0.2 | 0.00017382 | 0.0023888
s_1.05_1.05_0.01_1.3 | 1.05 | 1.05 | 0.01 | 1.3 | 1326326423.5009 | 1734865183.1401 | 734946736.6541 | 1825235339.7057 | 825316894.7491 | 28962995.4275 | 83397046.657 | 408538759.6392 | -35936105.3361 | 3168310.5796 | 4144222.4301 | 1755630.8009 | 4360097.435 | 1971505.8095 | 69186.4108 | 199217.7345 | 975911.8505 | -85843.6812 | 0.092595 | 0.057679 | 0.16273 | 0.2 | 0.00017382 | 0.0023888
s_1.1_0.95_-0.005_0.9 | 1.1 | 0.95 | -0.005 | 0.9 | 886062161.8534 | 1267218475.195 | 904875051.5068 | 1371554658.3524 | 1009211236.1934 | 41966674.8264 | 88085583.0694 | 381156313.3416 | -58217274.9143 | 2065786.396 | 2954423.2894 | 2109647.2143 | 3197675.1481 | 2352899.0766 | 97842.1037 | 205364.8232 | 888636.8934 | -135729.1392 | 0.06762 | 0.057679 | 0.21749 | 0.2 | 0.00016965 | 0.0023314
s_1.1_0.95_-0.005_1.3 | 1.1 | 0.95 | -0.005 | 1.3 | 1277758956.2009 | 1658921163.6371 | 933156062.6019 | 1726922804.1804 | 1001157704.6746 | 36046470.5353 | 65735113.8387 | 381162207.4362 | -38312997.24 | 2978997.6175 | 3867648.2525 | 2175582.2362 | 4026188.8944 | 2334122.8817 | 84039.5986 | 153256.4077 | 888650.635 | -89323.8329 | 0.06762 | 0.057679 | 0.21749 | 0.2 | 0.00016965 | 0.0023314
s_1.1_0.95_0.01_0.9 | 1.1 | 0.95 | 0.01 | 0.9 | 915456317.2143 | 1332760821.7002 | 540584031.2017 | 1426331698.0937 | 634154909.1246 | 19463722.314 | 57324404.403 | 417304504.4859 | -55710194.3045 | 1596986.5182 | 2324961.9061 | 943032.8827 | 2488193.5375 | 1106264.5167 | 33953.8889 | 100000.7311 | 727975.3879 | -97184.7892 | 0.06762 | 0.057679 | 0.16273 | 0.2 | 0.00012694 | 0.0017445
s_1.1_0.95_0.01_1.3 | 1.1 | 0.95 | 0.01 | 1.3 | -23570222.7223 | 393734446.1861 | 401549954.6342 | 485337997.1256 | 493153507.103 | 27102910.1565 | 83542822.8634 | 417304668.9084 | -35163638.2326 | -41117.5577 | 686858.1171 | 700492.0408 | 846657.8073 | 860291.7337 | 47280.2266 | 145737.988 | 727975.6747 | -61341.9288 | 0.06762 | 0.057679 | 0.16273 | 0.2 | 0.00012694 | 0.0017445
s_1.1_1.0_-0.005_0.9 | 1.1 | 1 | -0.005 | 0.9 | 1458926668.1014 | 1851956522.1306 | 1027794229.2654 | 1938533293.1465 | 1114371001.8106 | 35509924.0285 | 63951523.5361 | 393029854.0292 | -58135171.5083 | 22997971.3103 | 29193546.1151 | 16201761.6884 | 30558309.7729 | 17566525.3703 | 559765.0875 | 1008107.7656 | 6195574.8049 | -916420.9797 | 0.06762 | 0.38999 | 0.21749 | 0.2 | 0.0011471 | 0.015764
s_1.1_1.0_-0.005_1.3 | 1.1 | 1 | -0.005 | 1.3 | 1614747550.2847 | 2007830042.9927 | 1170352110.354 | 2059191495.2987 | 1221713564.1893 | 42976753.7037 | 56025482.2005 | 393082492.7081 | -38312723.8092 | 25454273.0945 | 31650677.6757 | 18448990.5115 | 32460320.2934 | 19258633.1533 | 677469.3823 | 883164.6309 | 6196404.5812 | -603947.3691 | 0.06762 | 0.38999 | 0.21749 | 0.2 | 0.0011471 | 0.015764
s_1.1_1.0_0.01_0.9 | 1.1 | 1 | 0.01 | 0.9 | 1238548643.1096 | 1655108474.3216 | 397062796.8146 | 1724061551.0815 | 466015875.1037 | 16637580.0594 | 29814485.8969 | 416559831.212 | -55776170.9224 | 14608698.7863 | 19522027.895 | 4683361.3118 | 20335330.4119 | 5496663.8468 | 196240.4924 | 351662.2834 | 4913329.1086 | -657880.726 | 0.06762 | 0.38999 | 0.16273 | 0.2 | 0.00085828 | 0.011795
s_1.1_1.0_0.01_1.3 | 1.1 | 1 | 0.01 | 1.3 | 776927126.5893 | 1193487164.8483 | 391322843.5998 | 1278959393.6848 | 476795073.9656 | 17938442.8124 | 68120196.4989 | 416560038.2591 | -35290475.15 | 9163866.4613 | 14077198.012 | 4615658.4823 | 15085344.1617 | 5623804.65 | 211584.187 | 803478.6825 | 4913331.5508 | -416251.6542 | 0.06762 | 0.38999 | 0.16273 | 0.2 | 0.00085828 | 0.011795
s_1.1_1.05_-0.005_0.9 | 1.1 | 1.05 | -0.005 | 0.9 | -2063864171.4709 | -1669601941.6295 | 305480986.0721 | -1513467177.9021 | 461615751.3288 | 45142805.0791 | 143126142.358 | 394262229.8414 | -58151426.4485 | -4811742.0111 | -3892549.6723 | 712205.6357 | -3528533.371 | 1076221.9405 | 105247.0093 | 333687.692 | 919192.3388 | -135575.6185 | 0.06762 | 0.057679 | 0.21749 | 0.2 | 0.00016965 | 0.0023314
s_1.1_1.05_-0.005_1.3 | 1.1 | 1.05 | -0.005 | 1.3 | -1821395809.8314 | -1427133406.6144 | 251989884.7698 | -1303805266.6201 | 375318026.2934 | 38138114.6581 | 123241979.3708 | 394262403.217 | -38224275.2815 | -4246445.5065 | -3327252.7635 | 587495.21 | -3039722.605 | 875025.3721 | 88916.1075 | 287329.2816 | 919192.743 | -89116.9844 | 0.06762 | 0.057679 | 0.21749 | 0.2 | 0.00016965 | 0.0023314
s_1.1_1.05_0.01_0.9 | 1.1 | 1.05 | 0.01 | 0.9 | -52039257.5089 | 366031582.4272 | 486181191.9842 | 514807958.5206 | 634957569.6069 | 46531107.4653 | 139345670.4537 | 418070839.9361 | -55961813.1049 | -90780.9484 | 638531.2891 | 848128.7358 | 898067.2849 | 1107664.7342 | 81172.1432 | 243084.4082 | 729312.2375 | -97623.7308 | 0.06762 | 0.057679 | 0.16273 | 0.2 | 0.00012694 | 0.0017445
s_1.1_1.05_0.01_1.3 | 1.1 | 1.05 | 0.01 | 1.3 | -188802552.5836 | 229268402.3791 | 253222551.3056 | 357181901.5157 | 381136051.9715 | 29329052.1404 | 122263130.4641 | 418070954.9627 | -34979420.8129 | -329360.4789 | 399951.9592 | 441739.2648 | 623093.282 | 664880.5903 | 51163.6656 | 213284.4215 | 729312.4381 | -61020.5669 | 0.06762 | 0.057679 | 0.16273 | 0.2 | 0.00012694 | 0.0017445
s_1.0_1.0_0.0_0.9 | 1 | 1 | 0 | 0.9 | 337626743.442 | 760733586.1294 | 369176855.5604 | 873817950.7663 | 482261221.7266 | 19496293.1126 | 75863736.0902 | 423106842.6874 | -56716921.6592 | 9431110.9128 | 21249983.7919 | 10312417.3036 | 24408830.6727 | 13471264.2271 | 544600.528 | 2119142.8796 | 11818872.8791 | -1584304.5292 | 0.10878 | 0.38999 | 0.23956 | 0.2 | 0.0020326 | 0.027934
s_1.0_1.0_0.0_1.1 | 1 | 1 | 0 | 1.1 | 699380418.1382 | 1122485879.204 | 258223069.2613 | 1204860283.5624 | 340597475.149 | 8205643.8506 | 44373443.218 | 423105461.0658 | -46206604.991 | 19536172.4798 | 31355006.7653 | 7213085.0229 | 33656015.6723 | 9514093.9725 | 229212.6994 | 1239507.4522 | 11818834.2855 | -1290714.1541 | 0.10878 | 0.38999 | 0.23956 | 0.2 | 0.0020326 | 0.027934
s_1.0_1.0_0.0_1.2 | 1 | 1 | 0 | 1.2 | 133938287.0437 | 557043748.1095 | 376260213.918 | 649585539.9742 | 468802007.312 | 20757462.1846 | 71535464.5207 | 423105461.0658 | -41763789.5287 | 3741370.804 | 15560205.0896 | 10510280.5937 | 18145225.1453 | 13095300.6922 | 579829.4476 | 1998238.9227 | 11818834.2855 | -1166610.5806 | 0.10878 | 0.38999 | 0.23956 | 0.2 | 0.0020326 | 0.027934
s_1.0_1.0_0.0_1.3 | 1 | 1 | 0 | 1.3 | 321472678.0736 | 744578139.1394 | 349848465.2159 | 828034320.9557 | 433304648.5616 | 13815037.2489 | 60905132.8609 | 423105461.0658 | -36366086.2043 | 8979870.6448 | 20798704.9303 | 9772506.8947 | 23129931.7136 | 12103733.7207 | 385902.9271 | 1701296.1038 | 11818834.2855 | -1015833.6065 | 0.10878 | 0.38999 | 0.23956 | 0.2 | 0.0020326 | 0.027934
s_1.0_1.0_-0.005_1.0 | 1 | 1 | -0.005 | 1 | -21508558.0023 | 401803596.5286 | 856593812.3566 | 507826864.4762 | 962617081.8335 | 56439037.4839 | 110509045.82 | 423312154.5309 | -51953259.6114 | -545445.5983 | 10189525.6339 | 21722763.7688 | 12878219.3536 | 24411457.5273 | 1431263.9911 | 2802450.6622 | 10734971.2322 | -1317507.0486 | 0.10878 | 0.38999 | 0.21749 | 0.2 | 0.0018453 | 0.025359
s_1.0_1.0_0.005_1.0 | 1 | 1 | 0.005 | 1 | -1760896847.9443 | -1340678326.2743 | 615125050.5216 | -1144462767.4185 | 811340610.9067 | 58921712.7178 | 204601800.4178 | 420218521.67 | -50535471.1558 | -44655408.0795 | -33998889.7323 | 15599244.3186 | -29022967.4558 | 20575166.6339 | 1494223.3154 | 5188592.9049 | 10656518.3473 | -1281552.687 | 0.10878 | 0.38999 | 0.21749 | 0.2 | 0.0018453 | 0.025359
s_1.0_1.0_0.01_1.0 | 1 | 1 | 0.01 | 1 | 1666013621.1348 | 2081041139.7696 | 817658985.4743 | 2183996991.067 | 920614838.301 | 27341208.8097 | 79374633.2587 | 415027518.6348 | -50922426.8484 | 31612664.0458 | 39487825.0589 | 15515106.5297 | 41441415.7723 | 17468697.2721 | 518800.3494 | 1506136.3143 | 7875161.0131 | -966254.7484 | 0.10878 | 0.38999 | 0.16273 | 0.2 | 0.0013808 | 0.018975
s_1.0_1.0_-0.01_1.0 | 1 | 1 | -0.01 | 1 | -1566147435.4992 | -1143529934.7223 | 326455440.4353 | -1003419266.1431 | 466566110.5439 | 53201657.6254 | 141099594.3175 | 422617500.7769 | -52212731.8871 | -29717699.8415 | -21698518.664 | 6194502.8741 | -19039914.0531 | 8853107.5141 | 1009503.2285 | 2677369.5098 | 8019181.1774 | -990738.3296 | 0.10878 | 0.38999 | 0.16273 | 0.2 | 0.0013808 | 0.018975
Note on O3: John Stephenson: Consumer surplus change
Note on P3: John Stephenson: Consumer surplus change plus any "fiscal" transfers to producers
Note on Q3: John Stephenson: Total surplus
Note on R3: John Stephenson: CS_net plus net costs/benefits from inefficient battery investment plus transmission costs and benefits brought forward.
Note on S3: John Stephenson: Total surplus plus net costs/benefits from inefficient battery investment plus transmission costs and benefits brought forward.

## Alternative_weighted
[5 empty] | 2 | 4 | 6 | 7 | 8 | 9 | 10 | 11 | 12
Weighted sums
[14 empty] | CS | CS_net | TS | Net CS | Net TS | Transmission_cost | Transmission benefit | Interconnection revenue | Battery investment
[5 empty] | 12: Alternative | -896183664.5798 | -896183664.5798 | 796331220.0883 | -750087087.7915 | 942427796.8766 | 36186799.6404 | 134988720.0375 | 0 | -47294656.3912
[5 empty] | 12: Mean | -807945566.6085 | -807945566.6085 | 842813830.0744 | -660711977.1135 | 990047419.5694 | 36390442.2546 | 137102682.1389 | 0 | -46521349.6107
[5 empty] | 12: Median | -1057249040 | -1057249040 | 803359519.8473 | -958691107.898 | 952395050.0992 | 35628207.6967 | 126558435.1558 | 0 | -49041612.5581
[5 empty] | 12: Lower quartile - unweighted | -2132486854.5366 | -2132486854.5366 | 493938181.4663 | -1964495140.4053 | 640953989.9448 | 28046938.2718 | 103310873.3719 | 0 | -51461109.9108 | [7 empty] | Parameters |  |  |  |  | Parameters |  |  |  |  | Parameters |  |  |  |  | Parameters
[5 empty] | 12: Upper quartile - unweighted | -139439181.241 | -139439181.241 | 1052109511.8517 | 14540704.4164 | 1201104725.5753 | 46981666.1842 | 177858459.5219 | 0 | -37986524.8101 | [7 empty] | -0.0073604 |  |  |  |  | 1 |  |  |  |  | 0 |  |  |  |  | 0.2
[30 empty] | 0.11745 |  |  |  |  | 0.025574 |  |  |  |  | 0.011371
[5 empty] | 2: Unweighted | Weighted | [8 empty] | Weight components | [6 empty] | Densities
Scenario | SRMC | LRMC | Demand | Batteries | CS | CS_net | TS | Net CS | Net TS | Transmission_cost | Transmission benefit | Interconnection revenue | Battery investment | CS | CS_net | TS | Net CS | Net TS | Transmission_cost | Transmission benefit | Interconnection revenue | Battery investment | SRMC | LRMC | Demand | Batteries | Total | Weight | x | SRMC | p(x) | N | Expected | x | LRMC | p(x) | N | Expected | x | Demand | p(x) | N | Expected | x | Batteries | p(x) | N | Expected
s_0.8_1.0_0.0_1.0 | 0.8 | 1 | 0 | 1 | -721837884.9389 | -721837884.9389 | 1060645042.8376 | -547636280.5535 | 1234846647.2231 | 20810792.1238 | 146113225.1525 | 0 | -48899171.3567 | -4670112.4411 | -4670112.4411 | 6862110.8887 | -3543071.1804 | 7989152.1495 | 134640.6738 | 945316.3998 | 0 | -316365.5348 | 0.025195 | 0.38999 | 0.23956 | 0.2 | 0.00047078 | 0.0064698 | 0.8 | 0.78519 | 0.025195 | 5 | 2.8471 | 0.9 | 0.007464 | 0.0001866 | 7 | 0.021086 | -0.01 | 23.8326 | 0.16273 | 1 | 18.3888 | 0.9 | 0.2 | 0.2 | 31 | 22.6
s_0.85_1.0_0.0_1.0 | 0.85 | 1 | 0 | 1 | -139439181.241 | -139439181.241 | 359447627.0884 | 14540704.4164 | 513427512.7459 | 25218795.2827 | 130143877.3937 | 0 | -49054803.5464 | -1918495.4428 | -1918495.4428 | 4945515.517 | 200060.5204 | 7064071.4802 | 346976.6775 | 1790604.5738 | 0 | -674928.067 | 0.053581 | 0.38999 | 0.23956 | 0.2 | 0.0010012 | 0.013759 | 0.85 | 1.6698 | 0.053581 | 1 | 6.0546 | 0.925 | 0.21161 | 0.0052902 | 1 | 0.5978 | -0.005 | 31.8514 | 0.21749 | 31 | 24.576 | 1 | 0.2 | 0.2 | 49 | 22.6
s_0.9_1.0_0.0_1.0 | 0.9 | 1 | 0 | 1 | -612287518.1001 | -612287518.1001 | 1427655714.4176 | -430193243.1971 | 1609749989.3206 | 68522387.72 | 201715641.3151 | 0 | -48901021.3078 | -13443177.5399 | -13443177.5399 | 31345125.7251 | -9445177.2636 | 35343126.0014 | 1504454.3557 | 4428800.357 | 0 | -1073654.275 | 0.085502 | 0.38999 | 0.23956 | 0.2 | 0.0015976 | 0.021956 | 0.9 | 2.6646 | 0.085502 | 17 | 9.6618 | 0.95 | 2.3072 | 0.057679 | 27 | 6.5177 | 0 | 35.0844 | 0.23956 | 49 | 27.0705 | 1.1 | 0.2 | 0.2 | 1 | 22.6
s_0.925_1.0_0.0_1.0 | 0.925 | 1 | 0 | 1 | -338328132.8923 | -338328132.8923 | 966947467.9567 | -190548106.279 | 1114727494.5699 | 18538461.2304 | 117355803.4979 | 0 | -48962684.3457 | -8544904.822 | -8544904.822 | 24421481.0365 | -4812533.3777 | 28153852.4808 | 468212.2808 | 2963969.2172 | 0 | -1236614.5079 | 0.098356 | 0.38999 | 0.23956 | 0.2 | 0.0018378 | 0.025256 | 0.925 | 3.0652 | 0.098356 | 1 | 11.1142 | 0.975 | 9.6739 | 0.24185 | 1 | 27.329 | 0.005 | 31.8514 | 0.21749 | 1 | 24.576 | 1.2 | 0.2 | 0.2 | 1 | 22.6
s_0.95_1.0_0.0_1.0 | 0.95 | 1 | 0 | 1 | -819475610.7544 | -819475610.7544 | 825738101.3342 | -662069979.3569 | 983143732.7317 | 17939233.0811 | 126558435.1558 | 0 | -48786429.3227 | -22511635.465 | -22511635.465 | 22683670.9755 | -18187579.7547 | 27007726.6858 | 492804.7526 | 3476659.1218 | 0 | -1340201.3411 | 0.10698 | 0.38999 | 0.23956 | 0.2 | 0.001999 | 0.027471 | 0.95 | 3.334 | 0.10698 | 17 | 12.0887 | 1 | 15.5995 | 0.38999 | 41 | 44.0689 | 0.01 | 23.8326 | 0.16273 | 31 | 18.3888 | 1.3 | 0.2 | 0.2 | 31 | 22.6
s_0.975_1.0_0.0_1.0 | 0.975 | 1 | 0 | 1 | -2506876800.1606 | -2506876800.1606 | 104472284.9671 | -2341327032.7875 | 270022052.3402 | 21052237.5663 | 137616131.2659 | 0 | -48985873.6735 | -71126405.0877 | -71126405.0877 | 2964141.7004 | -66429341.4683 | 7661205.3198 | 597304.9721 | 3904516.049 | 0 | -1389852.5425 | 0.11049 | 0.38999 | 0.23956 | 0.2 | 0.0020646 | 0.028373 | 0.975 | 3.4434 | 0.11049 | 1 | 12.4856 | 1.025 | 9.6739 | 0.24185 | 1 | 27.329
s_1.0_1.0_0.0_1.0 | 1 | 1 | 0 | 1 | -978115969.2847 | -978115969.2847 | 693551498.5408 | -850371556.6889 | 821295911.1366 | 28725518.1146 | 107540151.7825 | 0 | -48929778.928 | -27322243.7827 | -27322243.7827 | 19373350.1078 | -23753889.8324 | 22941704.0581 | 802405.4748 | 3003977.3766 | 0 | -1366782.0484 | 0.10878 | 0.38999 | 0.23956 | 0.2 | 0.0020326 | 0.027934 | 1 | 3.3901 | 0.10878 | 29 | 12.2924 | 1.05 | 2.3072 | 0.057679 | 27 | 6.5177
s_1.025_1.0_0.0_1.0 | 1.025 | 1 | 0 | 1 | 347225187.7345 | 347225187.7345 | 1092477386.4485 | 437507571.1254 | 1182759769.8395 | 25727295.0359 | 66976950.453 | 0 | -49032727.9739 | 9134663.4822 | 9134663.4822 | 28740464.8039 | 11509776.8662 | 31115578.1879 | 676823.545 | 1762003.2332 | 0 | -1289933.6957 | 0.10245 | 0.38999 | 0.23956 | 0.2 | 0.0019143 | 0.026308 | 1.025 | 3.1928 | 0.10245 | 1 | 11.5769 | 1.075 | 0.21161 | 0.0052902 | 1 | 0.5978
s_1.05_1.0_0.0_1.0 | 1.05 | 1 | 0 | 1 | -1131707170.548 | -1131707170.548 | 642752743.8559 | -1003270414.9071 | 771189499.4967 | 20422496.9973 | 99805988.5828 | 0 | -49053264.0554 | -26908513.101 | -26908513.101 | 15282681.8446 | -23854682.3825 | 18336512.5632 | 485584.1178 | 2373079.2039 | 0 | -1166335.6324 | 0.092595 | 0.38999 | 0.23956 | 0.2 | 0.0017302 | 0.023777 | 1.05 | 2.8857 | 0.092595 | 17 | 10.4632 | 1.1 | 0.007464 | 0.0001866 | 7 | 0.021086
s_1.075_1.0_0.0_1.0 | 1.075 | 1 | 0 | 1 | -529371448.6048 | -529371448.6048 | 830136696.9649 | -404793304.7921 | 954714840.7776 | 34816077.7087 | 109815165.4358 | 0 | -49579056.0856 | -10949176.2038 | -10949176.2038 | 17170009.815 | -8372482.5583 | 19746703.4605 | 720113.2032 | 2271345.7618 | 0 | -1025461.087 | 0.080548 | 0.38999 | 0.23956 | 0.2 | 0.0015051 | 0.020683 | 1.075 | 2.5102 | 0.080548 | 1 | 9.1019
s_1.1_1.0_0.0_1.0 | 1.1 | 1 | 0 | 1 | -197550938.3767 | -197550938.3767 | 1025265348.4499 | -78234599.4595 | 1144581687.3672 | 34707822.4773 | 104430508.8329 | 0 | -49593652.5616 | -3430212.5216 | -3430212.5216 | 17802385.8812 | -1358441.0425 | 19874157.3602 | 602655.7415 | 1813298.5952 | 0 | -861128.6254 | 0.06762 | 0.38999 | 0.23956 | 0.2 | 0.0012635 | 0.017364 | 1.1 | 2.1073 | 0.06762 | 17 | 7.641
s_1.15_1.0_0.0_1.0 | 1.15 | 1 | 0 | 1 | -2493335432.7557 | -2493335432.7557 | 339411184.0794 | -2346579225.7679 | 486167391.0671 | 39296752.624 | 136278927.0922 | 0 | -49774032.5196 | -27689711.2405 | -27689711.2405 | 3769327.4461 | -26059911.6793 | 5399127.0073 | 436409.6858 | 1513444.2361 | 0 | -552765.0109 | 0.043248 | 0.38999 | 0.23956 | 0.2 | 0.00080811 | 0.011105 | 1.15 | 1.3478 | 0.043248 | 1 | 4.8871
s_1.2_1.0_0.0_1.0 | 1.2 | 1 | 0 | 1 | -1437406090.9985 | -1437406090.9985 | 944665758.1155 | -1287969139.047 | 1094102710.067 | 46698101.9555 | 145894620.7569 | 0 | -50240433.1501 | -9098685.3426 | -9098685.3426 | 5979671.6744 | -8152759.3354 | 6925597.6816 | 295595.8921 | 923503.2854 | 0 | -318018.6139 | 0.024651 | 0.38999 | 0.23956 | 0.2 | 0.00046061 | 0.0063299 | 1.2 | 0.76822 | 0.024651 | 5 | 2.7855
s_1.0_0.9_0.0_1.0 | 1 | 0.9 | 0 | 1 | -1627815206.0432 | -1627815206.0432 | 684955906.0636 | -1488624387.959 | 824146724.1478 | 29647209.992 | 119653265.7312 | 0 | -49184762.345 | -21756.6358 | -21756.6358 | 9154.8083 | -19896.2748 | 11015.1693 | 396.2511 | 1599.231 | 0 | -657.3811 | 0.10878 | 0.0001866 | 0.23956 | 0.2 | 9.7257e-07 | 1.3366e-05
s_1.0_0.925_0.0_1.0 | 1 | 0.925 | 0 | 1 | -1728110435.7016 | -1728110435.7016 | 494749083.1798 | -1594120545.0337 | 628738973.8478 | 32981181.9434 | 117832419.5268 | 0 | -49138653.0845 | -654815.7384 | -654815.7384 | 187470.3604 | -604044.2788 | 238241.82 | 12497.232 | 44649.0694 | 0 | -18619.6222 | 0.10878 | 0.0052902 | 0.23956 | 0.2 | 2.7573e-05 | 0.00037892
s_1.0_0.95_0.0_1.0 | 1 | 0.95 | 0 | 1 | -2115033210.2382 | -2115033210.2382 | 425957747.8627 | -1964495140.4053 | 576495817.6956 | 34102861.2897 | 135599318.5645 | 0 | -49041612.5581 | -8737925.9668 | -8737925.9668 | 1759777.2214 | -8116001.6854 | 2381701.5028 | 140890.5902 | 560207.1878 | 0 | -202607.6838 | 0.10878 | 0.057679 | 0.23956 | 0.2 | 0.00030062 | 0.0041313
s_1.0_0.975_0.0_1.0 | 1 | 0.975 | 0 | 1 | -1264785419.8583 | -1264785419.8583 | 511941116.5305 | -1135772546.444 | 640953989.9448 | 23641907.3072 | 103658028.6275 | 0 | -48996752.094 | -21909585.0434 | -21909585.0434 | 8868237.4526 | -19674724.9024 | 11103097.5936 | 409543.2874 | 1795644.0341 | 0 | -848759.3943 | 0.10878 | 0.24185 | 0.23956 | 0.2 | 0.0012605 | 0.017323
s_1.0_1.025_0.0_1.0 | 1 | 1.025 | 0 | 1 | -2207355344.7085 | -2207355344.7085 | 246732754.3767 | -2057070009.9135 | 397018089.1717 | 22547665.4083 | 123864038.7932 | 0 | -48968961.4101 | -38237505.6564 | -38237505.6564 | 4274094.388 | -35634147.5912 | 6877452.4531 | 390587.9883 | 2145668.0708 | 0 | -848277.9827 | 0.10878 | 0.24185 | 0.23956 | 0.2 | 0.0012605 | 0.017323
s_1.0_1.05_0.0_1.0 | 1 | 1.05 | 0 | 1 | -1162401852.2926 | -1162401852.2926 | 688554137.0721 | -1040355811.5097 | 810600177.855 | 35263903.4884 | 108172641.3365 | 0 | -49137302.9348 | -4802279.8318 | -4802279.8318 | 2844652.767 | -4298065.8725 | 3348866.7263 | 145687.2528 | 446898.1986 | 0 | -203003.0135 | 0.10878 | 0.057679 | 0.23956 | 0.2 | 0.00030062 | 0.0041313
s_1.0_1.075_0.0_1.0 | 1 | 1.075 | 0 | 1 | -3729966900.0687 | -3729966900.0687 | 340138822.6375 | -3520988802.7774 | 549116919.9288 | 46981666.1842 | 206815013.1984 | 0 | -49144750.2771 | -1413359.3429 | -1413359.3429 | 128885.4287 | -1334173.3463 | 208071.4253 | 17802.2965 | 78366.3606 | 0 | -18621.9325 | 0.10878 | 0.0052902 | 0.23956 | 0.2 | 2.7573e-05 | 0.00037892
s_1.0_1.1_0.0_1.0 | 1 | 1.1 | 0 | 1 | -1180882442.7543 | -1180882442.7543 | 1043406434.6461 | -1000414194.4856 | 1223874682.9148 | 35628207.6967 | 167123387.9724 | 0 | -48973067.993 | -15783.1363 | -15783.1363 | 13945.6947 | -13371.08 | 16357.751 | 476.1904 | 2233.695 | 0 | -654.5517 | 0.10878 | 0.0001866 | 0.23956 | 0.2 | 9.7257e-07 | 1.3366e-05
s_0.8_0.9_0.0_1.0 | 0.8 | 0.9 | 0 | 1 | 2634540235.9673 | 2634540235.9673 | 1176691737.3732 | 2683074330.5453 | 1225225831.9512 | -2600561.142 | -2637771.2822 | 0 | -48571304.7182 | 8155.5477 | 8155.5477 | 3642.5959 | 8305.791 | 3792.8393 | -8.0504 | -8.1655 | 0 | -150.3585 | 0.025195 | 0.0001866 | 0.23956 | 0.2 | 2.2526e-07 | 3.0956e-06
s_0.8_0.95_0.0_1.0 | 0.8 | 0.95 | 0 | 1 | -1675629547.8911 | -1675629547.8911 | 692129434.1987 | -1500751493.7692 | 867007488.3206 | 25163613.5355 | 151086378.1609 | 0 | -48955289.4965 | -1603359.2164 | -1603359.2164 | 662277.7145 | -1436023.6975 | 829613.2333 | 24078.3004 | 144569.984 | 0 | -46843.8353 | 0.025195 | 0.057679 | 0.23956 | 0.2 | 6.9628e-05 | 0.00095687
s_0.8_1.05_0.0_1.0 | 0.8 | 1.05 | 0 | 1 | -3385730259.3477 | -3385730259.3477 | 891426291.8845 | -3094978579.577 | 1182177971.6552 | 57136393.3638 | 298902467.5457 | 0 | -48985605.5888 | -3239702.8463 | -3239702.8463 | 852978.8476 | -2961491.3609 | 1131190.333 | 54672.0861 | 286010.7276 | 0 | -46872.8439 | 0.025195 | 0.057679 | 0.23956 | 0.2 | 6.9628e-05 | 0.00095687
s_0.8_1.1_0.0_1.0 | 0.8 | 1.1 | 0 | 1 | 403235305.6495 | 403235305.6495 | 1614521244.7384 | 554458992.8169 | 1765744931.9058 | 33581230.1342 | 135995666.3065 | 0 | -48809250.9952 | 1248.2651 | 1248.2651 | 4997.9517 | 1716.3969 | 5466.0835 | 103.9549 | 420.9915 | 0 | -151.0951 | 0.025195 | 0.0001866 | 0.23956 | 0.2 | 2.2526e-07 | 3.0956e-06
s_0.9_0.9_0.0_1.0 | 0.9 | 0.9 | 0 | 1 | -1773791092.4434 | -1773791092.4434 | 803359519.8473 | -1589369112.4372 | 987781499.8535 | 62726010.1748 | 198382516.0782 | 0 | -48765474.1027 | -18634.1517 | -18634.1517 | 8439.5075 | -16696.7493 | 10376.9099 | 658.9536 | 2084.0616 | 0 | -512.2944 | 0.085502 | 0.0001866 | 0.23956 | 0.2 | 7.6443e-07 | 1.0505e-05
s_0.9_0.95_0.0_1.0 | 0.9 | 0.95 | 0 | 1 | -2788461039.5887 | -2788461039.5887 | 763990464.7131 | -2566545638.4752 | 985905865.8267 | 65192626.1459 | 238257181.6021 | 0 | -48850845.6572 | -9054745.8765 | -9054745.8765 | 2480844.9578 | -8334137.7939 | 3201453.0404 | 211694.7859 | 773673.4356 | 0 | -158629.4329 | 0.085502 | 0.057679 | 0.23956 | 0.2 | 0.00023629 | 0.0032472
s_0.9_1.05_0.0_1.0 | 0.9 | 1.05 | 0 | 1 | -1021512615.8827 | -1021512615.8827 | 315294383.667 | -850521627.3426 | 486285372.2071 | 12436092.0077 | 134875909.665 | 0 | -48551170.8828 | -3317075.9839 | -3317075.9839 | 1023830.1629 | -2761830.6617 | 1579075.4851 | 40382.7241 | 437971.7233 | 0 | -157656.323 | 0.085502 | 0.057679 | 0.23956 | 0.2 | 0.00023629 | 0.0032472
s_0.9_1.1_0.0_1.0 | 0.9 | 1.1 | 0 | 1 | -2132486854.5366 | -2132486854.5366 | 325144023.928 | -1934264453.6046 | 523366424.86 | 28363215.2866 | 177858459.5219 | 0 | -48727156.6967 | -22402.347 | -22402.347 | 3415.7253 | -20319.9674 | 5498.1048 | 297.9632 | 1868.4509 | 0 | -511.8919 | 0.085502 | 0.0001866 | 0.23956 | 0.2 | 7.6443e-07 | 1.0505e-05
s_0.95_0.9_0.0_1.0 | 0.95 | 0.9 | 0 | 1 | -2299209605.4558 | -2299209605.4558 | 493938181.4663 | -2142121509.9047 | 651026277.0173 | 35176477.5124 | 143457116.6057 | 0 | -48807456.4578 | -30221.0959 | -30221.0959 | 6492.3846 | -28156.3105 | 8557.17 | 462.364 | 1885.6181 | 0 | -641.5313 | 0.10698 | 0.0001866 | 0.23956 | 0.2 | 9.5646e-07 | 1.3144e-05
s_0.95_0.95_0.0_1.0 | 0.95 | 0.95 | 0 | 1 | 93377055.6769 | 93377055.6769 | 1037461973.8776 | 226752592.7529 | 1170837510.9536 | 18516054.0689 | 103192776.962 | 0 | -48698814.1829 | 379381.6735 | 379381.6735 | 4215104.6317 | 921273.1917 | 4756996.1499 | 75228.8828 | 419261.9711 | 0 | -197858.4299 | 0.10698 | 0.057679 | 0.23956 | 0.2 | 0.00029564 | 0.0040629
s_0.95_1.05_0.0_1.0 | 0.95 | 1.05 | 0 | 1 | -1580652216.7043 | -1580652216.7043 | 855399409.4304 | -1396272405.7196 | 1039779220.4151 | 29381437.5724 | 164775354.6243 | 0 | -48985893.9329 | -6422032.4672 | -6422032.4672 | 3475402.5723 | -5672915.666 | 4224519.3735 | 119373.8534 | 669465.8483 | 0 | -199024.8063 | 0.10698 | 0.057679 | 0.23956 | 0.2 | 0.00029564 | 0.0040629
s_0.95_1.1_0.0_1.0 | 0.95 | 1.1 | 0 | 1 | 249987968.3362 | 249987968.3362 | 964145933.3578 | 382336096.5964 | 1096494061.6179 | 7625107.102 | 91279743.6019 | 0 | -48693491.7603 | 3285.8728 | 3285.8728 | 12672.8536 | 5025.473 | 14412.4538 | 100.2254 | 1199.7923 | 0 | -640.0333 | 0.10698 | 0.0001866 | 0.23956 | 0.2 | 9.5646e-07 | 1.3144e-05
s_1.05_0.9_0.0_1.0 | 1.05 | 0.9 | 0 | 1 | -2726006711.1591 | -2726006711.1591 | 226451404.0279 | -2533986474.0869 | 418471641.1001 | 51342820.8061 | 193732651.2119 | 0 | -49630406.6664 | -31012.9574 | -31012.9574 | 2576.2694 | -28828.401 | 4760.8258 | 584.1118 | 2204.038 | 0 | -564.6302 | 0.092595 | 0.0001866 | 0.23956 | 0.2 | 8.2785e-07 | 1.1377e-05
s_1.05_0.95_0.0_1.0 | 1.05 | 0.95 | 0 | 1 | -219486036.3176 | -219486036.3176 | 942865704.4632 | -122699952.3581 | 1039651788.4227 | 20670378.2061 | 68250963.0482 | 0 | -49205499.1174 | -771840.7178 | -771840.7178 | 3315664.8792 | -431484.4848 | 3656021.1122 | 72689.0868 | 240010.1309 | 0 | -173035.1889 | 0.092595 | 0.057679 | 0.23956 | 0.2 | 0.00025589 | 0.0035166
s_1.05_1.05_0.0_1.0 | 1.05 | 1.05 | 0 | 1 | 827048956.1702 | 827048956.1702 | 1116211047.2924 | 913635884.4637 | 1202797975.5859 | 15108348.6092 | 52653524.9639 | 0 | -49041751.9388 | 2908385.7483 | 2908385.7483 | 3925248.0494 | 3212875.8106 | 4229738.1118 | 53129.7518 | 185160.4557 | 0 | -172459.3585 | 0.092595 | 0.057679 | 0.23956 | 0.2 | 0.00025589 | 0.0035166
s_1.05_1.1_0.0_1.0 | 1.05 | 1.1 | 0 | 1 | -2392997362.6342 | -2392997362.6342 | 704942750.3792 | -2206714564.6237 | 891225548.3896 | 30101664.0627 | 167179686.7787 | 0 | -49204775.2945 | -27224.4103 | -27224.4103 | 8019.9214 | -25105.127 | 10139.2047 | 342.4576 | 1901.9529 | 0 | -559.7879 | 0.092595 | 0.0001866 | 0.23956 | 0.2 | 8.2785e-07 | 1.1377e-05
s_1.1_0.9_0.0_1.0 | 1.1 | 0.9 | 0 | 1 | -205108483.5357 | -205108483.5357 | 887989273.0763 | -69344374.7316 | 1023753381.8803 | 58188551.889 | 144053521.7773 | 0 | -49899138.9158 | -1704.0651 | -1704.0651 | 7377.518 | -576.1211 | 8505.462 | 483.4372 | 1196.8134 | 0 | -414.5678 | 0.06762 | 0.0001866 | 0.23956 | 0.2 | 6.0455e-07 | 8.3081e-06
s_1.1_0.95_0.0_1.0 | 1.1 | 0.95 | 0 | 1 | -511224489.104 | -511224489.104 | 891835393.9991 | -370855837.756 | 1032204045.3471 | 55721499.0618 | 146418790.2948 | 0 | -49671360.115 | -1312860.9712 | -1312860.9712 | 2290296.9371 | -952384.2573 | 2650773.651 | 143096.7861 | 376013.9026 | 0 | -127559.5975 | 0.06762 | 0.057679 | 0.23956 | 0.2 | 0.00018687 | 0.0025681
s_1.1_1.05_0.0_1.0 | 1.1 | 1.05 | 0 | 1 | -491423587.0019 | -491423587.0019 | 1140967163.3428 | -372364068.0745 | 1260026682.2701 | 49915416.9194 | 119268452.9261 | 0 | -49706482.9207 | -1262010.8416 | -1262010.8416 | 2930085.0999 | -956257.5003 | 3235838.4411 | 128186.3528 | 306289.8986 | 0 | -127649.7954 | 0.06762 | 0.057679 | 0.23956 | 0.2 | 0.00018687 | 0.0025681
s_1.1_1.1_0.0_1.0 | 1.1 | 1.1 | 0 | 1 | -505900862.5362 | -505900862.5362 | 1130838342.616 | -381508021.2896 | 1255231183.8626 | 49619575.7222 | 124265344.9965 | 0 | -49747071.9724 | -4203.0831 | -4203.0831 | 9395.1363 | -3169.613 | 10428.6065 | 412.2452 | 1032.4109 | 0 | -413.3045 | 0.06762 | 0.0001866 | 0.23956 | 0.2 | 6.0455e-07 | 8.3081e-06
s_1.2_0.9_0.0_1.0 | 1.2 | 0.9 | 0 | 1 | 131112.0157 | 131112.0157 | 1175635309.1994 | 113256708.1335 | 1288760905.3172 | 47487386.2677 | 110244757.2353 | 0 | -50368225.1503 | 0.3971 | 0.3971 | 3560.6757 | 343.0234 | 3903.3019 | 143.8262 | 333.901 | 0 | -152.5515 | 0.024651 | 0.0001866 | 0.23956 | 0.2 | 2.2039e-07 | 3.0287e-06
s_1.2_0.95_0.0_1.0 | 1.2 | 0.95 | 0 | 1 | -1439347092.4596 | -1439347092.4596 | 658988099.0274 | -1301563692.8504 | 796771498.6366 | 36451835.003 | 123876398.9589 | 0 | -50358835.6532 | -1347503.362 | -1347503.362 | 616938.5297 | -1218511.8247 | 745930.067 | 34125.8689 | 115971.9327 | 0 | -47145.4736 | 0.024651 | 0.057679 | 0.23956 | 0.2 | 6.8124e-05 | 0.00093619
s_1.2_1.05_0.0_1.0 | 1.2 | 1.05 | 0 | 1 | -1674146854.6435 | -1674146854.6435 | 794313463.6058 | -1521493639.6438 | 946966678.6055 | 37623641.422 | 140084684.9973 | 0 | -50192171.4243 | -1567320.7157 | -1567320.7157 | 743628.8775 | -1424408.1955 | 886541.3977 | 35222.9032 | 131145.9793 | 0 | -46989.4441 | 0.024651 | 0.057679 | 0.23956 | 0.2 | 6.8124e-05 | 0.00093619
s_1.2_1.1_0.0_1.0 | 1.2 | 1.1 | 0 | 1 | -1307254444.6752 | -1307254444.6752 | 367115364.4417 | -1188401997.1216 | 485967811.9953 | 28601738.5766 | 97239604.5245 | 0 | -50214581.6057 | -3959.3138 | -3959.3138 | 1111.8914 | -3599.3424 | 1471.8627 | 86.6268 | 294.512 | 0 | -152.0861 | 0.024651 | 0.0001866 | 0.23956 | 0.2 | 2.2039e-07 | 3.0287e-06
s_0.9_0.95_-0.005_0.9 | 0.9 | 0.95 | -0.005 | 0.9 | -1119063518.2055 | -1119063518.2055 | 703856927.6005 | -958691107.898 | 864229337.908 | 57011393.7882 | 164214067.813 | 0 | -53169736.2827 | -3298986.6426 | -3298986.6426 | 2074962.2918 | -2826210.584 | 2547738.3504 | 168068.9465 | 484101.2216 | 0 | -156743.7835 | 0.085502 | 0.057679 | 0.21749 | 0.2 | 0.00021452 | 0.002948
s_0.9_0.95_-0.005_1.3 | 0.9 | 0.95 | -0.005 | 1.3 | 315056936.0532 | 315056936.0532 | 1051004334.7609 | 416430346.5998 | 1152377745.3075 | 22407073.7859 | 87092300.7792 | 0 | -36688183.5532 | 928784.2976 | 928784.2976 | 3098348.9366 | 1227631.9696 | 3397196.6087 | 66055.801 | 256747.1214 | 0 | -108156.3517 | 0.085502 | 0.057679 | 0.21749 | 0.2 | 0.00021452 | 0.002948
s_0.9_0.95_0.01_0.9 | 0.9 | 0.95 | 0.01 | 0.9 | 310289852.0697 | 310289852.0697 | 1036555789.1901 | 437412926.1436 | 1163678863.2641 | 11024897.0932 | 86774946.315 | 0 | -51373024.852 | 684440.6474 | 684440.6474 | 2286445.756 | 964850.0727 | 2566855.1813 | 24318.835 | 191409.0971 | 0 | -113319.1632 | 0.085502 | 0.057679 | 0.16273 | 0.2 | 0.00016051 | 0.0022058
s_0.9_0.95_0.01_1.3 | 0.9 | 0.95 | 0.01 | 1.3 | 1281786449.5043 | 1281786449.5043 | 995221132.5351 | 1369965686.4673 | 1083400369.4981 | -8426631.6729 | 45775992.2179 | 0 | -33976613.0722 | 2827378.148 | 2827378.148 | 2195269.3318 | 3021884.8443 | 2389776.0281 | -18587.5535 | 100973.1692 | 0 | -74945.9736 | 0.085502 | 0.057679 | 0.16273 | 0.2 | 0.00016051 | 0.0022058
s_0.9_1.0_-0.005_0.9 | 0.9 | 1 | -0.005 | 0.9 | -90440337.3881 | -90440337.3881 | 938446259.4157 | 55910599.0428 | 1084797195.8466 | 54469336.4348 | 147701838.8261 | 0 | -53118434.0395 | -1802697.4146 | -1802697.4146 | 18705532.226 | 1114435.1652 | 21622664.8058 | 1085707.2718 | 2944059.3729 | 0 | -1058780.4786 | 0.085502 | 0.38999 | 0.21749 | 0.2 | 0.0014504 | 0.019932
s_0.9_1.0_-0.005_1.3 | 0.9 | 1 | -0.005 | 1.3 | 684726980.2205 | 684726980.2205 | 1403530764.8535 | 778183608.3867 | 1496987393.0197 | 37142571.535 | 93523730.9151 | 0 | -37075468.7861 | 13648285.6275 | 13648285.6275 | 27975805.4218 | 15511105.1042 | 29838624.8985 | 740342.4137 | 1864156.9988 | 0 | -739004.8916 | 0.085502 | 0.38999 | 0.21749 | 0.2 | 0.0014504 | 0.019932
s_0.9_1.0_0.01_0.9 | 0.9 | 1 | 0.01 | 0.9 | -1855344510.5771 | -1855344510.5771 | 599185787.6807 | -1677020185.3043 | 777510112.9534 | 19171461.583 | 146034676.9449 | 0 | -51461109.9108 | -27671176.6874 | -27671176.6874 | 8936440.4858 | -25011593.0445 | 11596024.1287 | 285929.054 | 2178005.9311 | 0 | -767506.7659 | 0.085502 | 0.38999 | 0.16273 | 0.2 | 0.0010853 | 0.014914
s_0.9_1.0_0.01_1.3 | 0.9 | 1 | 0.01 | 1.3 | -441370395.3791 | -441370395.3791 | 673874200.611 | -326220910.5427 | 789023685.4475 | 4160038.8088 | 85141527.4318 | 0 | -34167996.2135 | -6582733.3552 | -6582733.3552 | 10050366.368 | -4865358.6454 | 11767741.0778 | 62044.0938 | 1269826.8357 | 0 | -509591.9679 | 0.085502 | 0.38999 | 0.16273 | 0.2 | 0.0010853 | 0.014914
s_0.9_1.05_-0.005_0.9 | 0.9 | 1.05 | -0.005 | 0.9 | -878007860.3581 | -878007860.3581 | 1052109511.8517 | -699536890.3161 | 1230580481.8937 | 28353437.2619 | 154025150.1867 | 0 | -52799257.1173 | -2588357.2793 | -2588357.2793 | 3101606.9863 | -2062226.8706 | 3627737.395 | 83585.6136 | 454064.4073 | 0 | -155651.6151 | 0.085502 | 0.057679 | 0.21749 | 0.2 | 0.00021452 | 0.002948
s_0.9_1.05_-0.005_1.3 | 0.9 | 1.05 | -0.005 | 1.3 | -3501751561.1067 | -3501751561.1067 | 520739184.6087 | -3301192727.1406 | 721298018.5748 | 41555999.4047 | 205135262.3536 | 0 | -36979571.0172 | -10323124.146 | -10323124.146 | 1535133.2488 | -9731878.9633 | 2126378.4315 | 122506.618 | 604736.442 | 0 | -109015.3587 | 0.085502 | 0.057679 | 0.21749 | 0.2 | 0.00021452 | 0.002948
s_0.9_1.05_0.01_0.9 | 0.9 | 1.05 | 0.01 | 0.9 | -3429493584.953 | -3429493584.953 | 1471326767.6597 | -3143450289.0451 | 1757370063.5676 | 54210993.6252 | 288810589.9866 | 0 | -51443699.5464 | -7564813.331 | -7564813.331 | 3245468.1925 | -6933855.9944 | 3876425.529 | 119579.1848 | 637061.4632 | 0 | -113475.0582 | 0.085502 | 0.057679 | 0.16273 | 0.2 | 0.00016051 | 0.0022058
s_0.9_1.05_0.01_1.3 | 0.9 | 1.05 | 0.01 | 1.3 | -3519075487.7079 | -3519075487.7079 | 1179569909.5395 | -3255523787.2453 | 1443121610.0021 | 42875303.6672 | 271605136.762 | 0 | -34821867.3678 | -7762414.0424 | -7762414.0424 | 2601907.8198 | -7181068.9057 | 3183252.9565 | 94574.7997 | 599109.492 | 0 | -76810.4444 | 0.085502 | 0.057679 | 0.16273 | 0.2 | 0.00016051 | 0.0022058
s_0.95_0.95_-0.005_0.9 | 0.95 | 0.95 | -0.005 | 0.9 | 364915897.3379 | 364915897.3379 | 1185855336.6183 | 492298286.2818 | 1313237725.5622 | 35621713.7144 | 109544540.2153 | 0 | -53459562.443 | 1345993.8936 | 1345993.8936 | 4374032.6289 | 1815844.3959 | 4843883.1312 | 131390.8478 | 404055.5188 | 0 | -197185.8314 | 0.10698 | 0.057679 | 0.21749 | 0.2 | 0.0002684 | 0.0036885
s_0.95_0.95_-0.005_1.3 | 0.95 | 0.95 | -0.005 | 1.3 | 449984572.18 | 449984572.18 | 1197709295.4478 | 557808493.4439 | 1305533216.7117 | 29407016.1947 | 99807386.7742 | 0 | -37423550.6844 | 1659770.0752 | 1659770.0752 | 4417756.0082 | 2057479.0834 | 4815465.0164 | 108467.9087 | 368139.9854 | 0 | -138036.9314 | 0.10698 | 0.057679 | 0.21749 | 0.2 | 0.0002684 | 0.0036885
s_0.95_0.95_0.01_0.9 | 0.95 | 0.95 | 0.01 | 0.9 | -1774937722.1695 | -1774937722.1695 | 924378850.5936 | -1580796436.0182 | 1118520136.7448 | 46028224.2028 | 188559033.941 | 0 | -51610476.413 | -4898643.4158 | -4898643.4158 | 2551189.4381 | -4362833.668 | 3086999.1858 | 127033.1092 | 520403.3125 | 0 | -142439.5444 | 0.10698 | 0.057679 | 0.16273 | 0.2 | 0.00020083 | 0.0027599
s_0.95_0.95_0.01_1.3 | 0.95 | 0.95 | 0.01 | 1.3 | -1971933670.6034 | -1971933670.6034 | 603472782.3029 | -1799873957.7487 | 775532495.1575 | 59443854.6031 | 196331030.6601 | 0 | -35172536.7977 | -5442331.7343 | -5442331.7343 | 1665522.0827 | -4967464.8311 | 2140388.9859 | 164058.8531 | 541853.2147 | 0 | -97072.5416 | 0.10698 | 0.057679 | 0.16273 | 0.2 | 0.00020083 | 0.0027599
s_0.95_1.0_-0.005_0.9 | 0.95 | 1 | -0.005 | 0.9 | 1741329527.3091 | 1741329527.3091 | 1550577250.3328 | 1847578297.535 | 1656826020.5587 | 30542192.3271 | 83249525.8013 | 0 | -53541436.7517 | 43427628.4136 | 43427628.4136 | 38670390.4103 | 46077403.7952 | 41320165.7919 | 761702.457 | 2076189.1505 | 0 | -1335288.688 | 0.10698 | 0.38999 | 0.21749 | 0.2 | 0.0018148 | 0.024939
s_0.95_1.0_-0.005_1.3 | 0.95 | 1 | -0.005 | 1.3 | 456290581.2215 | 456290581.2215 | 1282081987.9381 | 563698121.8541 | 1389489528.5707 | 30047337.3093 | 99842814.2902 | 0 | -37612063.6518 | 11379590.9959 | 11379590.9959 | 31974292.8003 | 14058265.3595 | 34652967.1639 | 749361.0939 | 2490014.9976 | 0 | -938020.46 | 0.10698 | 0.38999 | 0.21749 | 0.2 | 0.0018148 | 0.024939
s_0.95_1.0_0.01_0.9 | 0.95 | 1 | 0.01 | 0.9 | 834495053.7936 | 834495053.7936 | 1793958747.0868 | 1018385282.1327 | 1977848975.4259 | 36124963.2881 | 168499389.3916 | 0 | -51515802.2356 | 15572248.212 | 15572248.212 | 33476496.6727 | 19003765.5906 | 36908014.0514 | 674116.512 | 3144313.8018 | 0 | -961320.0888 | 0.10698 | 0.38999 | 0.16273 | 0.2 | 0.0013579 | 0.018661
s_0.95_1.0_0.01_1.3 | 0.95 | 1 | 0.01 | 1.3 | -3098104024.5387 | -3098104024.5387 | 290416540.4386 | -2859299256.7972 | 529221308.1802 | 39580048.208 | 243268918.6636 | 0 | -35115897.286 | -57812739.1378 | -57812739.1378 | 5419371.1898 | -53356478.9112 | 9875631.4164 | 738590.7587 | 4539564.3347 | 0 | -655286.6506 | 0.10698 | 0.38999 | 0.16273 | 0.2 | 0.0013579 | 0.018661
s_0.95_1.05_-0.005_0.9 | 0.95 | 1.05 | -0.005 | 0.9 | -406360721.8539 | -406360721.8539 | 1058448292.9956 | -263704289.2742 | 1201104725.5753 | 35747215.8307 | 124750221.082 | 0 | -53653427.3284 | -1498863.3112 | -1498863.3112 | 3904091.1877 | -972674.4317 | 4430280.0671 | 131853.7629 | 460141.7396 | 0 | -197900.9029 | 0.10698 | 0.057679 | 0.21749 | 0.2 | 0.0002684 | 0.0036885
s_0.95_1.05_-0.005_1.3 | 0.95 | 1.05 | -0.005 | 1.3 | 37102274.0123 | 37102274.0123 | 1146279737.4727 | 151857859.0876 | 1261035322.548 | 30781631.1738 | 108048195.1732 | 0 | -37489021.0758 | 136851.901 | 136851.901 | 4228057.8572 | 560128.3817 | 4651334.3379 | 113538.1821 | 398536.2435 | 0 | -138278.4193 | 0.10698 | 0.057679 | 0.21749 | 0.2 | 0.0002684 | 0.0036885
s_0.95_1.05_0.01_0.9 | 0.95 | 1.05 | 0.01 | 0.9 | -2774766203.4579 | -2774766203.4579 | 573190088.7841 | -2578160388.0971 | 769795904.1449 | 24419296.5772 | 169418013.7722 | 0 | -51607098.1658 | -7658065.9834 | -7658065.9834 | 1581944.9997 | -7115454.3915 | 2124556.5916 | 67394.7175 | 467576.0886 | 0 | -142430.2208 | 0.10698 | 0.057679 | 0.16273 | 0.2 | 0.00020083 | 0.0027599
s_0.95_1.05_0.01_1.3 | 0.95 | 1.05 | 0.01 | 1.3 | -1799372590.964 | -1799372590.964 | 742567061.986 | -1589544602.8509 | 952395050.0992 | 57572552.9179 | 231525113.2181 | 0 | -35875427.8129 | -4966081.111 | -4966081.111 | 2049407.8206 | -4386977.6982 | 2628511.2334 | 158894.2551 | 638985.2203 | 0 | -99012.4476 | 0.10698 | 0.057679 | 0.16273 | 0.2 | 0.00020083 | 0.0027599
s_1.0_0.95_-0.005_0.9 | 1 | 0.95 | -0.005 | 0.9 | -324331904.491 | -324331904.491 | 1020371587.9529 | -219137046.6926 | 1125566445.7513 | 45994936.0373 | 97484708.3895 | 0 | -53705085.4462 | -1216451.9976 | -1216451.9976 | 3827045.811 | -821904.0264 | 4221593.7822 | 172510.4162 | 365629.9816 | 0 | -201428.4058 | 0.10878 | 0.057679 | 0.21749 | 0.2 | 0.00027292 | 0.0037506
s_1.0_0.95_-0.005_1.3 | 1 | 0.95 | -0.005 | 1.3 | -332135620.0363 | -332135620.0363 | 780545846.5399 | -241916114.2257 | 870765352.3505 | 28046938.2718 | 81038221.5455 | 0 | -37228222.5368 | -1245720.9201 | -1245720.9201 | 2927545.9524 | -907340.0931 | 3265926.7794 | 105193.9498 | 303945.1411 | 0 | -139629.6357 | 0.10878 | 0.057679 | 0.21749 | 0.2 | 0.00027292 | 0.0037506
s_1.0_0.95_0.01_0.9 | 1 | 0.95 | 0.01 | 0.9 | -3547287082.2341 | -3547287082.2342 | -271987661.7284 | -3334501776.652 | -59202356.1462 | 63128944.6407 | 223997171.7152 | 0 | -51917078.5077 | -9955063.688 | -9955063.688 | -763302.8938 | -9357905.5726 | -166144.7783 | 177164.3089 | 628622.9613 | 0 | -145699.463 | 0.10878 | 0.057679 | 0.16273 | 0.2 | 0.00020421 | 0.0028064
s_1.0_0.95_0.01_1.3 | 1 | 0.95 | 0.01 | 1.3 | -2486856655.1667 | -2486856655.1667 | 138874203.6835 | -2327776450.8895 | 297954407.9608 | 34726902.1474 | 159359735.5351 | 0 | -34447370.8896 | -6979084.5261 | -6979084.5261 | 389734.8904 | -6532643.7593 | 836175.6572 | 97457.1594 | 447225.24 | 0 | -96672.6862 | 0.10878 | 0.057679 | 0.16273 | 0.2 | 0.00020421 | 0.0028064
s_1.0_1.0_-0.005_0.9 | 1 | 1 | -0.005 | 0.9 | 1836564820.1313 | 1836564820.1313 | 1610776764.0381 | 1909680147.1694 | 1683892091.0761 | 40151536.54 | 59541410.9782 | 0 | -53725452.5999 | 46574307.6338 | 46574307.6338 | 40848442.5463 | 48428473.4639 | 42702608.3764 | 1018221.6246 | 1509938.5339 | 0 | -1362448.9208 | 0.10878 | 0.38999 | 0.21749 | 0.2 | 0.0018453 | 0.025359
s_1.0_1.0_-0.005_1.3 | 1 | 1 | -0.005 | 1.3 | 867265099.0192 | 867265099.0192 | 1131283623.3201 | 939288201.4384 | 1203306725.7393 | 31136716.8196 | 65779408.2782 | 0 | -37380410.9606 | 21993381.9264 | 21993381.9264 | 28688751.3667 | 23819849.5207 | 30515218.961 | 789610.5882 | 1668130.8297 | 0 | -947947.3528 | 0.10878 | 0.38999 | 0.21749 | 0.2 | 0.0018453 | 0.025359
s_1.0_1.0_0.01_0.9 | 1 | 1 | 0.01 | 0.9 | -3601850011.5496 | -3601850011.5496 | 319640528.4742 | -3362729061.9147 | 558761478.1091 | 79041222.3346 | 265835938.5036 | 0 | -52326233.4659 | -68345224.1411 | -68345224.1411 | 6065189.6923 | -63807896.1438 | 10602517.6896 | 1499809.8309 | 5044245.8024 | 0 | -992892.0258 | 0.10878 | 0.38999 | 0.16273 | 0.2 | 0.0013808 | 0.018975
s_1.0_1.0_0.01_1.3 | 1 | 1 | 0.01 | 1.3 | 141922389.0245 | 141922389.0245 | 1120362340.0284 | 263901551.5852 | 1242341502.5891 | 35420333.1245 | 122796724.0887 | 0 | -34602771.5966 | 2692982.0668 | 2692982.0668 | 21258912.7818 | 5007540.7461 | 23573471.4611 | 672102.0028 | 2330071.9366 | 0 | -656588.7455 | 0.10878 | 0.38999 | 0.16273 | 0.2 | 0.0013808 | 0.018975
s_1.0_1.05_-0.005_0.9 | 1 | 1.05 | -0.005 | 0.9 | 1055872124.7268 | 1055872124.7268 | 1771690383.5918 | 1169914420.8504 | 1885732679.7155 | 46663270.2811 | 106818735.0436 | 0 | -53886831.3611 | 3960195.5205 | 3960195.5205 | 6644971.6368 | 4387927.0419 | 7072703.1581 | 175017.0969 | 400638.549 | 0 | -202110.0692 | 0.10878 | 0.057679 | 0.21749 | 0.2 | 0.00027292 | 0.0037506
s_1.0_1.05_-0.005_1.3 | 1 | 1.05 | -0.005 | 1.3 | -1265275244.2882 | -1265275244.2882 | 915852250.0866 | -1144080600.9102 | 1037046893.4646 | 39853273.6145 | 123851416.2134 | 0 | -37196500.779 | -4745591.097 | -4745591.097 | 3435031.4715 | -4291033.7007 | 3889588.8677 | 149475.2555 | 464521.993 | 0 | -139510.6588 | 0.10878 | 0.057679 | 0.21749 | 0.2 | 0.00027292 | 0.0037506
s_1.0_1.05_0.01_0.9 | 1 | 1.05 | 0.01 | 0.9 | -2415801926.6206 | -2415801926.6206 | 650140238.7763 | -2151858927.6356 | 914083237.7612 | 59825412.9735 | 271644620.0026 | 0 | -52123791.9559 | -6779677.3928 | -6779677.3928 | 1824545.7255 | -6038950.9435 | 2565272.1748 | 167893.3175 | 762340.1856 | 0 | -146279.5811 | 0.10878 | 0.057679 | 0.16273 | 0.2 | 0.00020421 | 0.0028064
s_1.0_1.05_0.01_1.3 | 1 | 1.05 | 0.01 | 1.3 | 69474831.5106 | 69474831.5106 | 1409171960.4892 | 249949983.4711 | 1589647112.4497 | 31503715.4095 | 176901263.4213 | 0 | -35077603.9487 | 194973.3293 | 194973.3293 | 3954683.1956 | 701456.6193 | 4461166.4855 | 88411.647 | 496453.5723 | 0 | -98441.3647 | 0.10878 | 0.057679 | 0.16273 | 0.2 | 0.00020421 | 0.0028064
s_1.05_0.95_-0.005_0.9 | 1.05 | 0.95 | -0.005 | 0.9 | -661234319.4543 | -661234319.4543 | 819533516.0812 | -539636763.5211 | 941131072.0144 | 36507411.4487 | 104426283.0289 | 0 | -53678684.3531 | -2111010.0952 | -2111010.0952 | 2616384.956 | -1722806.3064 | 3004588.7449 | 116550.9893 | 333383.9929 | 0 | -171370.7853 | 0.092595 | 0.057679 | 0.21749 | 0.2 | 0.00023231 | 0.0031925
s_1.05_0.95_-0.005_1.3 | 1.05 | 0.95 | -0.005 | 1.3 | -2121003468.8204 | -2121003468.8204 | 410860967.0007 | -1976833349.7699 | 555031086.0512 | 63898294.8153 | 170952775.8143 | 0 | -37115638.0514 | -6771366.2207 | -6771366.2207 | 1311685.7724 | -6311098.8574 | 1771953.1358 | 203997.1935 | 545771.7861 | 0 | -118492.7707 | 0.092595 | 0.057679 | 0.21749 | 0.2 | 0.00023231 | 0.0031925
s_1.05_0.95_0.01_0.9 | 1.05 | 0.95 | 0.01 | 0.9 | -2199961382.7572 | -2199961382.7572 | 662596915.2127 | -1968921885.5768 | 893636412.3931 | 44146681.964 | 223169610.0405 | 0 | -52016569.1039 | -5255237.9265 | -5255237.9265 | 1582802.5283 | -4703333.9078 | 2134706.547 | 105456.9954 | 533104.539 | 0 | -124256.4751 | 0.092595 | 0.057679 | 0.16273 | 0.2 | 0.00017382 | 0.0023888
s_1.05_0.95_0.01_1.3 | 1.05 | 0.95 | 0.01 | 1.3 | -2148792483.2062 | -2148792483.2062 | 113901584.0326 | -1947780807.4323 | 314913259.8065 | 51222019.4497 | 216539905.4462 | 0 | -35693789.7774 | -5133006.3529 | -5133006.3529 | 272086.5598 | -4652832.387 | 752260.5258 | 122358.4657 | 517267.5905 | 0 | -85264.8411 | 0.092595 | 0.057679 | 0.16273 | 0.2 | 0.00017382 | 0.0023888
s_1.05_1.0_-0.005_0.9 | 1.05 | 1 | -0.005 | 0.9 | -1048993974.5803 | -1048993974.5803 | 448914143.8641 | -916009362.8244 | 581898755.62 | 23953788.7904 | 103310873.3719 | 0 | -53627527.1744 | -22643458.4878 | -22643458.4878 | 9690207.0245 | -19772868.5618 | 12560796.9505 | 517063.6202 | 2230056.1578 | 0 | -1157597.3884 | 0.092595 | 0.38999 | 0.21749 | 0.2 | 0.0015707 | 0.021586
s_1.05_1.0_-0.005_1.3 | 1.05 | 1 | -0.005 | 1.3 | -1647021492.2133 | -1647021492.2133 | 64644531.112 | -1530297970.2441 | 181368053.0813 | 40729528.511 | 120177302.4475 | 0 | -37275748.0328 | -35552408.9662 | -35552408.9662 | 1395409.1178 | -33032828.9798 | 3914989.1043 | 879182.7317 | 2594132.8788 | 0 | -804629.8393 | 0.092595 | 0.38999 | 0.21749 | 0.2 | 0.0015707 | 0.021586
s_1.05_1.0_0.01_0.9 | 1.05 | 1 | 0.01 | 0.9 | -2550795145.2292 | -2550795145.2292 | 32470938.5541 | -2343887399.2867 | 239378684.4966 | 54170731.6861 | 208801911.5391 | 0 | -52276566.0895 | -41199102.0196 | -41199102.0196 | 524453.5268 | -37857236.8958 | 3866318.6506 | 874937.1761 | 3372458.6906 | 0 | -844343.6093 | 0.092595 | 0.38999 | 0.16273 | 0.2 | 0.0011753 | 0.016151
s_1.05_1.0_0.01_1.3 | 1.05 | 1 | 0.01 | 1.3 | -3238805684.9124 | -3238805684.9124 | -275192774.8417 | -3042654312.8548 | -79041402.7841 | 51592629.9282 | 212151364.4726 | 0 | -35592637.5132 | -52311486.512 | -52311486.512 | -4444769.0074 | -49143352.6837 | -1276635.1791 | 833297.032 | 3426557.2933 | 0 | -574873.5671 | 0.092595 | 0.38999 | 0.16273 | 0.2 | 0.0011753 | 0.016151
s_1.05_1.05_-0.005_0.9 | 1.05 | 1.05 | -0.005 | 0.9 | 2306610823.4416 | 2306610823.4416 | 1620948679.5289 | 2394826100.7197 | 1709163956.807 | 27883732.3947 | 62435808.8131 | 0 | -53663200.8598 | 7363923.1825 | 7363923.1825 | 5174926.5361 | 7645553.0607 | 5456556.4144 | 89019.6393 | 199328.1638 | 0 | -171321.3538 | 0.092595 | 0.057679 | 0.21749 | 0.2 | 0.00023231 | 0.0031925
s_1.05_1.05_-0.005_1.3 | 1.05 | 1.05 | -0.005 | 1.3 | -498171863.0054 | -498171863.0054 | 597603498.7558 | -373484101.7888 | 722291259.9724 | 39174703.2118 | 126235473.3714 | 0 | -37626991.0571 | -1590428.3868 | -1590428.3868 | 1907866.8207 | -1192359.0263 | 2305936.1812 | 125066.3971 | 403010.4773 | 0 | -120125.2803 | 0.092595 | 0.057679 | 0.21749 | 0.2 | 0.00023231 | 0.0031925
s_1.05_1.05_0.01_0.9 | 1.05 | 1.05 | 0.01 | 0.9 | -2613452330.4708 | -2613452330.4708 | 136403552.6056 | -2409347838.4854 | 340508044.591 | 63175892.6452 | 214760184.1179 | 0 | -52520200.5127 | -6242979.4968 | -6242979.4968 | 325838.9573 | -5755417.4533 | 813401.0007 | 150913.7159 | 513016.2163 | 0 | -125459.543 | 0.092595 | 0.057679 | 0.16273 | 0.2 | 0.00017382 | 0.0023888
s_1.05_1.05_0.01_1.3 | 1.05 | 1.05 | 0.01 | 1.3 | -1928320152.5083 | -1928320152.5083 | 198638698.6792 | -1754107857.9597 | 372850993.2277 | 53561464.8694 | 192075404.5532 | 0 | -35698354.8647 | -4606345.0383 | -4606345.0383 | 474505.4305 | -4190189.0709 | 890661.3979 | 127946.9012 | 458827.1225 | 0 | -85275.7461 | 0.092595 | 0.057679 | 0.16273 | 0.2 | 0.00017382 | 0.0023888
s_1.1_0.95_-0.005_0.9 | 1.1 | 0.95 | -0.005 | 0.9 | -763816923.5449 | -763816923.5449 | 833161180.2271 | -636446151.82 | 960531951.9519 | 44221120.1263 | 117410052.3798 | 0 | -54181839.4713 | -1780780.9402 | -1780780.9402 | 1942451.7894 | -1483825.694 | 2239407.0356 | 103098.1711 | 273732.5883 | 0 | -126320.8291 | 0.06762 | 0.057679 | 0.21749 | 0.2 | 0.00016965 | 0.0023314
s_1.1_0.95_-0.005_1.3 | 1.1 | 0.95 | -0.005 | 1.3 | -435785319.4295 | -435785319.4295 | 856598414.8909 | -338632069.0672 | 953751665.2532 | 39014663.1232 | 98092666.717 | 0 | -38075246.7685 | -1016000.2573 | -1016000.2573 | 1997093.9156 | -789494.859 | 2223599.314 | 90959.7134 | 228695.576 | 0 | -88769.5358 | 0.06762 | 0.057679 | 0.21749 | 0.2 | 0.00016965 | 0.0023314
s_1.1_0.95_0.01_0.9 | 1.1 | 0.95 | 0.01 | 0.9 | 19241851601.7636 | 19241851601.7636 | 5590931298.9377 | 19046890591.2597 | 5395970288.4338 | -23925348.7705 | -270648769.1288 | 0 | -51762409.8544 | 33566842.0384 | 33566842.0384 | 9753214.5889 | 33226738.3114 | 9413110.8619 | -41737.0646 | -472138.7873 | 0 | -90297.9958 | 0.06762 | 0.057679 | 0.16273 | 0.2 | 0.00012694 | 0.0017445
s_1.1_0.95_0.01_1.3 | 1.1 | 0.95 | 0.01 | 1.3 | 18232993416.5683 | 18232993416.5683 | 5428605612.0438 | 18040526122.237 | 5236138317.7125 | -15124933.5489 | -242518115.6413 | 0 | -34925887.7611 | 31806918.719 | 31806918.719 | 9470042.2204 | 31471165.2063 | 9134288.7077 | -26385 | -423065.6928 | 0 | -60927.1801 | 0.06762 | 0.057679 | 0.16273 | 0.2 | 0.00012694 | 0.0017445
s_1.1_1.0_-0.005_0.9 | 1.1 | 1 | -0.005 | 0.9 | 58050384.2238 | 58050384.2238 | 951224480.0668 | 170718362.2887 | 1063892458.1317 | 37350183.8632 | 95918425.8629 | 0 | -54099736.0653 | 915084.4248 | 915084.4248 | 14994744.9591 | 2691140.0579 | 16770800.5922 | 588774.2514 | 1512021.9915 | 0 | -852807.893 | 0.06762 | 0.38999 | 0.21749 | 0.2 | 0.0011471 | 0.015764
s_1.1_1.0_-0.005_1.3 | 1.1 | 1 | -0.005 | 1.3 | -898095638.7877 | -898095638.7877 | 904709462.7633 | -792449324.3923 | 1010355777.1587 | 48879440.1618 | 116450781.2195 | 0 | -38074973.3377 | -14157241.8863 | -14157241.8863 | 14261499.7201 | -12491873.1186 | 15926868.4878 | 770517.1117 | 1835686.3193 | 0 | -600199.5601 | 0.06762 | 0.38999 | 0.21749 | 0.2 | 0.0011471 | 0.015764
s_1.1_1.0_0.01_0.9 | 1.1 | 1 | 0.01 | 0.9 | -3043007115.1432 | -3043007115.1432 | 217726393.2796 | -2843694414.7839 | 417039093.639 | 39582761.6881 | 187033904.3381 | 0 | -51861557.7094 | -35892312.0194 | -35892312.0194 | 2568085.8923 | -33541415.896 | 4918982.0158 | 466879.2347 | 2206067.5505 | 0 | -611707.8077 | 0.06762 | 0.38999 | 0.16273 | 0.2 | 0.00085828 | 0.011795
s_1.1_1.0_0.01_1.3 | 1.1 | 1 | 0.01 | 1.3 | -4557205176.1269 | -4557205176.1269 | -267140284.434 | -4332883404.7829 | -42818513.0899 | 39567174.3077 | 228836220.9732 | 0 | -35052724.6785 | -53752299.5934 | -53752299.5934 | -3150923.4382 | -51106421.1235 | -505044.9683 | 466695.3813 | 2699126.4673 | 0 | -413447.384 | 0.06762 | 0.38999 | 0.16273 | 0.2 | 0.00085828 | 0.011795
s_1.1_1.05_-0.005_0.9 | 1.1 | 1.05 | -0.005 | 0.9 | -857672962.327 | -857672962.327 | 816085262.0174 | -731767847.7304 | 941990376.6141 | 39778910.3052 | 111568033.8964 | 0 | -54115991.0055 | -1999599.1411 | -1999599.1411 | 1902640.5876 | -1706060.9627 | 2196178.7659 | 92741.4975 | 260112.3675 | 0 | -126167.3084 | 0.06762 | 0.057679 | 0.21749 | 0.2 | 0.00016965 | 0.0023314
s_1.1_1.05_-0.005_1.3 | 1.1 | 1.05 | -0.005 | 1.3 | -1057249040 | -1057249040 | 726502323.3758 | -964368661.2521 | 819382702.1237 | 40733540.4172 | 95627394.3551 | 0 | -37986524.8101 | -2464895.5548 | -2464895.5548 | 1693784.794 | -2248352.0309 | 1910328.3178 | 94967.1448 | 222947.9814 | 0 | -88562.6873 | 0.06762 | 0.057679 | 0.21749 | 0.2 | 0.00016965 | 0.0023314
s_1.1_1.05_0.01_0.9 | 1.1 | 1.05 | 0.01 | 0.9 | -3862491921.3437 | -3862491921.3437 | -23860278.206 | -3624039470.9443 | 214592172.1934 | 48973388.0838 | 235384839.4205 | 0 | -52040999.0626 | -6738003.1237 | -6738003.1237 | -41623.5509 | -6322029.8638 | 374349.7089 | 85432.6297 | 410621.9031 | 0 | -90783.9864 | 0.06762 | 0.057679 | 0.16273 | 0.2 | 0.00012694 | 0.0017445
s_1.1_1.05_0.01_1.3 | 1.1 | 1.05 | 0.01 | 1.3 | -3919164628.8704 | -3919164628.8704 | -242683997.8237 | -3697362464.5868 | -20881833.54 | 30368204.627 | 217428698.5692 | 0 | -34741670.3414 | -6836866.9888 | -6836866.9888 | -423355.0694 | -6449939.6615 | -36427.7421 | 52976.4364 | 379297.9455 | 0 | -60605.8182 | 0.06762 | 0.057679 | 0.16273 | 0.2 | 0.00012694 | 0.0017445
s_1.0_1.0_0.0_0.9 | 1 | 1 | 0 | 0.9 | -2094639769.6298 | -2094639769.6298 | 475215898.0109 | -1924138067.0787 | 645717600.562 | 33075416.8683 | 150785868.0277 | 0 | -52791251.3918 | -58510708.5661 | -58510708.5661 | 13274463.3792 | -53747992.0491 | 18037179.8962 | 923913.5555 | 4211983.4198 | 0 | -1474646.6528 | 0.10878 | 0.38999 | 0.23956 | 0.2 | 0.0020326 | 0.027934
s_1.0_1.0_0.0_1.1 | 1 | 1 | 0 | 1.1 | -1051740743.6083 | -1051740743.6083 | 529538672.5974 | -925370955.3029 | 655908460.9028 | 21565990.9681 | 102796402.3486 | 0 | -45139376.9249 | -29378844.5291 | -29378844.5291 | 14791890.8998 | -25848888.7046 | 18321846.7244 | 602414.5205 | 2871467.6512 | 0 | -1260902.6938 | 0.10878 | 0.38999 | 0.23956 | 0.2 | 0.0020326 | 0.027934
s_1.0_1.0_0.0_1.2 | 1 | 1 | 0 | 1.2 | -1619564098.5243 | -1619564098.5243 | 645639421.4857 | -1482609286.6758 | 782594233.3342 | 34286035.1318 | 130016565.7767 | 0 | -41224281.2036 | -45240162.2212 | -45240162.2212 | 18034996.0776 | -41414529.1939 | 21860629.1049 | 957730.412 | 3631823.2372 | 0 | -1151540.202 | 0.10878 | 0.38999 | 0.23956 | 0.2 | 0.0020326 | 0.027934
s_1.0_1.0_0.0_1.3 | 1 | 1 | 0 | 1.3 | -1434032613.4076 | -1434032613.4076 | 618931406.5193 | -1306097753.4211 | 746866266.5058 | 27693363.8282 | 119499888.0819 | 0 | -36128335.7329 | -40057610.6374 | -40057610.6374 | 17288946.6124 | -36483936.8169 | 20862620.4329 | 773573.7494 | 3338055.1762 | 0 | -1009192.3937 | 0.10878 | 0.38999 | 0.23956 | 0.2 | 0.0020326 | 0.027934
s_1.0_1.0_-0.005_1.0 | 1 | 1 | -0.005 | 1 | 1005747717.1517 | 1005747717.1517 | 1261316119.9318 | 1086837301.0191 | 1342405703.7992 | 34686311.9323 | 65704327.2805 | 0 | -50071568.5192 | 25505227.5134 | 25505227.5134 | 31986306.3635 | 27561616.2581 | 34042695.1081 | 879626.4335 | 1666226.8155 | 0 | -1269788.3627 | 0.10878 | 0.38999 | 0.21749 | 0.2 | 0.0018453 | 0.025359
s_1.0_1.0_0.005_1.0 | 1 | 1 | 0.005 | 1 | -1902178435.1992 | -1902178435.1992 | 924835134.2816 | -1689142198.0045 | 1137871371.4764 | 60437879.7485 | 224804755.1943 | 0 | -48669361.7489 | -48238234.0357 | -48238234.0357 | 23453327.42 | -42835748.2974 | 28855813.1583 | 1532672.5054 | 5700929.0994 | 0 | -1234229.1443 | 0.10878 | 0.38999 | 0.21749 | 0.2 | 0.0018453 | 0.025359
s_1.0_1.0_0.01_1.0 | 1 | 1 | 0.01 | 1 | -2814845349.9728 | -2814845349.9728 | 353585295.9672 | -2590209851.5762 | 578220794.3638 | 66382519.9939 | 241955660.1762 | 0 | -49062358.2142 | -53411784.4301 | -53411784.4301 | 6709292.788 | -49149318.3533 | 10971758.8648 | 1259610.5317 | 4591116.7244 | 0 | -930959.884 | 0.10878 | 0.38999 | 0.16273 | 0.2 | 0.0013808 | 0.018975
s_1.0_1.0_-0.01_1.0 | 1 | 1 | -0.01 | 1 | -491671366.6141 | -491671366.6141 | 513379352.9546 | -362298440.6026 | 642752278.9662 | 42990220.8101 | 122032106.0269 | 0 | -50331040.7948 | -9329480.5856 | -9329480.5856 | 9741390.3507 | -6874624.9981 | 12196245.9381 | 815740.8742 | 2315563.2833 | 0 | -955033.1783 | 0.10878 | 0.38999 | 0.16273 | 0.2 | 0.0013808 | 0.018975

## Future_only_weighted
[5 empty] | 2 | 4 | 6 | 7 | 8 | 9 | 10 | 11 | 12
Weighted sums
[14 empty] | CS | CS_net | TS | Net CS | Net TS | Transmission_cost | Transmission benefit | Interconnection revenue | Battery investment
[5 empty] | 12: Future only - weighted mean | -81633270.6091 | 921436787.8933 | 211189805.4251 | 1036909800.5784 | 326662818.139 | 42227219.4381 | 109340706.6173 | 1003070058.5024 | -48359525.5059
[5 empty] | 12: Mean | -130807986.0316 | 869469096.8187 | 339478815.1654 | 993639487.0274 | 463649205.403 | 43983983.24 | 119637858.4788 | 1000277082.8503 | -48516514.97
[5 empty] | 12: Median | -372830181.7871 | 626183094.6763 | 240171627.2956 | 766356797.4073 | 382790345.3524 | 43446327.7679 | 107344819.919 | 1002192279.5114 | -50906971.7238
[5 empty] | 12: Lower quartile - unweighted | -1168670489.5915 | -177152310.3 | 30691437.5231 | -32670820.649 | 148190927.6561 | 34847165.693 | 85006089.1084 | 994049194.55 | -55280353.8357 | [7 empty] | Parameters |  |  |  |  | Parameters |  |  |  |  | Parameters |  |  |  |  | Parameters
[5 empty] | 12: Upper quartile - unweighted | 720863520.9082 | 1716572554.3944 | 567139709.1365 | 1802394253.0757 | 747940278.3266 | 54565123.1655 | 146231070.1757 | 1008346434.2995 | -38224275.2815 | [7 empty] | -0.0073604 |  |  |  |  | 1 |  |  |  |  | 0 |  |  |  |  | 0.2
[30 empty] | 0.11745 |  |  |  |  | 0.025574 |  |  |  |  | 0.011371
[5 empty] | 2: Unweighted | Weighted | [8 empty] | Weight components | [6 empty] | Densities
Scenario | SRMC | LRMC | Demand | Batteries | CS | CS_net | TS | Net CS | Net TS | Transmission_cost | Transmission benefit | Interconnection revenue | Battery investment | CS | CS_net | TS | Net CS | Net TS | Transmission_cost | Transmission benefit | Interconnection revenue | Battery investment | SRMC | LRMC | Demand | Batteries | Total | Weight | x | SRMC | p(x) | N | Expected | x | LRMC | p(x) | N | Expected | x | Demand | p(x) | N | Expected | x | Batteries | p(x) | N | Expected
s_0.8_1.0_0.0_1.0 | 0.8 | 1 | 0 | 1 | -468115808.278 | 507919481.4305 | 1264511430.2467 | 725028679.1247 | 1481620627.9697 | 53760311.9404 | 220593029.1919 | 976035289.7085 | -50276480.4427 | -2972195.892 | 3224920.3498 | 8028730.5233 | 4603406.3015 | 9407216.4752 | 341338.9924 | 1400605.7552 | 6197116.2418 | -319219.1889 | 0.025195 | 0.38999 | 0.23956 | 0.2 | 0.00047078 | 0.0063493 | 0.8 | 0.78519 | 0.025195 | 5 | 2.8471 | 0.9 | 0.007464 | 0.0001866 | 7 | 0.021086 | -0.01 | 23.8326 | 0.16273 | 1 | 18.3888 | 0.9 | 0.2 | 0.2 | 31 | 22.6
s_0.85_1.0_0.0_1.0 | 0.85 | 1 | 0 | 1 | 3791983037.402 | 4801758334.6202 | 1014607419.3545 | 4857789220.1358 | 1070638304.8989 | 37047674.9546 | 42636388.0679 | 1009775297.2182 | -50442172.4023 | 51201040.9642 | 64835475.994 | 13699680.4913 | 65592029.9227 | 14456234.4204 | 500234.1794 | 575695.4687 | 13634435.0298 | -681092.6394 | 0.053581 | 0.38999 | 0.23956 | 0.2 | 0.0010012 | 0.013502 | 0.85 | 1.6698 | 0.053581 | 1 | 6.0546 | 0.925 | 0.21161 | 0.0052902 | 1 | 0.5978 | -0.005 | 31.8514 | 0.21749 | 31 | 24.576 | 1 | 0.2 | 0.2 | 49 | 22.6
s_0.9_1.0_0.0_1.0 | 0.9 | 1 | 0 | 1 | 2648368729.6185 | 3658082692.2481 | 1184597522.9383 | 3718598783.2333 | 1245113613.9523 | 26879056.7955 | 36634057.8387 | 1009713962.6296 | -50761089.942 | 57063898.2065 | 78820013.2583 | 25524297.9229 | 80123941.9813 | 26828226.6466 | 579157.9336 | 789347.089 | 21756115.0518 | -1093739.5676 | 0.085502 | 0.38999 | 0.23956 | 0.2 | 0.0015976 | 0.021547 | 0.9 | 2.6646 | 0.085502 | 17 | 9.6618 | 0.95 | 2.3072 | 0.057679 | 27 | 6.5177 | 0 | 35.0844 | 0.23956 | 49 | 27.0705 | 1.1 | 0.2 | 0.2 | 1 | 22.6
s_0.925_1.0_0.0_1.0 | 0.925 | 1 | 0 | 1 | 804780738.9219 | 1813610641.4223 | 334366208.0867 | 1914327004.6094 | 435082571.3026 | 44441803.4101 | 94321238.5016 | 1008829902.5005 | -50836928.0956 | 19947255.3936 | 44952063.2134 | 8287584.2141 | 47448413.9853 | 10783934.9867 | 1101532.3304 | 2337841.5293 | 25004807.8198 | -1260041.5729 | 0.098356 | 0.38999 | 0.23956 | 0.2 | 0.0018378 | 0.024786 | 0.925 | 3.0652 | 0.098356 | 1 | 11.1142 | 0.975 | 9.6739 | 0.24185 | 1 | 27.329 | 0.005 | 31.8514 | 0.21749 | 1 | 24.576 | 1.2 | 0.2 | 0.2 | 1 | 22.6
s_0.95_1.0_0.0_1.0 | 0.95 | 1 | 0 | 1 | 473937785.7814 | 1482932161.6168 | 185764511.3047 | 1595114878.161 | 297947227.8778 | 35661667.9565 | 97183711.4281 | 1008994375.8355 | -50660673.0726 | 12776997.4156 | 39978708.1025 | 5008068.0462 | 43003067.6753 | 8032427.6198 | 961411.0818 | 2619997.9554 | 27201710.6869 | -1365772.6992 | 0.10698 | 0.38999 | 0.23956 | 0.2 | 0.001999 | 0.026959 | 0.95 | 3.334 | 0.10698 | 17 | 12.0887 | 1 | 15.5995 | 0.38999 | 41 | 44.0689 | 0.01 | 23.8326 | 0.16273 | 31 | 18.3888 | 1.3 | 0.2 | 0.2 | 31 | 22.6
s_0.975_1.0_0.0_1.0 | 0.975 | 1 | 0 | 1 | -1323883504.2715 | -322016416.1542 | -437945178.5315 | -188010035.1676 | -303938797.5161 | 31257076.5021 | 114395892.7229 | 1001867088.1173 | -50867564.7658 | -36862441.4172 | -8966280.8227 | -12194221.3461 | -5234983.9581 | -8462924.4807 | 870327.4478 | 3185259.0355 | 27896160.5945 | -1416365.277 | 0.11049 | 0.38999 | 0.23956 | 0.2 | 0.0020646 | 0.027844 | 0.975 | 3.4434 | 0.11049 | 1 | 12.4856 | 1.025 | 9.6739 | 0.24185 | 1 | 27.329
s_1.0_1.0_0.0_1.0 | 1 | 1 | 0 | 1 | 329730705.7201 | 1337250470.1684 | 94704532.2965 | 1427092630.3508 | 184546692.5078 | 33908139.0894 | 72946276.5939 | 1007519764.4483 | -50804022.678 | 9039030.7001 | 36658545.4248 | 2596170.6326 | 39121422.0388 | 5059047.2475 | 929536.4517 | 1999703.4615 | 27619514.7247 | -1392709.6043 | 0.10878 | 0.38999 | 0.23956 | 0.2 | 0.0020326 | 0.027413 | 1 | 3.3901 | 0.10878 | 29 | 12.2924 | 1.05 | 2.3072 | 0.057679 | 27 | 6.5177
s_1.025_1.0_0.0_1.0 | 1.025 | 1 | 0 | 1 | -506786678.0874 | 497585830.2866 | -50129184.046 | 594925820.6068 | 47210806.303 | 42017505.4521 | 88450524.0484 | 1004372508.374 | -50906971.7238 | -13084073.5932 | 12846528.7347 | -1294220.9446 | 15359624.7807 | 1218875.1022 | 1084795.9453 | 2283590.3469 | 25930602.3278 | -1314301.6445 | 0.10245 | 0.38999 | 0.23956 | 0.2 | 0.0019143 | 0.025818 | 1.025 | 3.1928 | 0.10245 | 1 | 11.5769 | 1.075 | 0.21161 | 0.0052902 | 1 | 0.5978
s_1.05_1.0_0.0_1.0 | 1.05 | 1 | 0 | 1 | -542185199.0331 | 443765118.6802 | 240171627.2956 | 586383836.7081 | 382790345.3524 | 34501465.2589 | 126192675.4815 | 985950317.7134 | -50927507.8053 | -12651433.799 | 10354884.3297 | 5604202.1223 | 13682771.6879 | 8932089.4811 | 805062.5588 | 2944599.5254 | 23006318.1287 | -1188350.3915 | 0.092595 | 0.38999 | 0.23956 | 0.2 | 0.0017302 | 0.023334 | 1.05 | 2.8857 | 0.092595 | 17 | 10.4632 | 1.1 | 0.007464 | 0.0001866 | 7 | 0.021086
s_1.075_1.0_0.0_1.0 | 1.075 | 1 | 0 | 1 | -14779291.1905 | 984870482.6066 | 102931358.3865 | 1111779605.4227 | 229840481.2315 | 44364113.1579 | 119325613.9021 | 999649773.7971 | -51947622.0719 | -299992.9119 | 19991091.5962 | 2089320.6264 | 22567117.5239 | 4665346.5547 | 900511.3519 | 2422094.3966 | 20291084.5081 | -1054442.883 | 0.080548 | 0.38999 | 0.23956 | 0.2 | 0.0015051 | 0.020298 | 1.075 | 2.5102 | 0.080548 | 1 | 9.1019
s_1.1_1.0_0.0_1.0 | 1.1 | 1 | 0 | 1 | -711807820.7824 | 278263538.2007 | 219726936.7706 | 427668938.8789 | 369132337.4776 | 58974445.5648 | 156417627.6951 | 990071358.9831 | -51962218.5479 | -12129450.9667 | 4741706.7415 | 3744222.8475 | 7287626.3405 | 6290142.4471 | 1004944.9091 | 2665410.3679 | 16871157.7082 | -885454.1403 | 0.06762 | 0.38999 | 0.23956 | 0.2 | 0.0012635 | 0.01704 | 1.1 | 2.1073 | 0.06762 | 17 | 7.641
s_1.15_1.0_0.0_1.0 | 1.15 | 1 | 0 | 1 | -1020526413.1474 | -21801920.6148 | 123439011.1009 | 106233044.7763 | 251473976.5208 | 39708780.2514 | 115601147.1366 | 998724492.5326 | -52142598.5059 | -11122397.8121 | -237612.3058 | 1345323.1286 | 1157800.6895 | 2740736.1242 | 432773.5617 | 1259900.7036 | 10884785.5063 | -568285.8533 | 0.043248 | 0.38999 | 0.23956 | 0.2 | 0.00080811 | 0.010899 | 1.15 | 1.3478 | 0.043248 | 1 | 4.8871
s_1.2_1.0_0.0_1.0 | 1.2 | 1 | 0 | 1 | -1257980389.5776 | -275837473.9941 | 120461956.5665 | -147300028.1119 | 248999402.4774 | 36039236.3839 | 111967683.1296 | 982142915.5836 | -52608999.1364 | -7814649.3064 | -1713518.8614 | 748316.8682 | -915036.5714 | 1546799.1584 | 223877.8887 | 695549.9343 | 6101130.445 | -326810.2444 | 0.024651 | 0.38999 | 0.23956 | 0.2 | 0.00046061 | 0.0062121 | 1.2 | 0.76822 | 0.024651 | 5 | 2.7855
s_1.0_0.9_0.0_1.0 | 1 | 0.9 | 0 | 1 | -413964088.8646 | 590348376.2962 | 74255371.5153 | 697349268.2737 | 181256263.5215 | 34733544.8153 | 90675430.6979 | 1004312465.1608 | -51059006.0949 | -5429.8242 | 7743.396 | 973.9821 | 9146.8898 | 2377.4759 | 455.5879 | 1189.3583 | 13173.2202 | -669.7234 | 0.10878 | 0.0001866 | 0.23956 | 0.2 | 9.7257e-07 | 1.3117e-05
s_1.0_0.925_0.0_1.0 | 1 | 0.925 | 0 | 1 | -1999872150.7114 | -994657423.0667 | -106547636.8047 | -836624642.4287 | 51485143.8622 | 48624818.7017 | 155644702.5052 | 1005214727.6447 | -51012896.8345 | -743680.3488 | -369877.2339 | -39621.2246 | -311110.5406 | 19145.4687 | 18081.8169 | 57878.6532 | 373803.1149 | -18969.8571 | 0.10878 | 0.0052902 | 0.23956 | 0.2 | 2.7573e-05 | 0.00037186
s_1.0_0.95_0.0_1.0 | 1 | 0.95 | 0 | 1 | 865329888.3233 | 1871088024.3257 | 295626979.3256 | 1949108140.6301 | 373647095.6588 | 29855989.4411 | 56960249.4374 | 1005758136.0024 | -50915856.3081 | 3508401.8469 | 7586157.336 | 1198592.8769 | 7902482.8482 | 1514918.3892 | 121048.4116 | 230940.1848 | 4077755.489 | -206433.739 | 0.10878 | 0.057679 | 0.23956 | 0.2 | 0.00030062 | 0.0040544
s_1.0_0.975_0.0_1.0 | 1 | 0.975 | 0 | 1 | 93842024.6828 | 1101117529.0801 | 67358682.4434 | 1192535686.7638 | 158776840.156 | 35315669.2555 | 75862831.0952 | 1007275504.3973 | -50870995.844 | 1595332.1886 | 18719206.4912 | 1145110.3559 | 20273332.4818 | 2699236.3471 | 600373.0644 | 1289682.4933 | 17123874.3026 | -864816.5618 | 0.10878 | 0.24185 | 0.23956 | 0.2 | 0.0012605 | 0.017
s_1.0_1.025_0.0_1.0 | 1 | 1.025 | 0 | 1 | -1382029053.6697 | -380404384.4979 | -399261470.0871 | -255479699.6197 | -274336785.1801 | 35941774.2804 | 110015806.6562 | 1001624669.1718 | -50850652.5024 | -23494755.5999 | -6466946.5661 | -6787520.5917 | -4343203.2687 | -4663777.2938 | 611016.9683 | 1870289.5447 | 17027809.0337 | -864470.7211 | 0.10878 | 0.24185 | 0.23956 | 0.2 | 0.0012605 | 0.017
s_1.0_1.05_0.0_1.0 | 1 | 1.05 | 0 | 1 | -1823271453.1119 | -821079173.6005 | -85933347.2808 | -686359219.5764 | 48786606.7722 | 60569651.9617 | 144270611.9588 | 1002192279.5114 | -51018994.0271 | -7392289.3684 | -3328991.3223 | -348408.9922 | -2782781.4411 | 197800.8891 | 245574.1812 | 584932.1609 | 4063298.0461 | -206851.9016 | 0.10878 | 0.057679 | 0.23956 | 0.2 | 0.00030062 | 0.0040544
s_1.0_1.075_0.0_1.0 | 1 | 1.075 | 0 | 1 | -1253296515.912 | -251104236.4006 | 15601710.0432 | -118515018.8165 | 148190927.6561 | 56214805.0564 | 137785028.6135 | 1002192279.5114 | -51018994.0271 | -466055.7875 | -93376.6121 | 5801.7135 | -44071.4625 | 55106.8631 | 20904.2592 | 51237.2844 | 372679.1754 | -18972.1244 | 0.10878 | 0.0052902 | 0.23956 | 0.2 | 2.7573e-05 | 0.00037186
s_1.0_1.1_0.0_1.0 | 1 | 1.1 | 0 | 1 | 334771465.1992 | 1336164239.3192 | 372975146.6969 | 1476535568.1892 | 513346475.5958 | 35574552.843 | 125098569.97 | 1001392774.12 | -50847311.743 | 4391.0818 | 17526.0055 | 4892.1864 | 19367.2078 | 6733.3887 | 466.6191 | 1640.8748 | 13134.9236 | -666.9466 | 0.10878 | 0.0001866 | 0.23956 | 0.2 | 9.7257e-07 | 1.3117e-05
s_0.8_0.9_0.0_1.0 | 0.8 | 0.9 | 0 | 1 | 3656976261.7984 | 4646228716.8688 | 1262576397.8798 | 4693592166.6349 | 1309939847.6747 | 23930640.1591 | 21335416.3511 | 989252455.0705 | -49958673.5741 | 11109.8167 | 14115.1447 | 3835.6804 | 14259.0339 | 3979.5696 | 72.7008 | 64.8165 | 3005.3281 | -151.7734 | 0.025195 | 0.0001866 | 0.23956 | 0.2 | 2.2526e-07 | 3.038e-06
s_0.8_0.95_0.0_1.0 | 0.8 | 0.95 | 0 | 1 | 3535102484.9249 | 4526814159.7272 | 1878033469.0146 | 4612032603.5576 | 1963251912.8739 | 52298291.4299 | 87184136.6778 | 991711674.8023 | -50332598.5825 | 3319642.2864 | 4250910.3403 | 1763569.6123 | 4330934.8236 | 1843594.0957 | 49110.7742 | 81870.3695 | 931268.0539 | -47264.8879 | 0.025195 | 0.057679 | 0.23956 | 0.2 | 6.9628e-05 | 0.00093905
s_0.8_1.05_0.0_1.0 | 0.8 | 1.05 | 0 | 1 | -1392674409.4538 | -384314663.7503 | 783276189.3993 | -163332861.9636 | 1004257991.2148 | 54865845.3974 | 225488847.8552 | 1008359745.7035 | -50358799.3289 | -1307792.5974 | -360891.1522 | 735536.4579 | -153377.9226 | 943049.6876 | 51521.8388 | 211745.5767 | 946901.4451 | -47289.4917 | 0.025195 | 0.057679 | 0.23956 | 0.2 | 6.9628e-05 | 0.00093905
s_0.8_1.1_0.0_1.0 | 0.8 | 1.1 | 0 | 1 | 2030453587.5435 | 3035559408.3485 | 1564792569.4021 | 3168802342.0715 | 1698035503.1539 | 46637116.9786 | 129707665.7362 | 1005105820.8051 | -50172384.9654 | 6168.4751 | 9221.9654 | 4753.8068 | 9626.7546 | 5158.596 | 141.6826 | 394.0491 | 3053.4903 | -152.4226 | 0.025195 | 0.0001866 | 0.23956 | 0.2 | 2.2526e-07 | 3.038e-06
s_0.9_0.9_0.0_1.0 | 0.9 | 0.9 | 0 | 1 | -325776338.0636 | 683113962.7794 | 30691437.5231 | 796386836.3049 | 143964311.0774 | 43446327.7679 | 106093658.5565 | 1008890300.843 | -50625542.7369 | -3358.6376 | 7042.6609 | 316.4178 | 8210.4637 | 1484.2206 | 447.9161 | 1093.7877 | 10401.2985 | -521.9313 | 0.085502 | 0.0001866 | 0.23956 | 0.2 | 7.6443e-07 | 1.031e-05
s_0.9_0.95_0.0_1.0 | 0.9 | 0.95 | 0 | 1 | 798641025.2278 | 1807134157.1292 | 449254212.6834 | 1905720053.351 | 547840108.934 | 44094483.4913 | 91969465.4217 | 1008493131.9014 | -50710914.2914 | 2545070.1526 | 5758886.7336 | 1431661.3491 | 6073055.4452 | 1745830.0608 | 140518.1431 | 293083.7936 | 3213816.581 | -161603.0611 | 0.085502 | 0.057679 | 0.23956 | 0.2 | 0.00023629 | 0.0031868
s_0.9_1.05_0.0_1.0 | 0.9 | 1.05 | 0 | 1 | 1353896397.6215 | 2366043582.9638 | 958754446.6722 | 2476274547.0118 | 1068985410.7491 | 22305883.8871 | 82111433.3023 | 1012147185.3422 | -50425414.6327 | 4314530.8123 | 7539991.9521 | 3055311.7719 | 7891270.5962 | 3406590.4162 | 71083.2996 | 261668.6991 | 3225461.1398 | -160693.2447 | 0.085502 | 0.057679 | 0.23956 | 0.2 | 0.00023629 | 0.0031868
s_0.9_1.1_0.0_1.0 | 0.9 | 1.1 | 0 | 1 | -2631777200.6872 | -1618314113.4477 | 528678228.5172 | -1385756540.4611 | 761235801.5327 | 44393171.5614 | 226349344.1013 | 1013463087.2395 | -50601400.4467 | -27132.6826 | -16684.2403 | 5450.4836 | -14286.6548 | 7848.0691 | 457.6777 | 2333.5809 | 10448.4423 | -521.6824 | 0.085502 | 0.0001866 | 0.23956 | 0.2 | 7.6443e-07 | 1.031e-05
s_0.95_0.9_0.0_1.0 | 0.95 | 0.9 | 0 | 1 | -134827027.5994 | 873522171.8856 | 88947903.6139 | 979673179.7247 | 195098911.4818 | 34606049.8064 | 90075357.4377 | 1008349199.485 | -50681700.2078 | -1739.1821 | 11267.8753 | 1147.3709 | 12637.1552 | 2516.6507 | 446.3958 | 1161.9143 | 13007.0575 | -653.7614 | 0.10698 | 0.0001866 | 0.23956 | 0.2 | 9.5646e-07 | 1.2899e-05
s_0.95_0.95_0.0_1.0 | 0.95 | 0.95 | 0 | 1 | 1668825016.1317 | 2676397539.4198 | 109439476.0054 | 2753504069.8656 | 186546006.48 | 14384913.9037 | 40918386.4167 | 1007572523.288 | -50573057.9328 | 6654009.7099 | 10671445.5037 | 436361.709 | 10978887.9242 | 743804.1295 | 57356.1373 | 163151.5215 | 4017435.7938 | -201647.0363 | 0.10698 | 0.057679 | 0.23956 | 0.2 | 0.00029564 | 0.0039872
s_0.95_1.05_0.0_1.0 | 0.95 | 1.05 | 0 | 1 | -684206507.4471 | 326274610.5492 | 282056317.3139 | 473623850.489 | 429405557.2826 | 49741967.9187 | 146231070.1757 | 1010481117.9963 | -50860137.6828 | -2728097.1343 | 1300935.9314 | 1124626.8818 | 1888453.055 | 1712144.0055 | 198333.279 | 583058.7098 | 4029033.0657 | -202791.6928 | 0.10698 | 0.057679 | 0.23956 | 0.2 | 0.00029564 | 0.0039872
s_0.95_1.1_0.0_1.0 | 0.95 | 1.1 | 0 | 1 | 1003487590.2764 | 1998579774.1857 | 694799537.8708 | 2115192639.9806 | 811412403.6945 | 12820199.9797 | 78857882.9221 | 995092183.9093 | -50575182.8526 | 12944.3458 | 25780.3963 | 8962.4681 | 27284.6274 | 10466.6992 | 165.3724 | 1017.2161 | 12836.0505 | -652.3874 | 0.10698 | 0.0001866 | 0.23956 | 0.2 | 9.5646e-07 | 1.2899e-05
s_1.05_0.9_0.0_1.0 | 1.05 | 0.9 | 0 | 1 | 931481894.376 | 1926339714.2732 | 419404014.1332 | 2015560595.4144 | 508624895.3032 | 44190227.7118 | 81906458.4366 | 994857819.8972 | -51504650.4164 | 10399.8515 | 21507.2853 | 4682.581 | 22503.4227 | 5678.7184 | 493.3771 | 914.473 | 11107.4339 | -575.0415 | 0.092595 | 0.0001866 | 0.23956 | 0.2 | 8.2785e-07 | 1.1165e-05
s_1.05_0.95_0.0_1.0 | 1.05 | 0.95 | 0 | 1 | 189302517.1463 | 1173895412.2268 | 385529386.0996 | 1273969679.0017 | 485603652.9033 | 37798046.7966 | 86785123.3618 | 984592895.0805 | -51087190.2097 | 653301.4703 | 4051227.6875 | 1330499.5548 | 4396593.7535 | 1675865.6208 | 130444.7501 | 299503.9345 | 3397926.2172 | -176306.8816 | 0.092595 | 0.057679 | 0.23956 | 0.2 | 0.00025589 | 0.0034511
s_1.05_1.05_0.0_1.0 | 1.05 | 1.05 | 0 | 1 | -1219679523.8786 | -230974189.9952 | -25063331.3481 | -115355387.4299 | 90555471.2461 | 20310729.5741 | 85006089.1084 | 988705333.8834 | -50923443.031 | -4209233.1273 | -797114.4822 | -86496.0037 | -398102.7054 | 312515.7732 | 70094.3109 | 293364.3136 | 3412118.6451 | -175741.7741 | 0.092595 | 0.057679 | 0.23956 | 0.2 | 0.00025589 | 0.0034511
s_1.05_1.1_0.0_1.0 | 1.05 | 1.1 | 0 | 1 | 1194714763.8939 | 2183541437.9523 | 895854848.1422 | 2259196427.5973 | 971509837.8161 | 34847165.693 | 59415688.9512 | 988826674.0584 | -51086466.3868 | 13338.8058 | 24378.9028 | 10002.081 | 25223.5791 | 10846.7573 | 389.0632 | 663.367 | 11040.0971 | -570.3725 | 0.092595 | 0.0001866 | 0.23956 | 0.2 | 8.2785e-07 | 1.1165e-05
s_1.1_0.9_0.0_1.0 | 1.1 | 0.9 | 0 | 1 | -1168670489.5915 | -177152310.3 | -80543937.4618 | -32670820.649 | 63937552.2181 | 61621170.6024 | 153834955.3513 | 991518179.2916 | -52267704.9021 | -9528.6438 | -1444.3945 | -656.7073 | -266.3784 | 521.3088 | 502.4224 | 1254.2787 | 8084.2493 | -426.1598 | 0.06762 | 0.0001866 | 0.23956 | 0.2 | 6.0455e-07 | 8.1534e-06
s_1.1_0.95_0.0_1.0 | 1.1 | 0.95 | 0 | 1 | -51383693.1092 | 941079258.004 | 324824208.3544 | 1060545799.3095 | 444290749.6886 | 60405602.5484 | 127832217.7525 | 992462951.1132 | -52039926.1013 | -129499.7292 | 2371754.5719 | 818638.0634 | 2672840.0683 | 1119723.5598 | 152237.1923 | 322169.0886 | 2501254.3011 | -131153.6001 | 0.06762 | 0.057679 | 0.23956 | 0.2 | 0.00018687 | 0.0025202
s_1.1_1.05_0.0_1.0 | 1.1 | 1.05 | 0 | 1 | -2235660630.9071 | -1241640550.1991 | 228071227.7744 | -1051134222.9567 | 418577555.0456 | 78605600.1871 | 217036878.5225 | 994020080.708 | -52075048.907 | -5634422.6882 | -3129244.0319 | 574796.4081 | -2649120.5473 | 1054919.8927 | 198105.7281 | 546987.0944 | 2505178.6563 | -131242.1183 | 0.06762 | 0.057679 | 0.23956 | 0.2 | 0.00018687 | 0.0025202
s_1.1_1.1_0.0_1.0 | 1.1 | 1.1 | 0 | 1 | -2310370152.6223 | -1326138801.3912 | -120466089.132 | -1154979040.2012 | 50693672.0869 | 66505382.5957 | 185549505.8271 | 984231351.231 | -52115637.9587 | -18837.3836 | -10812.5468 | -982.2088 | -9417.0119 | 413.326 | 542.2453 | 1512.8603 | 8024.8368 | -424.9199 | 0.06762 | 0.0001866 | 0.23956 | 0.2 | 6.0455e-07 | 8.1534e-06
s_1.2_0.9_0.0_1.0 | 1.2 | 0.9 | 0 | 1 | 880922576.0663 | 1859452802.5559 | 567139709.1365 | 1951858707.578 | 659545614.1875 | 45811093.4531 | 85480207.3387 | 978530226.4896 | -52736791.1366 | 2618.3879 | 5526.8975 | 1685.7234 | 5801.5579 | 1960.3837 | 136.1654 | 254.0749 | 2908.5096 | -156.7509 | 0.024651 | 0.0001866 | 0.23956 | 0.2 | 2.2039e-07 | 2.9723e-06
s_1.2_0.95_0.0_1.0 | 1.2 | 0.95 | 0 | 1 | -679679480.758 | 299201325.8765 | 150221684.0514 | 412342726.2654 | 263363084.4691 | 33533695.7211 | 93947694.4705 | 978880806.6345 | -52727401.6396 | -624460.451 | 274893.3875 | 138017.2614 | 378842.8694 | 241966.7434 | 30809.3261 | 86315.1255 | 899353.8385 | -48443.6826 | 0.024651 | 0.057679 | 0.23956 | 0.2 | 6.8124e-05 | 0.00091876
s_1.2_1.05_0.0_1.0 | 1.2 | 1.05 | 0 | 1 | -1171951253.3574 | -198797466.796 | 326307898.7351 | -57174977.7128 | 467930387.8472 | 34904525.3132 | 123966276.9858 | 973153786.5614 | -52560737.4106 | -1076738.7112 | -182646.614 | 299797.7479 | -52529.9253 | 429914.4366 | 32068.7857 | 113894.9158 | 894092.0972 | -48290.5586 | 0.024651 | 0.057679 | 0.23956 | 0.2 | 6.8124e-05 | 0.00091876
s_1.2_1.1_0.0_1.0 | 1.2 | 1.1 | 0 | 1 | -600076142.9048 | 361561779.0666 | 114876447.3717 | 471887647.6745 | 225202316.0083 | 27803308.8137 | 85546029.8296 | 961637921.9715 | -52583147.592 | -1783.6211 | 1074.679 | 341.4501 | 1402.6033 | 669.3744 | 82.6405 | 254.2706 | 2858.3002 | -156.2942 | 0.024651 | 0.0001866 | 0.23956 | 0.2 | 2.2039e-07 | 2.9723e-06
s_0.9_0.95_-0.005_0.9 | 0.9 | 0.95 | -0.005 | 0.9 | 2087329854.1723 | 3091612275.9276 | 772807069.053 | 3155537583.7615 | 836732376.9158 | 21990694.6478 | 28820595.9316 | 1004282421.7553 | -57095406.5501 | 6038837.7434 | 8944319.3956 | 2235802.1123 | 9129261.2058 | 2420743.9225 | 63621.1074 | 83380.6416 | 2905481.6523 | -165182.276 | 0.085502 | 0.057679 | 0.21749 | 0.2 | 0.00021452 | 0.0028931
s_0.9_0.95_-0.005_1.3 | 0.9 | 0.95 | -0.005 | 1.3 | 2463932826.8474 | 3468211224.4764 | 812371333.7623 | 3507282539.4321 | 851442648.7468 | 12734741.1716 | 14880122.1026 | 1004278397.629 | -36925934.0246 | 7128384.8703 | 10033854.8804 | 2350265.1783 | 10146891.7974 | 2463302.0954 | 36842.7805 | 43049.5654 | 2905470.0101 | -106830.1321 | 0.085502 | 0.057679 | 0.21749 | 0.2 | 0.00021452 | 0.0028931
s_0.9_0.95_0.01_0.9 | 0.9 | 0.95 | 0.01 | 0.9 | -627601867.6676 | 387137338.6871 | 636657624.3611 | 550048210.4001 | 799568496.1029 | 58196450.9832 | 165915053.9192 | 1014739206.3547 | -55192268.777 | -1358591.5378 | 838049.6289 | 1378194.8485 | 1190708.4451 | 1730853.6648 | 125979.8766 | 359162.0737 | 2196641.1667 | -119476.6191 | 0.085502 | 0.057679 | 0.16273 | 0.2 | 0.00016051 | 0.0021647
s_0.9_0.95_0.01_1.3 | 0.9 | 0.95 | 0.01 | 1.3 | 861913631.5111 | 1876652752.3182 | 652347835.4456 | 1974586705.6863 | 750281788.8426 | 36969792.1563 | 100689381.9807 | 1014739120.8071 | -34214363.5436 | 1865814.3425 | 4062455.324 | 1412159.9928 | 4274456.3507 | 1624161.0196 | 80029.7918 | 217965.7986 | 2196640.9815 | -74065.0198 | 0.085502 | 0.057679 | 0.16273 | 0.2 | 0.00016051 | 0.0021647
s_0.9_1.0_-0.005_0.9 | 0.9 | 1 | -0.005 | 0.9 | -372830181.7871 | 626183094.6763 | 303065996.309 | 766356797.4073 | 443239699.0689 | 57666073.9638 | 140795672.3878 | 999013276.4634 | -57044104.307 | -7293033.0471 | 12248938.5948 | 5928356.7546 | 14990914.6909 | 8670332.8513 | 1128021.8278 | 2754142.6144 | 19541971.6419 | -1115855.3094 | 0.085502 | 0.38999 | 0.21749 | 0.2 | 0.0014504 | 0.019561
s_0.9_1.0_-0.005_1.3 | 0.9 | 1 | -0.005 | 1.3 | -588930694.4203 | 410082506.2064 | 360335298.8823 | 530429623.7169 | 480682416.4217 | 58689963.9193 | 141723862.1723 | 999013200.6267 | -37313219.2575 | -11520234.2156 | 8021735.9428 | 7048617.2288 | 10375878.7885 | 9402760.0751 | 1148050.4189 | 2772299.1884 | 19541970.1584 | -729894.0763 | 0.085502 | 0.38999 | 0.21749 | 0.2 | 0.0014504 | 0.019561
s_0.9_1.0_0.01_0.9 | 0.9 | 1 | 0.01 | 0.9 | -256476388.8068 | 756595738.2253 | 411785121.3301 | 905489846.4771 | 560679229.6107 | 40115019.0697 | 133728773.4858 | 1013072127.0321 | -55280353.8357 | -3753936.4033 | 11073971.7504 | 6027124.6195 | 13253271.8248 | 8206424.6943 | 587146.5639 | 1957331.4849 | 14827908.1537 | -809115.1533 | 0.085502 | 0.38999 | 0.16273 | 0.2 | 0.0010853 | 0.014637
s_0.9_1.0_0.01_1.3 | 0.9 | 1 | 0.01 | 1.3 | 1166055029.0961 | 2179127366.4144 | 492269176.0348 | 2261415608.2827 | 574557417.9319 | 24526460.0741 | 72408955.2574 | 1013072337.3184 | -34405746.6849 | 17067054.1734 | 31894965.405 | 7205135.6802 | 33099383.59 | 8409553.8657 | 358983.4204 | 1059819.2462 | 14827911.2316 | -503582.3592 | 0.085502 | 0.38999 | 0.16273 | 0.2 | 0.0010853 | 0.014637
s_0.9_1.05_-0.005_0.9 | 0.9 | 1.05 | -0.005 | 0.9 | 2981042813.3635 | 3975092007.9134 | 1713912778.7074 | 4079220959.8844 | 1818041730.7072 | 40248905.1917 | 87652929.7779 | 994049194.55 | -56724927.3848 | 8624431.7447 | 11500307.727 | 4958507.7108 | 11801562.3869 | 5259762.3708 | 116443.7941 | 253588.0084 | 2875875.9823 | -164110.4456 | 0.085502 | 0.057679 | 0.21749 | 0.2 | 0.00021452 | 0.0028931
s_0.9_1.05_-0.005_1.3 | 0.9 | 1.05 | -0.005 | 1.3 | 452813240.5108 | 1446834634.0875 | 1181051971.9308 | 1569163604.1723 | 1303380942.0444 | 50839145.6296 | 135950794.2258 | 994021393.5767 | -37217321.4886 | 1310030.4593 | 4185826.0108 | 3416892.261 | 4539735.0014 | 3770801.2517 | 147082.3362 | 393318.1839 | 2875795.5515 | -107673.1429 | 0.085502 | 0.057679 | 0.21749 | 0.2 | 0.00021452 | 0.0028931
s_0.9_1.05_0.01_0.9 | 0.9 | 1.05 | 0.01 | 0.9 | 2378919495.9408 | 3387435149.9848 | 1439996178.1275 | 3497339069.5507 | 1549900097.7222 | 24597345.3031 | 79238321.3976 | 1008515654.044 | -55262943.4714 | 5149729.5702 | 7332898.3972 | 3117209.6879 | 7570811.2251 | 3355122.5158 | 53246.7268 | 171529.9435 | 2183168.8271 | -119629.6111 | 0.085502 | 0.057679 | 0.16273 | 0.2 | 0.00016051 | 0.0021647
s_0.9_1.05_0.01_1.3 | 0.9 | 1.05 | 0.01 | 1.3 | 1434697571.0422 | 2443123579.0508 | 950044607.2367 | 2516975192.2552 | 1023896220.4699 | 18866326.9091 | 57658322.2742 | 1008426008.0086 | -35059617.8393 | 3105739.6093 | 5288714.3765 | 2056594.5234 | 5448583.5259 | 2216463.6728 | 40840.5924 | 124814.9707 | 2182974.7672 | -75894.7711 | 0.085502 | 0.057679 | 0.16273 | 0.2 | 0.00016051 | 0.0021647
s_0.95_0.95_-0.005_0.9 | 0.95 | 0.95 | -0.005 | 0.9 | 703038647.6151 | 1703291127.0936 | 790791532.3758 | 1802394253.0757 | 889894658.3868 | 50984069.86 | 92701963.1317 | 1000252479.4785 | -57385232.7105 | 2544872.113 | 6165604.2728 | 2862521.605 | 6524339.5749 | 3221256.9072 | 184553.0655 | 335564.2561 | 3620732.1598 | -207724.1115 | 0.10698 | 0.057679 | 0.21749 | 0.2 | 0.0002684 | 0.0036198
s_0.95_0.95_-0.005_1.3 | 0.95 | 0.95 | -0.005 | 1.3 | 411478537.116 | 1411733953.1294 | 749896489.0767 | 1492768000.4299 | 830930536.406 | 50078213.6964 | 93450959.8412 | 1000255416.0134 | -37661301.1558 | 1489477.5099 | 5110220.2994 | 2714488.9818 | 5403548.8211 | 3007817.5035 | 181274.0309 | 338275.488 | 3620742.7895 | -136327.0645 | 0.10698 | 0.057679 | 0.21749 | 0.2 | 0.0002684 | 0.0036198
s_0.95_0.95_0.01_0.9 | 0.95 | 0.95 | 0.01 | 0.9 | -353066755.0215 | 651806869.1028 | 816281680.6634 | 838263575.5594 | 1002738387.1489 | 57059038.6212 | 187990655.4519 | 1004873624.1242 | -55525089.626 | -956282.021 | 1765420.225 | 2210900.5852 | 2270438.592 | 2715918.9523 | 154544.5217 | 509173.071 | 2721702.246 | -150389.8177 | 0.10698 | 0.057679 | 0.16273 | 0.2 | 0.00020083 | 0.0027085
s_0.95_0.95_0.01_1.3 | 0.95 | 0.95 | 0.01 | 1.3 | -574431784.6635 | 430441728.5892 | 481518063.4347 | 590745446.5366 | 641821781.4109 | 70415099.1287 | 195308529.807 | 1004873513.2527 | -35410287.2691 | -1555849.6521 | 1165852.2936 | 1304192.65 | 1600035.2383 | 1738375.5947 | 190719.4386 | 528993.5485 | 2721701.9457 | -95908.8348 | 0.10698 | 0.057679 | 0.16273 | 0.2 | 0.00020083 | 0.0027085
s_0.95_1.0_-0.005_0.9 | 0.95 | 1 | -0.005 | 0.9 | 2488574001.7312 | 3489482540.1673 | 1279011979.9075 | 3556304554.8777 | 1345833994.6468 | 52499634.7978 | 61847839.881 | 1000908538.4361 | -57473809.6272 | 60907695.1502 | 85404869.8735 | 31303739.2947 | 87040334.5607 | 32939203.9826 | 1284925.3225 | 1513722.0651 | 24497174.7233 | -1406667.9446 | 0.10698 | 0.38999 | 0.21749 | 0.2 | 0.0018148 | 0.024475
s_0.95_1.0_-0.005_1.3 | 0.95 | 1 | -0.005 | 1.3 | 1358950636.2984 | 2359859298.1038 | 1025924953.824 | 2424462736.2724 | 1090528392.0215 | 51283694.6139 | 78037318.6593 | 1000908661.8054 | -37849814.1232 | 33260232.9777 | 57757410.7205 | 25109449.9464 | 59338575.8837 | 26690615.1104 | 1255165.2615 | 1909958.5594 | 24497177.7428 | -926371.8654 | 0.10698 | 0.38999 | 0.21749 | 0.2 | 0.0018148 | 0.024475
s_0.95_1.0_0.01_0.9 | 0.95 | 1 | 0.01 | 0.9 | 1062625625.0435 | 2076526219.6151 | 656170905.6107 | 2201805416.5412 | 781450102.5657 | 38934324.9094 | 108783106.387 | 1013900594.5716 | -55430415.4486 | 19460065.2472 | 38027819.741 | 12016582.6379 | 40322081.51 | 14310844.4075 | 713011.6997 | 1992165.7244 | 18567754.4937 | -1015107.7443 | 0.10698 | 0.38999 | 0.16273 | 0.2 | 0.0013579 | 0.018313
s_0.95_1.0_0.01_1.3 | 0.95 | 1 | 0.01 | 1.3 | -267896460.9089 | 746004385.5213 | -110088429.5289 | 876727369.1704 | 20634554.1491 | 43864672.726 | 139234008.6178 | 1013900846.4301 | -35353647.7574 | -4906038.8588 | 13661720.2473 | -2016070.3555 | 16055675.1183 | 377884.5161 | 803302.0974 | 2549818.8906 | 18567759.1061 | -647438.0778 | 0.10698 | 0.38999 | 0.16273 | 0.2 | 0.0013579 | 0.018313
s_0.95_1.05_-0.005_0.9 | 0.95 | 1.05 | -0.005 | 0.9 | 1091858662.6939 | 2067132606.5155 | 1165537612.8745 | 2168794533.4861 | 1267199539.8739 | 56350846.8185 | 100419280.3057 | 975273943.8215 | -57593493.4833 | 3952329.8918 | 7482644.2929 | 4219034.2988 | 7850641.9894 | 4587031.9955 | 203979.8226 | 363499.5415 | 3530314.4011 | -208477.9776 | 0.10698 | 0.057679 | 0.21749 | 0.2 | 0.0002684 | 0.0036198
s_0.95_1.05_-0.005_1.3 | 0.95 | 1.05 | -0.005 | 1.3 | -823932795.5704 | 151341170.3835 | 458939020.5432 | 266968088.5855 | 574565938.774 | 44298454.9426 | 122198601.5974 | 975273965.9539 | -37726771.5472 | -2982486.9537 | 547827.5275 | 1661275.833 | 966375.9539 | 2079824.2595 | 160352.3548 | 442336.7257 | 3530314.4812 | -136564.0554 | 0.10698 | 0.057679 | 0.21749 | 0.2 | 0.0002684 | 0.0036198
s_0.95_1.05_0.01_0.9 | 0.95 | 1.05 | 0.01 | 0.9 | -1712423374.0126 | -719483993.6882 | 224257028.3062 | -500768166.2682 | 442972855.7551 | 36863401.83 | 200057517.8712 | 992939380.3244 | -55521711.3788 | -4638102.1765 | -1948723.854 | 607400.6153 | -1356331.5925 | 1199792.8769 | 99844.5985 | 541856.1923 | 2689378.3225 | -150380.6677 | 0.10698 | 0.057679 | 0.16273 | 0.2 | 0.00020083 | 0.0027085
s_0.95_1.05_0.01_1.3 | 0.95 | 1.05 | 0.01 | 1.3 | -1102960895.8756 | -110021698.0017 | 473892800.2606 | 94344811.3205 | 678259309.6116 | 62099546.9053 | 230352877.9432 | 992939197.874 | -36113178.2843 | -2987371.8202 | -297993.9918 | 1283539.6092 | 255533.1125 | 1837066.7137 | 168196.7486 | 623911.2364 | 2689377.8283 | -97812.6165 | 0.10698 | 0.057679 | 0.16273 | 0.2 | 0.00020083 | 0.0027085
s_1.0_0.95_-0.005_0.9 | 1 | 0.95 | -0.005 | 0.9 | -1884311470.1732 | -894822009.0325 | 225622820.7602 | -747840875.769 | 372603954.0525 | 78068720.4859 | 167411404.7563 | 989489461.1407 | -57638448.9931 | -6935766.3165 | -3293657.3638 | 830471.5994 | -2752649.7813 | 1371479.1821 | 287355.0421 | 616207.2462 | 3642108.9526 | -212155.3784 | 0.10878 | 0.057679 | 0.21749 | 0.2 | 0.00027292 | 0.0036808
s_1.0_0.95_-0.005_1.3 | 1 | 0.95 | -0.005 | 1.3 | -1902432809.0136 | -912943229.795 | -14034605.9598 | -786995724.0561 | 111912899.808 | 61284247.7994 | 149765780.5301 | 989489579.2186 | -37465973.0083 | -7002467.2699 | -3360357.8826 | -51658.5229 | -2896770.7943 | 411928.5655 | 225574.8205 | 551257.3014 | 3642109.3873 | -137904.6074 | 0.10878 | 0.057679 | 0.21749 | 0.2 | 0.00027292 | 0.0036808
s_1.0_0.95_0.01_0.9 | 1 | 0.95 | 0.01 | 0.9 | -805535409.8346 | 210161621.8071 | 356084291.8765 | 430105647.9287 | 576028318.0268 | 71345580.7819 | 235457915.1828 | 1015697031.6418 | -55831691.7207 | -2218547.8403 | 578812.0627 | 980701.8128 | 1184566.1217 | 1586455.8718 | 196494.8806 | 648481.2993 | 2797359.903 | -153767.6402 | 0.10878 | 0.057679 | 0.16273 | 0.2 | 0.00020421 | 0.0027541
s_1.0_0.95_0.01_1.3 | 1 | 0.95 | 0.01 | 1.3 | 180401160.1605 | 1196112683.3682 | 742563464.5094 | 1358027588.3029 | 904478369.473 | 43657659.2039 | 170887442.7776 | 1015711523.2077 | -34685121.361 | 496847.9341 | 3294247.7488 | 2045115.0258 | 3740182.1649 | 2491049.442 | 120238.7932 | 470645.9362 | 2797399.8146 | -95527.2731 | 0.10878 | 0.057679 | 0.16273 | 0.2 | 0.00020421 | 0.0027541
s_1.0_1.0_-0.005_0.9 | 1 | 1 | -0.005 | 0.9 | -629244767.524 | 370300400.7434 | 165327859.1884 | 494473146.2371 | 289500604.7109 | 60058018.1715 | 126579640.7978 | 999545168.2674 | -57651122.8674 | -15660160.7637 | 9215752.1298 | 4114552.8532 | 12306068.1042 | 7204868.8284 | 1494677.8555 | 3150216.9372 | 24875912.8935 | -1434776.8927 | 0.10878 | 0.38999 | 0.21749 | 0.2 | 0.0018453 | 0.024887
s_1.0_1.0_-0.005_1.3 | 1 | 1 | -0.005 | 1.3 | -1279846416.3635 | -280301740.7525 | -269817346.3542 | -167150426.0156 | -156666031.5885 | 45377804.3333 | 120910957.6382 | 999544675.6109 | -37618161.432 | -31851835.1959 | -6975934.5633 | -6715007.0033 | -4159911.4974 | -3898983.9368 | 1129327.9621 | 3009139.102 | 24875900.6326 | -936211.9259 | 0.10878 | 0.38999 | 0.21749 | 0.2 | 0.0018453 | 0.024887
s_1.0_1.0_0.01_0.9 | 1 | 1 | 0.01 | 0.9 | -552402431.1792 | 458079700.8277 | -369765974.7362 | 583108256.0878 | -244737419.4473 | 50045923.5883 | 118833632.1695 | 1010482132.0069 | -56240846.6789 | -10286664.755 | 8530216.4645 | -6885665.966 | 10858458.9924 | -4557423.4376 | 931939.487 | 2212882.6138 | 18816881.2196 | -1047299.4011 | 0.10878 | 0.38999 | 0.16273 | 0.2 | 0.0013808 | 0.018622
s_1.0_1.0_0.01_1.3 | 1 | 1 | 0.01 | 1.3 | 3202413312.9066 | 4212895614.5457 | 426000662.5246 | 4217918327.2306 | 431023375.2384 | 5061625.2885 | -24756184.0945 | 1010482301.639 | -34840522.068 | 59634335.9434 | 78451220.3218 | 7932850.6782 | 78544751.7015 | 8026382.0584 | 94255.998 | -461001.8929 | 18816884.3784 | -648789.2706 | 0.10878 | 0.38999 | 0.16273 | 0.2 | 0.0013808 | 0.018622
s_1.0_1.05_-0.005_0.9 | 1 | 1.05 | -0.005 | 0.9 | 791377008.5246 | 1792781651.1164 | 793873970.038 | 1892145030.8479 | 893237349.7983 | 74385896.1812 | 115930071.676 | 1001404642.5919 | -57819204.2367 | 2912897.4091 | 6598863.7152 | 2922088.2153 | 6964600.0561 | 3287824.5563 | 273799.3168 | 426714.9561 | 3685966.3061 | -212820.7016 | 0.10878 | 0.057679 | 0.21749 | 0.2 | 0.00027292 | 0.0036808
s_1.0_1.05_-0.005_1.3 | 1 | 1.05 | -0.005 | 1.3 | 395957201.6046 | 1397361833.1407 | 138029286.6414 | 1455800790.8271 | 196468244.3566 | 52025719.5953 | 73030426.0312 | 1001404631.5361 | -37434251.2505 | 1457437.7247 | 5143403.9901 | 508057.6604 | 5358505.8778 | 723159.5482 | 191496.0659 | 268810.1075 | 3685966.2654 | -137787.8461 | 0.10878 | 0.057679 | 0.21749 | 0.2 | 0.00027292 | 0.0036808
s_1.0_1.05_0.01_0.9 | 1 | 1.05 | 0.01 | 0.9 | -3147642918.22 | -2131901644.6157 | -321974537.7323 | -1873829095.1443 | -63901988.232 | 72221942.1103 | 274256086.4128 | 1015741273.6043 | -56038405.1689 | -8669012.3276 | -5871530.5765 | -886759.1748 | -5160765.6738 | -175994.2719 | 198908.4921 | 755336.4393 | 2797481.751 | -154336.9556 | 0.10878 | 0.057679 | 0.16273 | 0.2 | 0.00020421 | 0.0027541
s_1.0_1.05_0.01_1.3 | 1 | 1.05 | 0.01 | 1.3 | -888898846.2803 | 126842426.7804 | 478935151.7975 | 307664224.0066 | 659756949.0525 | 47871878.0869 | 193378320.8929 | 1015741273.0608 | -35315354.4201 | -2448141.4368 | 349340.3127 | 1319048.8384 | 847346.7353 | 1817055.2611 | 131845.2925 | 532588.6993 | 2797481.7495 | -97263.0158 | 0.10878 | 0.057679 | 0.16273 | 0.2 | 0.00020421 | 0.0027541
s_1.05_0.95_-0.005_0.9 | 1.05 | 0.95 | -0.005 | 0.9 | 498678306.4768 | 1484278871.5876 | 350631587.7748 | 1592077258.4554 | 458429974.6714 | 44249021.915 | 94428658.2748 | 985600565.1108 | -57618750.5081 | 1562398.6559 | 4650363.3381 | 1098556.5531 | 4988104.2275 | 1436297.4425 | 138635.6925 | 295852.4701 | 3087964.6822 | -180524.1118 | 0.092595 | 0.057679 | 0.21749 | 0.2 | 0.00023231 | 0.0031331
s_1.05_0.95_-0.005_1.3 | 1.05 | 0.95 | -0.005 | 1.3 | 800664498.4694 | 1786265249.7418 | 392078633.7128 | 1858343391.4279 | 464156775.4277 | 38830376.9153 | 73555130.0785 | 985600751.2725 | -37353388.5229 | 2508545.3287 | 5596510.5941 | 1228413.4328 | 5822337.1244 | 1454239.9632 | 121658.6483 | 230454.052 | 3087965.2654 | -117031.1266 | 0.092595 | 0.057679 | 0.21749 | 0.2 | 0.00023231 | 0.0031331
s_1.05_0.95_0.01_0.9 | 1.05 | 0.95 | 0.01 | 0.9 | -1635931111.7958 | -630601573.3035 | 518134627.5658 | -400795922.5715 | 747940278.3266 | 63464408.1003 | 237338876.5154 | 1005329538.4924 | -55931182.3169 | -3835118.5591 | -1478321.2934 | 1214664.6714 | -939587.1684 | 1753398.7965 | 148779.8157 | 556394.2904 | 2356797.2657 | -131119.6503 | 0.092595 | 0.057679 | 0.16273 | 0.2 | 0.00017382 | 0.0023443
s_1.05_0.95_0.01_1.3 | 1.05 | 0.95 | 0.01 | 1.3 | -824079262.284 | 181250329.7528 | 349232303.3494 | 371704346.5922 | 539686320.2177 | 74131908.5549 | 228654385.1455 | 1005329592.0368 | -35931540.2489 | -1931891.6611 | 424905.7301 | 818706.4103 | 871387.6934 | 1265188.3737 | 173787.6713 | 536035.2094 | 2356797.3912 | -84234.4252 | 0.092595 | 0.057679 | 0.16273 | 0.2 | 0.00017382 | 0.0023443
s_1.05_1.0_-0.005_0.9 | 1.05 | 1 | -0.005 | 0.9 | -618842162.494 | 382112310.7327 | -32960255.8716 | 502617898.7575 | 87545332.182 | 23183305.86 | 86128003.1635 | 1000954473.2267 | -57560890.7213 | -13109499.7187 | 8094634.6801 | -698227.2561 | 10647414.8042 | 1854552.8685 | 491113.1789 | 1824528.2912 | 21204134.3988 | -1219365.0117 | 0.092595 | 0.38999 | 0.21749 | 0.2 | 0.0015707 | 0.021184
s_1.05_1.0_-0.005_1.3 | 1.05 | 1 | -0.005 | 1.3 | -479591591.3712 | 521363965.181 | 7514623.9419 | 609762662.7593 | 95913321.5489 | 19098023.966 | 69983223.04 | 1000955556.5522 | -37513498.5043 | -10159627.4676 | 11044529.8803 | 159189.1542 | 12917160.3688 | 2031819.6433 | 404570.9148 | 1482518.6427 | 21204157.3479 | -794682.7606 | 0.092595 | 0.38999 | 0.21749 | 0.2 | 0.0015707 | 0.021184
s_1.05_1.0_0.01_0.9 | 1.05 | 1 | 0.01 | 0.9 | -1897811690.6333 | -890386349.615 | 70181098.7061 | -658866751.213 | 301700697.1369 | 77418069.8583 | 252746488.9577 | 1007425341.0183 | -56191179.3026 | -30081656.1597 | -14113252.7271 | 1112419.9996 | -10443503.5166 | 4782169.2106 | 1227131.1055 | 4006210.4233 | 15968403.4326 | -890669.8928 | 0.092595 | 0.38999 | 0.16273 | 0.2 | 0.0011753 | 0.015851
s_1.05_1.0_0.01_1.3 | 1.05 | 1 | 0.01 | 1.3 | -2992085608.5497 | -1984619030.1165 | -256778404.2491 | -1768817130.775 | -40976504.8787 | 83004390.2622 | 262975901.6192 | 1007466578.4331 | -35830387.9846 | -47426670.8973 | -31457613.8226 | -4070119.1293 | -28037001.2472 | -649506.5535 | 1315678.2308 | 4168353.8413 | 15969057.0747 | -567936.9648 | 0.092595 | 0.38999 | 0.16273 | 0.2 | 0.0011753 | 0.015851
s_1.05_1.05_-0.005_0.9 | 1.05 | 1.05 | -0.005 | 0.9 | -92430956.9333 | 911502632.6596 | 617235537.1669 | 1029982625.8842 | 735715530.4204 | 46468093.7091 | 107344819.919 | 1003933589.5929 | -57603267.0147 | -289593.5135 | 2855809.9873 | 1933847.8556 | 3227017.196 | 2305055.0644 | 145588.2203 | 336319.8282 | 3145403.5008 | -180475.6008 | 0.092595 | 0.057679 | 0.21749 | 0.2 | 0.00023231 | 0.0031331
s_1.05_1.05_-0.005_1.3 | 1.05 | 1.05 | -0.005 | 1.3 | -542770358.1584 | 461163502.2145 | 496258985.4061 | 561888654.8824 | 596984138.1029 | 42644424.806 | 105504835.9454 | 1003933860.3728 | -37864741.5285 | -1700542.5482 | 1444861.801 | 1554818.7312 | 1760441.687 | 1870398.6174 | 133608.3626 | 330555.0126 | 3145404.3492 | -118633.2361 | 0.092595 | 0.057679 | 0.21749 | 0.2 | 0.00023231 | 0.0031331
s_1.05_1.05_0.01_0.9 | 1.05 | 1.05 | 0.01 | 0.9 | -1986276533.2204 | -988451472.6604 | -555043508.436 | -809736530.8499 | -376328566.5966 | 61170624.6161 | 183450752.701 | 997825060.56 | -56434813.7257 | -4656434.4557 | -2317229.9617 | -1301190.2793 | -1898267.9497 | -882228.2672 | 143402.4917 | 430064.1887 | 2339204.4939 | -132300.3151 | 0.092595 | 0.057679 | 0.16273 | 0.2 | 0.00017382 | 0.0023443
s_1.05_1.05_0.01_1.3 | 1.05 | 1.05 | 0.01 | 1.3 | -1196897233.7327 | -199072050.0944 | -484325391.5487 | -54474620.3657 | -339727961.7912 | 49923172.1018 | 158584496.4943 | 997825183.6383 | -35936105.3361 | -2805890.0288 | -466685.2463 | -1135405.5708 | -127705.0275 | -796425.3519 | 117035.0527 | 371770.1444 | 2339204.7825 | -84245.1271 | 0.092595 | 0.057679 | 0.16273 | 0.2 | 0.00017382 | 0.0023443
s_1.1_0.95_-0.005_0.9 | 1.1 | 0.95 | -0.005 | 0.9 | -661398721.2952 | 316539029.7361 | 96303982.8611 | 438421426.1452 | 218186379.2991 | 41754285.8576 | 105419407.3525 | 977937751.0313 | -58217274.9143 | -1513286.0545 | 724244.0664 | 220344.3544 | 1003112.0545 | 499212.3426 | 95534.1709 | 241200.5253 | 2237530.1208 | -133201.6338 | 0.06762 | 0.057679 | 0.21749 | 0.2 | 0.00016965 | 0.002288
s_1.1_0.95_-0.005_1.3 | 1.1 | 0.95 | -0.005 | 1.3 | -578758565.8174 | 399236268.4574 | 93048876.0197 | 487190103.9835 | 181002711.5746 | 38581379.0833 | 88222217.3694 | 977994834.2748 | -38312997.24 | -1324204.6565 | 913456.0713 | 212896.6415 | 1114695.2156 | 414135.7859 | 88274.5325 | 201853.2043 | 2237660.7278 | -87660.4725 | 0.06762 | 0.057679 | 0.21749 | 0.2 | 0.00016965 | 0.002288
s_1.1_0.95_0.01_0.9 | 1.1 | 0.95 | 0.01 | 0.9 | -496657100.3441 | 511617865.4052 | -60295104.3422 | 631373651.6897 | 59460681.9711 | 35330919.4472 | 99376511.4271 | 1008274965.7493 | -55710194.3045 | -850269.7517 | 875882.3645 | -103224.344 | 1080902.5336 | 101795.8251 | 60486.0216 | 170131.1461 | 1726152.1163 | -95375.0446 | 0.06762 | 0.057679 | 0.16273 | 0.2 | 0.00012694 | 0.001712
s_1.1_0.95_0.01_1.3 | 1.1 | 0.95 | 0.01 | 1.3 | -1438817521.462 | -430542411.0189 | -202284044.3953 | -312822421.2392 | -84564054.5868 | 43049194.7807 | 125605546.3278 | 1008275110.4431 | -35163638.2326 | -2463234.7266 | -737082.3626 | -346307.3499 | -535547.4476 | -144772.4348 | 73699.597 | 215034.8734 | 1726152.364 | -60199.6386 | 0.06762 | 0.057679 | 0.16273 | 0.2 | 0.00012694 | 0.001712
s_1.1_1.0_-0.005_0.9 | 1.1 | 1 | -0.005 | 0.9 | 414598965.7768 | 1410291683.6255 | 91195953.0267 | 1507143284.9888 | 188047554.4189 | 24324795.5751 | 63041225.4301 | 995692717.8487 | -58135171.5083 | 6413878.6099 | 21817323.2691 | 1410808.5661 | 23315625.1598 | 2909110.4573 | 376306.5008 | 975252.7158 | 15403444.6592 | -899355.6757 | 0.06762 | 0.38999 | 0.21749 | 0.2 | 0.0011471 | 0.01547
s_1.1_1.0_-0.005_1.3 | 1.1 | 1 | -0.005 | 1.3 | 720863520.9082 | 1716572554.3944 | 262359757.3089 | 1781551131.7562 | 327338334.6995 | 26595590.2775 | 53261443.8301 | 995709033.4862 | -38312723.8092 | 11151815.3664 | 26555512.4298 | 4058726.0809 | 27560736.1323 | 5063949.7839 | 411435.8734 | 823958.7252 | 15403697.0634 | -592700.8507 | 0.06762 | 0.38999 | 0.21749 | 0.2 | 0.0011471 | 0.01547
s_1.1_1.0_0.01_0.9 | 1.1 | 1 | 0.01 | 0.9 | -503561256.9436 | 504784978.5553 | 95222793.5773 | 622639112.5601 | 213076927.611 | 40730457.5238 | 102808420.6063 | 1008346235.4989 | -55776170.9224 | -5828908.4254 | 5843073.4572 | 1102239.1737 | 7207278.7951 | 2466444.512 | 471470.1613 | 1190045.6217 | 11671981.8827 | -645629.8775 | 0.06762 | 0.38999 | 0.16273 | 0.2 | 0.00085828 | 0.011575
s_1.1_1.0_0.01_1.3 | 1.1 | 1 | 0.01 | 1.3 | -964662451.7146 | 43683982.5849 | 90047030.99 | 178057649.8091 | 224420698.2431 | 42035163.9873 | 141118356.0615 | 1008346434.2995 | -35290475.15 | -11166325.8739 | 505658.31 | 1042327.801 | 2061083.3754 | 2597752.8668 | 486572.6228 | 1633497.3418 | 11671984.1839 | -408500.3465 | 0.06762 | 0.38999 | 0.16273 | 0.2 | 0.00085828 | 0.011575
s_1.1_1.05_-0.005_0.9 | 1.1 | 1.05 | -0.005 | 0.9 | 429571161.5023 | 1424243502.2535 | 168286878.6808 | 1510060185.9724 | 254103562.4285 | 27058395.8924 | 54723653.1627 | 994672340.7512 | -58151426.4485 | 982862.5717 | 3258681.58 | 385041.8491 | 3455030.9024 | 581391.1715 | 61909.8463 | 125208.1967 | 2275819.0084 | -133050.9719 | 0.06762 | 0.057679 | 0.21749 | 0.2 | 0.00016965 | 0.002288
s_1.1_1.05_-0.005_1.3 | 1.1 | 1.05 | -0.005 | 1.3 | 662518295.866 | 1657151468.6584 | 87139753.6633 | 1705837176.7731 | 135825461.8068 | 21099744.8025 | 31561177.6357 | 994633172.7924 | -38224275.2815 | 1515847.6509 | 3791577.0426 | 199376.5179 | 3902970.3683 | 310769.8436 | 48276.4005 | 72212.2503 | 2275729.3917 | -87457.4759 | 0.06762 | 0.057679 | 0.21749 | 0.2 | 0.00016965 | 0.002288
s_1.1_1.05_0.01_0.9 | 1.1 | 1.05 | 0.01 | 0.9 | -2578857189.9603 | -1566148652.2835 | -2298318.5313 | -1352387045.8483 | 211463287.9328 | 61926338.1954 | 219726131.5257 | 1012708537.6767 | -55961813.1049 | -4414966.1027 | -2681223.7756 | -3934.688 | -2315267.006 | 362022.0816 | 106016.9927 | 376167.95 | 1733742.3271 | -95805.8123 | 0.06762 | 0.057679 | 0.16273 | 0.2 | 0.00012694 | 0.001712
s_1.1_1.05_0.01_1.3 | 1.1 | 1.05 | 0.01 | 1.3 | -1716392999.856 | -703890947.133 | 13253439.4598 | -531555126.8223 | 185589259.7994 | 39464573.9937 | 176820973.4916 | 1012502052.723 | -34979420.8129 | -2938439.9193 | -1205051.0915 | 22689.6961 | -910014.6669 | 317726.1208 | 67562.7782 | 302714.9418 | 1733388.8278 | -59884.2611 | 0.06762 | 0.057679 | 0.16273 | 0.2 | 0.00012694 | 0.001712
s_1.0_1.0_0.0_0.9 | 1 | 1 | 0 | 0.9 | -101339854.1937 | 906179700.4102 | 41691743.1106 | 1024330659.1679 | 159842701.8971 | 38125881.395 | 99559918.4935 | 1007519554.6039 | -56716921.6592 | -2778067.1843 | 24841441.7879 | 1142911.2891 | 28080358.0457 | 4381827.5477 | 1045158.9931 | 2729273.1437 | 27619508.9721 | -1554802.1073 | 0.10878 | 0.38999 | 0.23956 | 0.2 | 0.0020326 | 0.027413
s_1.0_1.0_0.0_1.1 | 1 | 1 | 0 | 1.1 | 255155614.927 | 1262675385.8534 | -71096817.9644 | 1350355615.3763 | 16583411.5873 | 26604749.8334 | 68078374.3652 | 1007519770.9265 | -46206604.991 | 6994675.948 | 34614190.8503 | -1949003.5629 | 37017801.6536 | 454607.2411 | 729325.9206 | 1866257.8438 | 27619514.9023 | -1266678.8801 | 0.10878 | 0.38999 | 0.23956 | 0.2 | 0.0020326 | 0.027413
s_1.0_1.0_0.0_1.2 | 1 | 1 | 0 | 1.2 | -308428178.787 | 699091592.1394 | 48798664.0728 | 796939209.1686 | 146646281.1308 | 39156568.1674 | 95240395.6679 | 1007519770.9265 | -41763789.5287 | -8455056.5915 | 19164458.3107 | 1337735.9616 | 21846791.4963 | 4020069.1479 | 1073413.5937 | 2610860.4549 | 27619514.9023 | -1144886.3244 | 0.10878 | 0.38999 | 0.23956 | 0.2 | 0.0020326 | 0.027413
s_1.0_1.0_0.0_1.3 | 1 | 1 | 0 | 1.3 | -120902939.0579 | 886616831.8686 | 22377764.07 | 975378838.8494 | 111139771.0796 | 32214143.2317 | 84610064.0081 | 1007519770.9265 | -36366086.2043 | -3314357.3192 | 24305157.583 | 613449.9849 | 26738423.5549 | 3046715.9575 | 883098.312 | 2319447.212 | 27619514.9023 | -996917.0718 | 0.10878 | 0.38999 | 0.23956 | 0.2 | 0.0020326 | 0.027413
s_1.0_1.0_-0.005_1.0 | 1 | 1 | -0.005 | 1 | -1462990025.4515 | -463445361.5813 | -184749500.4252 | -333519118.3523 | -54823257.1674 | 54565123.1655 | 132538106.783 | 999544663.8702 | -51953259.6114 | -36409772.7572 | -11533872.4168 | -4597903.7522 | -8300367.8071 | -1364399.1419 | 1357974.901 | 3298506.6649 | 24875900.3404 | -1292972.8457 | 0.10878 | 0.38999 | 0.21749 | 0.2 | 0.0018453 | 0.024887
s_1.0_1.0_0.005_1.0 | 1 | 1 | 0.005 | 1 | -1351617418.828 | -355151275.9204 | 384782568.8884 | -166841125.2664 | 573092719.5713 | 61982030.7411 | 199756710.2394 | 996466142.9075 | -50535471.1558 | -33638016.8136 | -8838732.3398 | 9576173.2141 | -4152213.8578 | 14262691.6967 | 1542561.2035 | 4971391.6705 | 24799284.4738 | -1257688.0149 | 0.10878 | 0.38999 | 0.21749 | 0.2 | 0.0018453 | 0.024887
s_1.0_1.0_0.01_1.0 | 1 | 1 | 0.01 | 1 | 250414337.5063 | 1260896625.2321 | -334087910.6273 | 1370029905.8591 | -224954629.9715 | 36441203.8911 | 94652057.6697 | 1010482287.7258 | -50922426.8484 | 4663137.2246 | 23480021.3439 | -6221280.2503 | 25512267.0547 | -4189034.5389 | 678596.6653 | 1762580.9205 | 18816884.1193 | -948261.4557 | 0.10878 | 0.38999 | 0.16273 | 0.2 | 0.0013808 | 0.018622
s_1.0_1.0_-0.01_1.0 | 1 | 1 | -0.01 | 1 | -1266496652.6139 | -261234059.3464 | -289114743.7255 | -132632697.1567 | -160513381.507 | 48733287.7588 | 125121918.0614 | 1005262593.2675 | -52212731.8871 | -23584303.2968 | -4864618.69 | -5383804.0468 | -2469844.4724 | -2989029.8287 | 907495.9944 | 2329981.1007 | 18719684.6068 | -972289.1113 | 0.10878 | 0.38999 | 0.16273 | 0.2 | 0.0013808 | 0.018622

## HVDC_only_weighted
[5 empty] | 2 | 4 | 6 | 7 | 8 | 9 | 10 | 11 | 12
Weighted sums
[14 empty] | CS | CS_net | TS | Net CS | Net TS | Transmission cost | Transmission benefit | Interconnection revenue | Battery investment
[5 empty] | 12: HVDC only - weighted mean | -239011722.0219 | 376584652.435 | 426874187.5543 | 500937870.6233 | 551227405.7512 | 36597749.9338 | 111673819.0062 | 615596374.4569 | -49277149.1159
[5 empty] | 12: Mean | 221623949.7495 | 822699870.0361 | 574598010.7548 | 940871928.68 | 692770069.4071 | 35175310.6824 | 104830854.3562 | 601075920.2866 | -48516514.97
[5 empty] | 12: Median | 283736902.8973 | 899847504.4784 | 596643835.5633 | 1034938893.9794 | 697823277.3964 | 34967249.1235 | 108657383.2138 | 603057604.8857 | -50906971.7238
[5 empty] | 12: Lower quartile - unweighted | -872496713.7031 | -264947348.9216 | 321390578.6393 | -150541471.2579 | 440269716.9563 | 24655851.237 | 77667340.2474 | 597940994.2126 | -55280353.8357 | [7 empty] | Parameters |  |  |  |  | Parameters |  |  |  |  | Parameters |  |  |  |  | Parameters
[5 empty] | 12: Upper quartile - unweighted | 1181062061.932 | 1745658082.1648 | 794156170.0088 | 1821597121.576 | 908275683.5901 | 45438333.0126 | 132747015.8303 | 607424609.1185 | -38224275.2815 | [6 empty] | log mean | -0.0073604 |  |  |  | mean | 1 |  |  |  | mean | 0 |  |  |  |  | 0.2
[29 empty] | log std dev | 0.11745 |  |  |  | std dev | 0.025574 |  |  |  | std dev | 0.011371
[5 empty] | 2: Unweighted | Weighted | [8 empty] | Weight components | [6 empty] | Densities
Scenario | SRMC | LRMC | Demand | Batteries | CS | CS_net | TS | Net CS | Net TS | Transmission_cost | Transmission benefit | Interconnection revenue | Battery investment | CS | CS_net | TS | Net CS | Net TS | Transmission_cost | Transmission benefit | Interconnection revenue | Battery investment | SRMC | LRMC | Demand | Batteries | Total | Weight | x | SRMC | p(x) | N | Expected | x | LRMC | p(x) | N | Expected | x | Demand | p(x) | N | Expected | x | Batteries | p(x) | N | Expected
s_0.8_1.0_0.0_1.0 | 0.8 | 1 | 0 | 1 | 763278648.3872 | 1362346400.962 | 1483834029.0812 | 1520490795.8651 | 1641978423.9928 | 34967249.1235 | 142835163.5839 | 599067752.5748 | -50276480.4427 | 4938223.9229 | 8814043.9965 | 9600038.879 | 9837199.0865 | 10623193.969 | 226229.4465 | 924108.1528 | 3875820.0736 | -325276.3837 | 0.025195 | 0.38999 | 0.23956 | 0.2 | 0.00047078 | 0.0064698 | 0.8 | 0.78519 | 0.025195 | 5 | 2.8471 | 0.9 | 0.007464 | 0.0001866 | 7 | 0.021086 | -0.01 | 23.8326 | 0.16273 | 1 | 18.3888 | 0.9 | 0.2 | 0.2 | 31 | 22.6
s_0.85_1.0_0.0_1.0 | 0.85 | 1 | 0 | 1 | 1452029612.3542 | 2059857207.0111 | 633525163.0838 | 2171147254.6212 | 744815210.7023 | 43059657.9194 | 103907533.1271 | 607827594.6569 | -50442172.4023 | 19977972.9726 | 28340862.5134 | 8716453.4923 | 29872063.7674 | 10247654.7464 | 592442.9328 | 1429627.7919 | 8362889.5408 | -694016.395 | 0.053581 | 0.38999 | 0.23956 | 0.2 | 0.0010012 | 0.013759 | 0.85 | 1.6698 | 0.053581 | 1 | 6.0546 | 0.925 | 0.21161 | 0.0052902 | 1 | 0.5978 | -0.005 | 31.8514 | 0.21749 | 31 | 24.576 | 1 | 0.2 | 0.2 | 49 | 22.6
s_0.9_1.0_0.0_1.0 | 0.9 | 1 | 0 | 1 | 3055262698.7656 | 3662716956.7031 | 1470160489.8707 | 3730100766.7436 | 1537544299.9196 | 40374235.6809 | 56996955.7794 | 607454257.9375 | -50761089.942 | 67080313.8662 | 80417373.9817 | 32278346.1907 | 81896830.1112 | 33757802.3204 | 886443.0553 | 1251405.8724 | 13337060.1154 | -1114493.3124 | 0.085502 | 0.38999 | 0.23956 | 0.2 | 0.0015976 | 0.021956 | 0.9 | 2.6646 | 0.085502 | 17 | 9.6618 | 0.95 | 2.3072 | 0.057679 | 27 | 6.5177 | 0 | 35.0844 | 0.23956 | 49 | 27.0705 | 1.1 | 0.2 | 0.2 | 1 | 22.6
s_0.925_1.0_0.0_1.0 | 0.925 | 1 | 0 | 1 | -60859396.4332 | 548561250.6758 | 423501783.3677 | 675460431.1506 | 550400963.8509 | 32211701.5474 | 108273953.9265 | 609420647.109 | -50836928.0956 | -1537081.0154 | 13854608.0575 | 10696073.0693 | 17059607.3281 | 13901072.3401 | 813547.2552 | 2734595.622 | 15391689.0729 | -1283950.9038 | 0.098356 | 0.38999 | 0.23956 | 0.2 | 0.0018378 | 0.025256 | 0.925 | 3.0652 | 0.098356 | 1 | 11.1142 | 0.975 | 9.6739 | 0.24185 | 1 | 27.329 | 0.005 | 31.8514 | 0.21749 | 1 | 24.576 | 1.2 | 0.2 | 0.2 | 1 | 22.6
s_0.95_1.0_0.0_1.0 | 0.95 | 1 | 0 | 1 | -376736252.4268 | 233214379.9335 | 863476059.4698 | 381415844.0709 | 1011677523.6157 | 32600061.6417 | 130140852.7065 | 609950632.3603 | -50660673.0726 | -10349239.2815 | 6406581.2788 | 23720362.1785 | 10477791.3212 | 27791572.2212 | 895549.1709 | 3575070.9317 | 16755820.5603 | -1391688.2817 | 0.10698 | 0.38999 | 0.23956 | 0.2 | 0.001999 | 0.027471 | 0.95 | 3.334 | 0.10698 | 17 | 12.0887 | 1 | 15.5995 | 0.38999 | 41 | 44.0689 | 0.01 | 23.8326 | 0.16273 | 31 | 18.3888 | 1.3 | 0.2 | 0.2 | 31 | 22.6
s_0.975_1.0_0.0_1.0 | 0.975 | 1 | 0 | 1 | -1727467401.0471 | -1119260272.631 | -202334630.412 | -972393824.9954 | -55468182.768 | 28802366.5372 | 124801249.407 | 608207128.4161 | -50867564.7658 | -49012598.5189 | -31756231.3172 | -5740742.778 | -27589260.5081 | -1573771.9687 | 817195.6395 | 3540925.5932 | 17256367.2017 | -1443240.8554 | 0.11049 | 0.38999 | 0.23956 | 0.2 | 0.0020646 | 0.028373 | 0.975 | 3.4434 | 0.11049 | 1 | 12.4856 | 1.025 | 9.6739 | 0.24185 | 1 | 27.329
s_1.0_1.0_0.0_1.0 | 1 | 1 | 0 | 1 | -872496713.7031 | -264947348.9216 | -86862153.0753 | -150541471.2579 | 27543724.5968 | 22762015.6388 | 86363870.6246 | 607549364.7815 | -50804022.678 | -24371923.8413 | -7400917.9731 | -2426367.6255 | -4205156.5523 | 769393.7956 | 635823.7262 | 2412448.8315 | 16971005.8683 | -1419136.3155 | 0.10878 | 0.38999 | 0.23956 | 0.2 | 0.0020326 | 0.027934 | 1 | 3.3901 | 0.10878 | 29 | 12.2924 | 1.05 | 2.3072 | 0.057679 | 27 | 6.5177
s_1.025_1.0_0.0_1.0 | 1.025 | 1 | 0 | 1 | -1029494493.296 | -422759492.9831 | -193908643.4494 | -299154726.5374 | -70303876.9953 | 14954224.0554 | 87652018.7773 | 606735000.313 | -50906971.7238 | -27083535.657 | -11121790.235 | -5101272.2198 | -7870044.7219 | -1849526.7064 | 393409.8366 | 2305914.7877 | 15961745.422 | -1339240.5621 | 0.10245 | 0.38999 | 0.23956 | 0.2 | 0.0019143 | 0.026308 | 1.025 | 3.1928 | 0.10245 | 1 | 11.5769 | 1.075 | 0.21161 | 0.0052902 | 1 | 0.5978
s_1.05_1.0_0.0_1.0 | 1.05 | 1 | 0 | 1 | 1007702946.1372 | 1609568401.0583 | 196804701.5076 | 1692710539.1243 | 279946839.582 | 7408313.6827 | 39622943.9434 | 601865454.9212 | -50927507.8053 | 23960074.3317 | 38270582.2973 | 4679410.0335 | 40247446.4275 | 6656274.164 | 176146.8965 | 942111.6469 | 14310507.9656 | -1210899.3798 | 0.092595 | 0.38999 | 0.23956 | 0.2 | 0.0017302 | 0.023777 | 1.05 | 2.8857 | 0.092595 | 17 | 10.4632 | 1.1 | 0.007464 | 0.0001866 | 7 | 0.021086
s_1.075_1.0_0.0_1.0 | 1.075 | 1 | 0 | 1 | 30544656.9529 | 631652965.8969 | 266767096.9859 | 766602238.9327 | 401716370.0301 | 34800763.6051 | 117802414.569 | 601108308.944 | -51947622.0719 | 631765.9026 | 13064700.8664 | 5517637.8665 | 15855904.2321 | 8308841.2324 | 719796.4562 | 2436548.8501 | 12432934.9638 | -1074450.9719 | 0.080548 | 0.38999 | 0.23956 | 0.2 | 0.0015051 | 0.020683 | 1.075 | 2.5102 | 0.080548 | 1 | 9.1019
s_1.1_1.0_0.0_1.0 | 1.1 | 1 | 0 | 1 | 1447064412.0609 | 2046688373.5893 | 657260198.7281 | 2126885320.9532 | 737457146.1004 | 38683019.906 | 66917748.722 | 599623961.5284 | -51962218.5479 | 25126372.5019 | 35538054.8658 | 11412459.9059 | 36930569.5017 | 12804974.542 | 671679.8227 | 1161938.7965 | 10411682.3639 | -902255.6621 | 0.06762 | 0.38999 | 0.23956 | 0.2 | 0.0012635 | 0.017364 | 1.1 | 2.1073 | 0.06762 | 17 | 7.641
s_1.15_1.0_0.0_1.0 | 1.15 | 1 | 0 | 1 | 904215613.5513 | 1494795029.7511 | 909503933.9868 | 1594135762.5708 | 1008844666.8149 | 38444115.0737 | 85642249.3875 | 590579416.1998 | -52142598.5059 | 10041757.282 | 16600430.9704 | 10100486.6707 | 17703658.4664 | 11203714.1668 | 426940.7282 | 951099.1278 | 6558673.6884 | -579069.0964 | 0.043248 | 0.38999 | 0.23956 | 0.2 | 0.00080811 | 0.011105 | 1.15 | 1.3478 | 0.043248 | 1 | 4.8871
s_1.2_1.0_0.0_1.0 | 1.2 | 1 | 0 | 1 | 110953632.4782 | 677474038.6396 | 743257907.2815 | 814674337.6836 | 880458206.334 | 36980992.6651 | 121572292.5727 | 566520406.1614 | -52608999.1364 | 702329.144 | 4288365.7889 | 4704773.3199 | 5156834.5937 | 5573242.1248 | 234087.234 | 769544.5591 | 3586036.6448 | -333011.4797 | 0.024651 | 0.38999 | 0.23956 | 0.2 | 0.00046061 | 0.0063299 | 1.2 | 0.76822 | 0.024651 | 5 | 2.7855
s_1.0_0.9_0.0_1.0 | 1 | 0.9 | 0 | 1 | 1781382052.5858 | 2380937805.4042 | 875474348.4021 | 2447432181.2705 | 941968724.2768 | 28395420.5725 | 43830790.3439 | 599555752.8184 | -51059006.0949 | 23809.1403 | 31822.5291 | 11701.191 | 32711.2626 | 12589.9245 | 379.5202 | 585.8224 | 8013.3888 | -682.4314 | 0.10878 | 0.0001866 | 0.23956 | 0.2 | 9.7257e-07 | 1.3366e-05
s_1.0_0.925_0.0_1.0 | 1 | 0.925 | 0 | 1 | 411879988.5741 | 1013506987.6957 | 321390578.6393 | 1100885029.4537 | 408768620.4057 | 22266435.4113 | 58631580.3348 | 601626999.1217 | -51012896.8345 | 156069.5968 | 384038.1453 | 121781.3426 | 417147.4395 | 154890.6369 | 8437.1994 | 22216.6829 | 227968.5485 | -19329.8108 | 0.10878 | 0.0052902 | 0.23956 | 0.2 | 2.7573e-05 | 0.00037892
s_1.0_0.95_0.0_1.0 | 1 | 0.95 | 0 | 1 | 1277547307.4969 | 1879280997.7266 | 375338813.5099 | 1958372319.671 | 454430135.4627 | 14358513.7597 | 42533979.3959 | 601733690.2297 | -50915856.3081 | 5277985.1106 | 7763952.9013 | 1550653.0815 | 8090706.2177 | 1877406.3979 | 59319.9339 | 175722.4242 | 2485967.7907 | -210350.8261 | 0.10878 | 0.057679 | 0.23956 | 0.2 | 0.00030062 | 0.0041313
s_1.0_0.975_0.0_1.0 | 1 | 0.975 | 0 | 1 | -1630442301.0594 | -1023392103.895 | -396260216.9644 | -886039669.1889 | -258907782.2499 | 16553549.3793 | 103034988.2413 | 607050197.1645 | -50870995.844 | -28243774.5507 | -17727984.511 | -6864324.0083 | -15348660.0803 | -4484999.5774 | 286753.3039 | 1784851.2498 | 10515790.0396 | -881226.4849 | 0.10878 | 0.24185 | 0.23956 | 0.2 | 0.0012605 | 0.017323
s_1.0_1.025_0.0_1.0 | 1 | 1.025 | 0 | 1 | -1273061540.9063 | -665351961.0004 | -233611536.5676 | -541542403.786 | -109801979.3448 | 19941227.7983 | 92900132.5103 | 607709579.9059 | -50850652.5024 | -22052950.3725 | -11525737.9983 | -4046798.5693 | -9381013.6993 | -1902074.2702 | 345437.273 | 1609287.4901 | 10527212.3742 | -880874.0819 | 0.10878 | 0.24185 | 0.23956 | 0.2 | 0.0012605 | 0.017323
s_1.0_1.05_0.0_1.0 | 1 | 1.05 | 0 | 1 | -883669030.7666 | -275478354.1188 | 210618568.2965 | -157265328.7555 | 328831593.6683 | 41789488.2111 | 108983519.5474 | 608190676.6479 | -51018994.0271 | -3650739.1622 | -1138095.351 | 870137.3804 | -649716.8901 | 1358515.8413 | 172646.6764 | 450248.214 | 2512643.8112 | -210776.9233 | 0.10878 | 0.057679 | 0.23956 | 0.2 | 0.00030062 | 0.0041313
s_1.0_1.075_0.0_1.0 | 1 | 1.075 | 0 | 1 | -831268767.827 | -222834857.1327 | 110675733.7781 | -90396398.6029 | 243114192.3163 | 31790606.6909 | 113210071.1936 | 608433910.6943 | -51018994.0271 | -314984.425 | -84436.6011 | 41937.2575 | -34253.0103 | 92120.8483 | 12046.0991 | 42897.5688 | 230547.8239 | -19332.1211 | 0.10878 | 0.0052902 | 0.23956 | 0.2 | 2.7573e-05 | 0.00037892
s_1.0_1.1_0.0_1.0 | 1 | 1.1 | 0 | 1 | 1207373411.5984 | 1813752291.9442 | 415547344.9972 | 1915961086.7156 | 517756139.777 | 16526195.143 | 67887678.1713 | 606378880.3458 | -50847311.743 | 16137.2025 | 24241.7861 | 5554.0163 | 25607.8623 | 6920.0925 | 220.8816 | 907.3558 | 8104.5836 | -679.602 | 0.10878 | 0.0001866 | 0.23956 | 0.2 | 9.7257e-07 | 1.3366e-05
s_0.8_0.9_0.0_1.0 | 0.8 | 0.9 | 0 | 1 | 4190871084.8611 | 4792317287.2596 | 1105000104.2074 | 4822020355.7617 | 1134703172.718 | 10440441.0374 | -9815164.0345 | 601446202.3985 | -49958673.5741 | 12973.3638 | 14835.2155 | 3420.6655 | 14927.165 | 3512.6151 | 32.3197 | -30.3841 | 1861.8517 | -154.6533 | 0.025195 | 0.0001866 | 0.23956 | 0.2 | 2.2526e-07 | 3.0956e-06
s_0.8_0.95_0.0_1.0 | 0.8 | 0.95 | 0 | 1 | -368201999.9928 | 228639403.9488 | 812004555.3398 | 413341347.6593 | 996706499.0588 | 43344943.2387 | 177714288.3667 | 596841403.9417 | -50332598.5825 | -352321.3534 | 218778.1279 | 776982.5909 | 395513.8295 | 953718.2925 | 41475.4647 | 170049.4256 | 571099.4814 | -48161.7407 | 0.025195 | 0.057679 | 0.23956 | 0.2 | 6.9628e-05 | 0.00095687
s_0.8_1.05_0.0_1.0 | 0.8 | 1.05 | 0 | 1 | -4832770759.6006 | -4221142281.7212 | 8683365.323 | -3914444116.5292 | 315381530.5235 | 48159937.8711 | 304499303.7342 | 611628477.8794 | -50358799.3289 | -4624332.1192 | -4039083.3342 | 8308.8496 | -3745613.1394 | 301779.0444 | 46082.7874 | 291366.1708 | 585248.785 | -48186.8114 | 0.025195 | 0.057679 | 0.23956 | 0.2 | 6.9628e-05 | 0.00095687
s_0.8_1.1_0.0_1.0 | 0.8 | 1.1 | 0 | 1 | 500131988.0102 | 1111760465.8896 | 1065673799.0098 | 1271929588.4489 | 1225842921.5776 | 34710669.9035 | 144707407.4975 | 611628477.8794 | -50172384.9654 | 1548.2209 | 3441.5931 | 3298.9261 | 3937.4166 | 3794.7495 | 107.4512 | 447.9598 | 1893.3722 | -155.3149 | 0.025195 | 0.0001866 | 0.23956 | 0.2 | 2.2526e-07 | 3.0956e-06
s_0.9_0.9_0.0_1.0 | 0.9 | 0.9 | 0 | 1 | -1249242469.2222 | -646203988.4632 | 283369238.6432 | -489303510.1585 | 440269716.9563 | 47288793.5107 | 153563729.0785 | 603038480.759 | -50625542.7369 | -13123.6276 | -6788.5464 | 2976.8699 | -5140.2648 | 4625.1516 | 496.7815 | 1613.2282 | 6335.0812 | -531.8349 | 0.085502 | 0.0001866 | 0.23956 | 0.2 | 7.6443e-07 | 1.0505e-05
s_0.9_0.95_0.0_1.0 | 0.9 | 0.95 | 0 | 1 | 898758650.7501 | 1501816255.6358 | 847438990.5746 | 1619626781.3217 | 965249516.2689 | 44181595.5462 | 111281206.9407 | 603057604.8857 | -50710914.2914 | 2918466.8788 | 4876727.469 | 2751820.6626 | 5259284.1397 | 3134377.3333 | 143467.3515 | 361354.5376 | 1958260.5902 | -164669.4845 | 0.085502 | 0.057679 | 0.23956 | 0.2 | 0.00023629 | 0.0032472
s_0.9_1.05_0.0_1.0 | 0.9 | 1.05 | 0 | 1 | 744313423.3851 | 1342835189.4709 | 832596682.2916 | 1482833374.989 | 972594867.8181 | 33694828.5735 | 123267599.4589 | 598521766.0858 | -50425414.6327 | 2416949.2797 | 4360481.0044 | 2703624.4254 | 4815085.8833 | 3158229.3042 | 109414.5142 | 400276.9887 | 1943531.7247 | -163742.4044 | 0.085502 | 0.057679 | 0.23956 | 0.2 | 0.00023629 | 0.0032472
s_0.9_1.1_0.0_1.0 | 0.9 | 1.1 | 0 | 1 | -3797423893.7078 | -3206821003.6265 | -141264048.0548 | -2964430764.3628 | 101126191.2174 | 42440668.2946 | 234229507.1117 | 590602890.0814 | -50601400.4467 | -39892.9576 | -33688.5157 | -1484.0168 | -31142.1411 | 1062.3578 | 445.8506 | 2460.6439 | 6204.4419 | -531.5813 | 0.085502 | 0.0001866 | 0.23956 | 0.2 | 7.6443e-07 | 1.0505e-05
s_0.95_0.9_0.0_1.0 | 0.95 | 0.9 | 0 | 1 | 1687657956.2009 | 2290174370.5779 | 514904714.9187 | 2364546801.7174 | 589277146.0666 | 21817029.815 | 45507760.7467 | 602516414.377 | -50681700.2078 | 22182.7853 | 30102.3356 | 6767.9714 | 31079.8961 | 7745.5318 | 286.7657 | 598.1596 | 7919.5504 | -666.1665 | 0.10698 | 0.0001866 | 0.23956 | 0.2 | 9.5646e-07 | 1.3144e-05
s_0.95_0.95_0.0_1.0 | 0.95 | 0.95 | 0 | 1 | 3308012737.6348 | 3909060073.2147 | 1461445133.1164 | 3974968898.1618 | 1527353958.072 | 12047737.0644 | 27383504.0787 | 601047335.5799 | -50573057.9328 | 13440126.1572 | 15882121.5959 | 5937705.9639 | 16149902.5848 | 6205486.9528 | 48948.7553 | 111256.4487 | 2441995.4388 | -205473.2955 | 0.10698 | 0.057679 | 0.23956 | 0.2 | 0.00029564 | 0.0040629
s_0.95_1.05_0.0_1.0 | 0.95 | 1.05 | 0 | 1 | -1389994092.0422 | -785778007.9783 | 210419215.4555 | -603725908.4462 | 392471314.996 | 45874525.7283 | 177066487.5775 | 604216084.0639 | -50860137.6828 | -5647407.5031 | -3192537.755 | 854912.3072 | -2452878.2134 | 1594571.8487 | 186383.6273 | 719403.4969 | 2454869.7481 | -206639.6719 | 0.10698 | 0.057679 | 0.23956 | 0.2 | 0.00029564 | 0.0040629
s_0.95_1.1_0.0_1.0 | 0.95 | 1.1 | 0 | 1 | 1380180806.3885 | 1985744908.1558 | 712788042.385 | 2105571299.3996 | 832614433.6372 | 27175518.3166 | 96426726.7077 | 605564101.7673 | -50575182.8526 | 18141.2675 | 26100.8771 | 9368.9743 | 27675.89 | 10943.9873 | 357.1984 | 1267.4448 | 7959.6096 | -664.7665 | 0.10698 | 0.0001866 | 0.23956 | 0.2 | 9.5646e-07 | 1.3144e-05
s_1.05_0.9_0.0_1.0 | 1.05 | 0.9 | 0 | 1 | 2816614679.8656 | 3411365456.5402 | 860979133.5098 | 3471961434.1929 | 921575111.171 | 26773371.3041 | 35864698.5404 | 594750776.6746 | -51504650.4164 | 32043.777 | 38810.0774 | 9795.1003 | 39499.4596 | 10484.4825 | 304.5926 | 408.0219 | 6766.3005 | -585.9529 | 0.092595 | 0.0001866 | 0.23956 | 0.2 | 8.2785e-07 | 1.1377e-05
s_1.05_0.95_0.0_1.0 | 1.05 | 0.95 | 0 | 1 | 947460678.2396 | 1548018469.9083 | 681997808.3888 | 1632736009.5988 | 766715348.0878 | 31747039.6578 | 65377389.1386 | 600557791.6687 | -51087190.2097 | 3331823.4828 | 5443734.4033 | 2398301.4445 | 5741650.6067 | 2696217.648 | 111641.0788 | 229904.9717 | 2111910.9205 | -179652.3106 | 0.092595 | 0.057679 | 0.23956 | 0.2 | 0.00025589 | 0.0035166
s_1.05_1.05_0.0_1.0 | 1.05 | 1.05 | 0 | 1 | -1270514245.2527 | -667087064.4237 | -43197520.2221 | -529707092.319 | 94182451.8911 | 22976513.2812 | 109433042.3549 | 603427180.829 | -50923443.031 | -4467867.9494 | -2345866.5857 | -151907.6365 | -1862758.6028 | 331200.3465 | 80798.8007 | 384830.3035 | 2122001.3637 | -179076.4801 | 0.092595 | 0.057679 | 0.23956 | 0.2 | 0.00025589 | 0.0035166
s_1.05_1.1_0.0_1.0 | 1.05 | 1.1 | 0 | 1 | 782233977.8969 | 1385926818.8189 | 485808502.2774 | 1472418765.1566 | 572300448.6235 | 28381163.4685 | 63786643.4193 | 603692840.922 | -51086466.3868 | 8899.2404 | 15767.272 | 5526.897 | 16751.2649 | 6510.8898 | 322.8839 | 725.6814 | 6868.0316 | -581.1953 | 0.092595 | 0.0001866 | 0.23956 | 0.2 | 8.2785e-07 | 1.1377e-05
s_1.1_0.9_0.0_1.0 | 1.1 | 0.9 | 0 | 1 | 1355192221.149 | 1937430038.04 | 867222953.2056 | 2035031849.345 | 964824764.5191 | 38947633.7157 | 84281740.1187 | 582237816.8909 | -52267704.9021 | 11259.0944 | 16096.3938 | 7204.989 | 16907.281 | 8015.8762 | 323.5815 | 700.2225 | 4837.2994 | -434.2462 | 0.06762 | 0.0001866 | 0.23956 | 0.2 | 6.0455e-07 | 8.3081e-06
s_1.1_0.95_0.0_1.0 | 1.1 | 0.95 | 0 | 1 | 1022437413.0444 | 1607147458.0599 | 904640603.9996 | 1701178588.7659 | 998671734.714 | 38178879.9345 | 80170084.5391 | 584710045.0155 | -52039926.1013 | 2625692.2423 | 4127269.3654 | 2323181.6302 | 4368748.0195 | 2564660.2843 | 98046.0883 | 205882.4984 | 1501577.1231 | -133642.244 | 0.06762 | 0.057679 | 0.23956 | 0.2 | 0.00018687 | 0.0025681
s_1.1_1.05_0.0_1.0 | 1.1 | 1.05 | 0 | 1 | 317139189.3642 | 918571979.8434 | 648593419.843 | 1034938893.9794 | 764960333.9875 | 53651256.2217 | 117943121.4508 | 601432790.4791 | -52075048.907 | 814436.0707 | 2358958.3975 | 1665634.1886 | 2657796.9375 | 1964472.7286 | 137780.2548 | 302886.3528 | 1544522.3268 | -133732.4419 | 0.06762 | 0.057679 | 0.23956 | 0.2 | 0.00018687 | 0.0025681
s_1.1_1.1_0.0_1.0 | 1.1 | 1.1 | 0 | 1 | -1469379140.27 | -863363773.1284 | -5360848.9647 | -716478526.6857 | 141524397.4864 | 41090844.8325 | 135860453.3165 | 606015367.1417 | -52115637.9587 | -12207.7726 | -7172.9265 | -44.5386 | -5952.5868 | 1175.8011 | 341.3875 | 1128.7444 | 5034.8461 | -432.9828 | 0.06762 | 0.0001866 | 0.23956 | 0.2 | 6.0455e-07 | 8.3081e-06
s_1.2_0.9_0.0_1.0 | 1.2 | 0.9 | 0 | 1 | -349236767.4525 | 236473480.2273 | 794156170.0088 | 362732607.9584 | 920415297.7484 | 59224679.2357 | 132747015.8303 | 585710247.6797 | -52736791.1366 | -1057.742 | 716.2131 | 2405.2804 | 1098.6172 | 2787.6845 | 179.3752 | 402.0542 | 1773.9551 | -159.7252 | 0.024651 | 0.0001866 | 0.23956 | 0.2 | 2.2039e-07 | 3.0287e-06
s_1.2_0.95_0.0_1.0 | 1.2 | 0.95 | 0 | 1 | -1139894392.4953 | -557268848.8186 | 371377083.7312 | -400508464.8019 | 528137467.7564 | 40466027.4668 | 144499009.844 | 582625543.6767 | -52727401.6396 | -1067158.5292 | -521709.9136 | 347679.772 | -374952.3 | 494437.3856 | 37883.9186 | 135278.6292 | 545448.6156 | -49362.903 | 0.024651 | 0.057679 | 0.23956 | 0.2 | 6.8124e-05 | 0.00093619
s_1.2_1.05_0.0_1.0 | 1.2 | 1.05 | 0 | 1 | 76312393.0282 | 643338257.5335 | 712351299.8867 | 772947054.2038 | 841960096.5654 | 34148568.5592 | 111196627.8189 | 567025864.5053 | -52560737.4106 | 71442.9526 | 602287.2936 | 666896.6621 | 723625.8437 | 788235.2122 | 31969.5723 | 104101.2488 | 530844.341 | -49206.8735 | 0.024651 | 0.057679 | 0.23956 | 0.2 | 6.8124e-05 | 0.00093619
s_1.2_1.1_0.0_1.0 | 1.2 | 1.1 | 0 | 1 | -3040686579.4078 | -2475973834.1326 | 47496990.4878 | -2298171146.7265 | 225299677.9023 | 49587385.6912 | 174806925.5052 | 564712745.2753 | -52583147.592 | -9209.4024 | -7499.043 | 143.8553 | -6960.5276 | 682.3707 | 150.1865 | 529.442 | 1710.3594 | -159.2599 | 0.024651 | 0.0001866 | 0.23956 | 0.2 | 2.2039e-07 | 3.0287e-06
s_0.9_0.95_-0.005_0.9 | 0.9 | 0.95 | -0.005 | 0.9 | 1735462083.9847 | 2341584833.1462 | 596643835.5633 | 2425787199.122 | 680846201.5476 | 23860091.5198 | 50967050.9455 | 606122749.1615 | -57095406.5501 | 5116122.6692 | 6902965.7042 | 1758899.3045 | 7151193.3304 | 2007126.9307 | 70339.281 | 150250.2919 | 1786843.035 | -168316.6152 | 0.085502 | 0.057679 | 0.21749 | 0.2 | 0.00021452 | 0.002948
s_0.9_0.95_-0.005_1.3 | 0.9 | 0.95 | -0.005 | 1.3 | 2102758598.051 | 2708881538.3837 | 631552437.1295 | 2767098629.6371 | 689769528.3914 | 15221067.5817 | 36512224.8104 | 606122940.3328 | -36925934.0246 | 6198908.6541 | 7985752.2527 | 1861809.4686 | 8157375.5818 | 2033432.7977 | 44871.5357 | 107637.6273 | 1786843.5986 | -108857.2374 | 0.085502 | 0.057679 | 0.21749 | 0.2 | 0.00021452 | 0.002948
s_0.9_0.95_0.01_0.9 | 0.9 | 0.95 | 0.01 | 0.9 | -624010787.6318 | -7007173.4039 | 624825684.0748 | 152090851.9997 | 783923709.4869 | 45883469.0006 | 149789225.6272 | 617003614.2279 | -55192268.777 | -1376449.6151 | -15456.4974 | 1378247.1223 | 335483.6148 | 1729187.2345 | 101210.2427 | 330406.6629 | 1360993.1177 | -121743.692 | 0.085502 | 0.057679 | 0.16273 | 0.2 | 0.00016051 | 0.0022058
s_0.9_0.95_0.01_1.3 | 0.9 | 0.95 | 0.01 | 1.3 | 862436425.2017 | 1479440467.5066 | 637553418.6733 | 1573561951.7615 | 731674902.9367 | 24655851.237 | 84562971.9483 | 617004042.3049 | -34214363.5436 | 1902371.4157 | 3263365.4777 | 1406322.0943 | 3470979.6461 | 1613936.2628 | 54386.1382 | 186529.9006 | 1360994.0619 | -75470.4061 | 0.085502 | 0.057679 | 0.16273 | 0.2 | 0.00016051 | 0.0022058
s_0.9_1.0_-0.005_0.9 | 0.9 | 1 | -0.005 | 0.9 | -2027044492.8316 | -1429103498.619 | 466395555.4325 | -1217457310.729 | 678041743.331 | 67930042.2154 | 222532125.7984 | 597940994.2126 | -57044104.307 | -40403961.0194 | -28485532.6339 | 9296405.6329 | -24266905.783 | 13515032.484 | 1354012.1035 | 4435610.2533 | 11918428.3855 | -1137028.7011 | 0.085502 | 0.38999 | 0.21749 | 0.2 | 0.0014504 | 0.019932
s_0.9_1.0_-0.005_1.3 | 0.9 | 1 | -0.005 | 1.3 | -1914875921.5533 | -1316977914.78 | 618251227.2832 | -1141487083.4032 | 793742058.6685 | 72826820.8115 | 211004432.9308 | 597898006.7733 | -37313219.2575 | -38168166.6905 | -26250595.1499 | 12323261.0708 | -22752633.0996 | 15821223.1213 | 1451616.8933 | 4205835.1029 | 11917571.5406 | -743743.8407 | 0.085502 | 0.38999 | 0.21749 | 0.2 | 0.0014504 | 0.019932
s_0.9_1.0_0.01_0.9 | 0.9 | 1 | 0.01 | 0.9 | 283736902.8973 | 899847504.4784 | 615747427.7279 | 1051671512.9858 | 767571436.2437 | 35105732.9363 | 131649387.6079 | 616110601.5812 | -55280353.8357 | 4231739.1342 | 13420601.4819 | 9183445.8616 | 15684951.2783 | 11447795.6581 | 523577.6608 | 1963459.3169 | 9188862.3477 | -824468.1403 | 0.085502 | 0.38999 | 0.16273 | 0.2 | 0.0010853 | 0.014914
s_0.9_1.0_0.01_1.3 | 0.9 | 1 | 0.01 | 1.3 | 1704704981.933 | 2320815917.1903 | 694601953.2048 | 2406116210.5623 | 779902246.5853 | 19434365.6206 | 70328912.3077 | 616110935.2573 | -34405746.6849 | 25424492.5867 | 34613359.911 | 10359506.4232 | 35885554.6306 | 11631701.1429 | 289850.0854 | 1048906.9537 | 9188867.3243 | -513137.8513 | 0.085502 | 0.38999 | 0.16273 | 0.2 | 0.0010853 | 0.014914
s_0.9_1.05_-0.005_0.9 | 0.9 | 1.05 | -0.005 | 0.9 | 4011804019.6668 | 4608548369.3954 | 1493325805.9123 | 4674938482.4135 | 1559715918.9388 | 24043651.4248 | 33708837.0581 | 596744349.7285 | -56724927.3848 | 11826753.0468 | 13585948.666 | 4402307.6497 | 13781665.9711 | 4598024.9549 | 70880.4135 | 99373.2718 | 1759195.6192 | -167224.4468 | 0.085502 | 0.057679 | 0.21749 | 0.2 | 0.00021452 | 0.002948
s_0.9_1.05_-0.005_1.3 | 0.9 | 1.05 | -0.005 | 1.3 | 1485393528.3623 | 2082137907.0255 | 966122281.5792 | 2167368145.3245 | 1051352519.8866 | 34077855.9076 | 82090772.7179 | 596744378.6631 | -37217321.4886 | 4378923.3849 | 6138119.0893 | 2848117.6003 | 6389376.8715 | 3099375.3825 | 100461.1352 | 242002.673 | 1759195.7045 | -109716.2444 | 0.085502 | 0.057679 | 0.21749 | 0.2 | 0.00021452 | 0.002948
s_0.9_1.05_0.01_0.9 | 0.9 | 1.05 | 0.01 | 0.9 | 1696196852.6145 | 2311715427.7563 | 1693002596.5488 | 2493960814.3903 | 1875247983.1912 | 38753744.0537 | 165736187.2163 | 615518575.1418 | -55262943.4714 | 3741489.0114 | 5099206.4141 | 3734443.0875 | 5501205.2212 | 4136441.8946 | 85483.4197 | 365582.64 | 1357717.4027 | -121899.587 | 0.085502 | 0.057679 | 0.16273 | 0.2 | 0.00016051 | 0.0022058
s_0.9_1.05_0.01_1.3 | 0.9 | 1.05 | 0.01 | 1.3 | 925809180.4081 | 1541353517.8922 | 1319233376.5679 | 1694566432.4269 | 1472446291.1111 | 37033537.1766 | 155186833.8721 | 615544337.4841 | -35059617.8393 | 2042159.7115 | 3399933.941 | 2909978.9769 | 3737892.6132 | 3247937.6492 | 81688.9692 | 342312.7644 | 1357774.2295 | -77334.877 | 0.085502 | 0.057679 | 0.16273 | 0.2 | 0.00016051 | 0.0022058
s_0.95_0.95_-0.005_0.9 | 0.95 | 0.95 | -0.005 | 0.9 | 1228398344.1695 | 1833802083.1196 | 575575832.5881 | 1940369418.85 | 682143168.3269 | 31793714.6623 | 80975817.6821 | 605403738.9501 | -57385232.7105 | 4530952.6995 | 6763987.0554 | 2123013.992 | 7157061.1423 | 2516088.0789 | 117271.2565 | 298679.6599 | 2233034.3559 | -211665.6834 | 0.10698 | 0.057679 | 0.21749 | 0.2 | 0.0002684 | 0.0036885
s_0.95_0.95_-0.005_1.3 | 0.95 | 0.95 | -0.005 | 1.3 | 984461608.7137 | 1589865588.1984 | 538537313.2235 | 1678564640.8336 | 627236365.8672 | 30671962.727 | 81709714.2064 | 605403979.4847 | -37661301.1558 | 3631190.977 | 5864226.2201 | 1986397.2503 | 6191393.0662 | 2313564.0964 | 113133.6695 | 301386.6405 | 2233035.2431 | -138913.8751 | 0.10698 | 0.057679 | 0.21749 | 0.2 | 0.0002684 | 0.0036885
s_0.95_0.95_0.01_0.9 | 0.95 | 0.95 | 0.01 | 0.9 | 1001626439.0418 | 1605373264.846 | 1162075198.9381 | 1729962877.045 | 1286664811.1456 | 17309817.0088 | 86374339.5818 | 603746825.8042 | -55525089.626 | 2764384.744 | 4430663.1582 | 3207206.6252 | 4774517.5232 | 3551060.9903 | 47773.2937 | 238384.1893 | 1666278.4142 | -153243.4695 | 0.10698 | 0.057679 | 0.16273 | 0.2 | 0.00020083 | 0.0027599
s_0.95_0.95_0.01_1.3 | 0.95 | 0.95 | 0.01 | 1.3 | 837067075.5213 | 1440797626.8964 | 829010222.3318 | 1539855941.6472 | 928068537.091 | 29166956.0081 | 92814983.4898 | 603730551.3751 | -35410287.2691 | 2310218.0245 | 3976451.5229 | 2287981.948 | 4249842.1638 | 2561372.5889 | 80497.7635 | 256159.6962 | 1666233.4985 | -97728.7081 | 0.10698 | 0.057679 | 0.16273 | 0.2 | 0.00020083 | 0.0027599
s_0.95_1.0_-0.005_0.9 | 0.95 | 1 | -0.005 | 0.9 | 825129227.4609 | 1433500761.4732 | 740635224.9943 | 1549300748.8785 | 856435212.4079 | 49256679.2857 | 107582857.0637 | 608371534.0124 | -57473809.6272 | 20578187.4834 | 35750578.7523 | 18470961.8924 | 38638555.2924 | 21358938.4326 | 1228429.6173 | 2683046.6416 | 15172391.2689 | -1433359.5157 | 0.10698 | 0.38999 | 0.21749 | 0.2 | 0.0018148 | 0.024939
s_0.95_1.0_-0.005_1.3 | 0.95 | 1 | -0.005 | 1.3 | -307699782.6651 | 300672008.6297 | 484326331.1869 | 414254550.0879 | 597908872.6535 | 48039083.2929 | 123771810.6279 | 608371791.2948 | -37849814.1232 | -7673832.9047 | 7498564.7807 | 12078784.4069 | 10331239.6578 | 14911459.2842 | 1198063.5634 | 3086788.6381 | 15172397.6854 | -943949.8024 | 0.10698 | 0.38999 | 0.21749 | 0.2 | 0.0018148 | 0.024939
s_0.95_1.0_0.01_0.9 | 0.95 | 1 | 0.01 | 0.9 | 1557242767.015 | 2165153862.1483 | 1534847247.2946 | 2293393149.7189 | 1663086534.8737 | 20336498.6274 | 93145370.7495 | 607911095.1333 | -55430415.4486 | 29059214.6521 | 40403251.2899 | 28641298.9433 | 42796284.0676 | 31034331.7212 | 379492.9676 | 1738156.2977 | 11344036.6377 | -1034369.4477 | 0.10698 | 0.38999 | 0.16273 | 0.2 | 0.0013579 | 0.018661
s_0.95_1.0_0.01_1.3 | 0.95 | 1 | 0.01 | 1.3 | 232747689.0511 | 840658755.8687 | 774580701.1961 | 974353738.2542 | 908275683.5901 | 25254249.4723 | 123595584.1005 | 607911066.8175 | -35353647.7574 | 4343230.9972 | 15687267.1066 | 14454205.4317 | 18182106.8794 | 16949045.2046 | 471261.5604 | 2306378.0963 | 11344036.1094 | -659723.2369 | 0.10698 | 0.38999 | 0.16273 | 0.2 | 0.0013579 | 0.018661
s_0.95_1.05_-0.005_0.9 | 0.95 | 1.05 | -0.005 | 0.9 | 2483526555.6409 | 3088893128.9182 | 1503012324.3377 | 3160290639.7717 | 1574409835.1997 | 42087561.5208 | 55891578.8909 | 605366573.2773 | -57593493.4833 | 9160498.6321 | 11393395.9023 | 5543867.5741 | 11656745.9354 | 5807217.6072 | 155240.1559 | 206156.3348 | 2232897.2702 | -212433.8542 | 0.10698 | 0.057679 | 0.21749 | 0.2 | 0.0002684 | 0.0036885
s_0.95_1.05_-0.005_1.3 | 0.95 | 1.05 | -0.005 | 1.3 | 574793607.0976 | 1180160363.106 | 803430870.1495 | 1265506720.3678 | 888777227.4197 | 30047754.5328 | 77667340.2474 | 605366756.0084 | -37726771.5472 | 2120128.7498 | 4353026.694 | 2963458.301 | 4667827.1084 | 3278258.7154 | 110831.2749 | 286476.3264 | 2232897.9442 | -139155.3629 | 0.10698 | 0.057679 | 0.21749 | 0.2 | 0.0002684 | 0.0036885
s_0.95_1.05_0.01_0.9 | 0.95 | 1.05 | 0.01 | 0.9 | -57876734.7701 | 554639133.1131 | 1086267535.2168 | 712724860.0684 | 1244353262.1806 | 29920772.7179 | 132484788.2945 | 612515867.8832 | -55521711.3788 | -159733.7654 | 1530746.2925 | 2997985.3618 | 1967046.4487 | 3434285.518 | 82578.2192 | 365644.2295 | 1690480.0579 | -153234.1459 | 0.10698 | 0.057679 | 0.16273 | 0.2 | 0.00020083 | 0.0027599
s_0.95_1.05_0.01_1.3 | 0.95 | 1.05 | 0.01 | 1.3 | 536276856.9697 | 1148793019.7146 | 1320580988.2632 | 1292510561.9196 | 1464298530.4766 | 55170518.1216 | 162774882.0422 | 612516162.745 | -36113178.2843 | 1480068.3211 | 3170549.1927 | 3644666.1099 | 3567194.6541 | 4041311.5714 | 152264.8891 | 449241.7363 | 1690480.8716 | -99668.6142 | 0.10698 | 0.057679 | 0.16273 | 0.2 | 0.00020083 | 0.0027599
s_1.0_0.95_-0.005_0.9 | 1 | 0.95 | -0.005 | 0.9 | -1610764016.1723 | -1003882801.0113 | 206846079.7097 | -868242797.6903 | 342486083.0391 | 53684939.285 | 131686493.6129 | 606881215.1609 | -57638448.9931 | -6041394.8736 | -3765202.3182 | 775805.0422 | -3256465.5867 | 1284541.7737 | 201352.8448 | 493908.5424 | 2276192.5554 | -216181.0338 | 0.10878 | 0.057679 | 0.21749 | 0.2 | 0.00027292 | 0.0037506
s_1.0_0.95_-0.005_1.3 | 1 | 0.95 | -0.005 | 1.3 | -1624515735.2639 | -1017644067.5798 | -32788099.5841 | -902865206.3272 | 81990761.6769 | 36668243.6793 | 113981131.9236 | 606871667.6841 | -37465973.0083 | -6092972.6121 | -3816815.8658 | -122976.3359 | -3386321.7543 | 307517.7756 | 137529.357 | 427502.1165 | 2276156.7463 | -140521.352 | 0.10878 | 0.057679 | 0.21749 | 0.2 | 0.00027292 | 0.0037506
s_1.0_0.95_0.01_0.9 | 1 | 0.95 | 0.01 | 0.9 | 1516922070.3459 | 2117824084.677 | 391186379.2699 | 2198509839.3605 | 471872133.9618 | 17894107.7686 | 42748170.7314 | 600902014.3311 | -55831691.7207 | 4257071.8044 | 5943435.9707 | 1097820.7372 | 6169871.4996 | 1324256.2661 | 50217.8082 | 119967.9508 | 1686364.1663 | -156685.3863 | 0.10878 | 0.057679 | 0.16273 | 0.2 | 0.00020421 | 0.0028064
s_1.0_0.95_0.01_1.3 | 1 | 0.95 | 0.01 | 1.3 | 2501143027.1177 | 3102045190.4297 | 775011610.1086 | 3124741867.9428 | 797708287.6301 | -9932939.2989 | -21921383.1469 | 600902163.312 | -34685121.361 | 7019177.628 | 8705542.2124 | 2174983.2361 | 8769237.8944 | 2238678.9182 | -27875.6811 | -61519.9053 | 1686364.5844 | -97339.9063 | 0.10878 | 0.057679 | 0.16273 | 0.2 | 0.00020421 | 0.0028064
s_1.0_1.0_-0.005_0.9 | 1 | 1 | -0.005 | 0.9 | -262572781.8689 | 344851582.9586 | 740748120.5922 | 464155952.1724 | 860052489.8145 | 58865746.7214 | 120518993.0678 | 607424364.8275 | -57651122.8674 | -6658706.1807 | 8745252.842 | 18784978.6021 | 11770748.2304 | 21810473.9908 | 1492804.0474 | 3056297.6037 | 15403959.0226 | -1462001.8321 | 0.10878 | 0.38999 | 0.21749 | 0.2 | 0.0018453 | 0.025359
s_1.0_1.0_-0.005_1.3 | 1 | 1 | -0.005 | 1.3 | -923488733.1577 | -316062954.3672 | 295588680.0949 | -207907188.4671 | 403744446.0034 | 44305125.0772 | 114842729.5453 | 607425778.7905 | -37618161.432 | -23419183.4031 | -8015188.5232 | 7495971.8105 | -5272415.7889 | 10238744.545 | 1123554.4221 | 2912350.5779 | 15403994.88 | -953976.5784 | 0.10878 | 0.38999 | 0.21749 | 0.2 | 0.0018453 | 0.025359
s_1.0_1.0_0.01_0.9 | 1 | 1 | 0.01 | 0.9 | -17571511.9752 | 582943604.695 | 471895516.8726 | 700577451.8048 | 589529363.9908 | 48194982.3614 | 109587982.7924 | 600515116.6702 | -56240846.6789 | -333420.026 | 11061374.3484 | 8954233.177 | 13293480.522 | 11186339.3508 | 914501.3983 | 2079435.6298 | 11394794.3744 | -1067171.9421 | 0.10878 | 0.38999 | 0.16273 | 0.2 | 0.0013808 | 0.018975
s_1.0_1.0_0.01_1.3 | 1 | 1 | 0.01 | 1.3 | 3734793869.7962 | 4335309201.2493 | 1265238889.1411 | 4332850676.5237 | 1262780364.4239 | 3301652.1462 | -33997394.6475 | 600515331.4531 | -34840522.068 | 70867838.2869 | 82262636.7368 | 24007950.1348 | 82215986.1481 | 23961299.5463 | 62648.9596 | -645101.6977 | 11394798.4499 | -661100.0687 | 0.10878 | 0.38999 | 0.16273 | 0.2 | 0.0013808 | 0.018975
s_1.0_1.05_-0.005_0.9 | 1 | 1.05 | -0.005 | 0.9 | 1654961615.6586 | 2261710035.8367 | 1303787499.4702 | 2347713821.8694 | 1389791285.5114 | 59575253.2124 | 87759835.0084 | 606748420.1781 | -57819204.2367 | 6207164.1286 | 8482858.6179 | 4890036.6761 | 8805427.8005 | 5212605.8587 | 223445.2879 | 329155.489 | 2275694.4893 | -216858.9816 | 0.10878 | 0.057679 | 0.21749 | 0.2 | 0.00027292 | 0.0037506
s_1.0_1.05_-0.005_1.3 | 1 | 1.05 | -0.005 | 1.3 | 1259608728.2257 | 1866357337.6612 | 647838816.7971 | 1911430252.9173 | 692911732.0617 | 37207648.4005 | 44846312.4061 | 606748609.4355 | -37434251.2505 | 4724338.039 | 7000033.2382 | 2429809.7471 | 7169085.4869 | 2598861.9959 | 139552.4695 | 168202.3432 | 2275695.1992 | -140402.3751 | 0.10878 | 0.057679 | 0.21749 | 0.2 | 0.00027292 | 0.0037506
s_1.0_1.05_0.01_0.9 | 1 | 1.05 | 0.01 | 0.9 | -70585085.4754 | 530706343.1896 | 701543336.5066 | 695887459.736 | 866724453.0614 | 45826728.4453 | 154969439.8228 | 601291428.6649 | -56038405.1689 | -198089.1326 | 1489367.8813 | 1968802.7591 | 1952930.1747 | 2432365.0525 | 128607.578 | 434904.367 | 1687457.0139 | -157265.5045 | 0.10878 | 0.057679 | 0.16273 | 0.2 | 0.00020421 | 0.0028064
s_1.0_1.05_0.01_1.3 | 1 | 1.05 | 0.01 | 1.3 | 2193795706.24 | 2795087197.3353 | 1508103331.4558 | 2883014325.0986 | 1596030459.2276 | 21480236.2279 | 74092009.5712 | 601291491.0952 | -35315354.4201 | 6156641.8132 | 7844099.0024 | 4232323.002 | 8090856.6334 | 4479080.633 | 60281.8759 | 207930.9221 | 1687457.1892 | -99108.5847 | 0.10878 | 0.057679 | 0.16273 | 0.2 | 0.00020421 | 0.0028064
s_1.05_0.95_-0.005_0.9 | 1.05 | 0.95 | -0.005 | 0.9 | 794104538.4126 | 1390394328.8642 | 461393247.7838 | 1493615325.2836 | 564614244.2117 | 19863859.5733 | 65466105.4847 | 596289790.4517 | -57618750.5081 | 2535202.1937 | 4438874.9619 | 1473011.5714 | 4768411.0418 | 1802547.6512 | 63415.9584 | 209002.4754 | 1903672.7682 | -183949.5628 | 0.092595 | 0.057679 | 0.21749 | 0.2 | 0.00023231 | 0.0031925
s_1.05_0.95_-0.005_1.3 | 1.05 | 0.95 | -0.005 | 1.3 | 962699383.5287 | 1559100532.4141 | 482571413.7828 | 1628887932.5271 | 552358813.9043 | 16031226.6512 | 48465238.2413 | 596401148.8854 | -37353388.5229 | 3073446.2164 | 4977474.4997 | 1540623.4918 | 5200272.8358 | 1763421.828 | 51180.1646 | 154726.7046 | 1904028.2833 | -119251.7961 | 0.092595 | 0.057679 | 0.21749 | 0.2 | 0.00023231 | 0.0031925
s_1.05_0.95_0.01_0.9 | 1.05 | 0.95 | 0.01 | 0.9 | -109347877.2088 | 491518525.3562 | 567046430.3473 | 647628693.1943 | 723156598.1939 | 39820417.5101 | 139999403.0313 | 600866402.565 | -55931182.3169 | -261208.7267 | 1174132.7899 | 1354552.8254 | 1547046.6425 | 1727466.678 | 95122.4735 | 334428.676 | 1435341.5166 | -133607.6501 | 0.092595 | 0.057679 | 0.16273 | 0.2 | 0.00017382 | 0.0023888
s_1.05_0.95_0.01_1.3 | 1.05 | 0.95 | 0.01 | 1.3 | 694796158.2577 | 1295662626.3827 | 390438586.5384 | 1412409288.7344 | 507185248.8985 | 50491427.0478 | 131306549.1505 | 600866468.1251 | -35931540.2489 | 1659719.6436 | 3095061.3168 | 932674.4024 | 3373944.1611 | 1211557.2467 | 120613.2364 | 313663.3045 | 1435341.6732 | -85832.7762 | 0.092595 | 0.057679 | 0.16273 | 0.2 | 0.00017382 | 0.0023888
s_1.05_1.0_-0.005_0.9 | 1.05 | 1 | -0.005 | 0.9 | -2730618090.5118 | -2123400179.162 | -184858515.932 | -1956683966.6108 | -18142303.3724 | 53628589.0167 | 162783910.8466 | 607217911.3498 | -57560890.7213 | -58942795.5515 | -45835462.3333 | -3990333.818 | -42236746.1065 | -391617.591 | 1157620.3092 | 3513834.0325 | 13107333.2182 | -1242502.5035 | 0.092595 | 0.38999 | 0.21749 | 0.2 | 0.0015707 | 0.021586
s_1.05_1.0_-0.005_1.3 | 1.05 | 1 | -0.005 | 1.3 | -2603908590.169 | -1996690384.8604 | -149510490.316 | -1862400799.1393 | -15220904.5864 | 49712150.8139 | 146488238.0308 | 607218205.3086 | -37513498.5043 | -56207659.4301 | -43100319.8666 | -3227315.5642 | -40201560.9287 | -328556.6262 | 1073080.5425 | 3162077.5878 | 13107339.5635 | -809761.8925 | 0.092595 | 0.38999 | 0.21749 | 0.2 | 0.0015707 | 0.021586
s_1.05_1.0_0.01_0.9 | 1.05 | 1 | 0.01 | 0.9 | -429888190.9199 | 162127269.3948 | 443867983.7999 | 310765705.6487 | 592506420.0623 | 46043153.1012 | 138490410.0526 | 592015460.3147 | -56191179.3026 | -6943328.0316 | 2618594.4114 | 7169122.2959 | 5019324.2821 | 9569852.1667 | 743664.8002 | 2236824.2872 | 9561922.443 | -907570.3837 | 0.092595 | 0.38999 | 0.16273 | 0.2 | 0.0011753 | 0.016151
s_1.05_1.0_0.01_1.3 | 1.05 | 1 | 0.01 | 1.3 | -1241391999.4993 | -649376529.3848 | 143599727.1261 | -513986423.4892 | 278989833.0301 | 45438333.0126 | 144998050.9235 | 592015470.1145 | -35830387.9846 | -20050310.8724 | -10488388.2711 | 2319347.2902 | -8301638.4666 | 4506097.0948 | 733896.0641 | 2341932.2809 | 9561922.6013 | -578713.5877 | 0.092595 | 0.38999 | 0.16273 | 0.2 | 0.0011753 | 0.016151
s_1.05_1.05_-0.005_0.9 | 1.05 | 1.05 | -0.005 | 0.9 | -11330427.9766 | 595347174.6005 | 559499782.5346 | 733670669.4538 | 697823277.3964 | 44184354.2551 | 124904582.0937 | 606677602.5771 | -57603267.0147 | -36172.726 | 1900663.4392 | 1786219.5813 | 2342265.2821 | 2227821.4242 | 141059.856 | 398761.5675 | 1936836.1652 | -183900.1313 | 0.092595 | 0.057679 | 0.21749 | 0.2 | 0.00023231 | 0.0031925
s_1.05_1.05_-0.005_1.3 | 1.05 | 1.05 | -0.005 | 1.3 | -462987411.1926 | 143690416.9922 | 437077530.7133 | 264294873.7612 | 557681987.4908 | 40318729.4374 | 123058444.6779 | 606677828.1848 | -37864741.5285 | -1478100.9851 | 458735.9003 | 1395382.9264 | 843769.1908 | 1780416.2169 | 128718.7346 | 392867.7193 | 1936836.8855 | -120884.3057 | 0.092595 | 0.057679 | 0.21749 | 0.2 | 0.00023231 | 0.0031925
s_1.05_1.05_0.01_0.9 | 1.05 | 1.05 | 0.01 | 0.9 | -51766672.983 | 540451731.0472 | 667507536.9756 | 683863383.925 | 810919189.8619 | 51002194.0569 | 137979033.209 | 592218404.0302 | -56434813.7257 | -123659.5266 | 1291023.7683 | 1594532.955 | 1633603.5805 | 1937112.7672 | 121833.3497 | 329602.444 | 1414683.2949 | -134810.7179 | 0.092595 | 0.057679 | 0.16273 | 0.2 | 0.00017382 | 0.0023888
s_1.05_1.05_0.01_1.3 | 1.05 | 1.05 | 0.01 | 1.3 | 735744357.8885 | 1327962763.3412 | 736421415.997 | 1437205499.6177 | 845664152.2819 | 39810775.0907 | 113117406.0311 | 592218405.4527 | -35936105.3361 | 1757536.1477 | 3172219.446 | 1759153.495 | 3433177.0135 | 2020111.0624 | 95099.4398 | 270213.326 | 1414683.2983 | -85843.6812 | 0.092595 | 0.057679 | 0.16273 | 0.2 | 0.00017382 | 0.0023888
s_1.1_0.95_-0.005_0.9 | 1.1 | 0.95 | -0.005 | 0.9 | 711151371.1381 | 1275699457.3426 | 714815848.6304 | 1378416851.7959 | 817533243.0921 | 40050811.2789 | 84550930.8179 | 564548086.2045 | -58217274.9143 | 1657995.2189 | 2974196.0528 | 1666538.6689 | 3213673.829 | 1906016.4451 | 93375.4139 | 197124.0509 | 1316200.834 | -135729.1392 | 0.06762 | 0.057679 | 0.21749 | 0.2 | 0.00016965 | 0.0023314
s_1.1_0.95_-0.005_1.3 | 1.1 | 0.95 | -0.005 | 1.3 | 1181062061.932 | 1745658082.1648 | 740307187.6395 | 1821597121.576 | 816246227.0591 | 29248612.1209 | 66874654.2921 | 564596020.2328 | -38312997.24 | 2753556.1786 | 4069868.7671 | 1725969.7828 | 4246914.8495 | 1903015.8653 | 68190.9099 | 155913.1594 | 1316312.5885 | -89323.8329 | 0.06762 | 0.057679 | 0.21749 | 0.2 | 0.00016965 | 0.0023314
s_1.1_0.95_0.01_0.9 | 1.1 | 0.95 | 0.01 | 0.9 | 2247966847.2986 | 2848462063.583 | 539352188.6237 | 2902606147.495 | 593496272.5442 | 11641279.5406 | 10075169.1481 | 600495216.2844 | -55710194.3045 | 3921511.798 | 4969057.9742 | 940883.9697 | 5063510.7301 | 1035336.7255 | 20307.8685 | 17575.8351 | 1047546.1763 | -97184.7892 | 0.06762 | 0.057679 | 0.16273 | 0.2 | 0.00012694 | 0.0017445
s_1.1_0.95_0.01_1.3 | 1.1 | 0.95 | 0.01 | 1.3 | 996039176.9467 | 1596605431.4562 | 341735383.0544 | 1651743543.0282 | 396873494.6348 | 23266840.7499 | 43241314.0893 | 600566254.5096 | -35163638.2326 | 1737560.9379 | 2785231.0383 | 596147.2866 | 2881417.8461 | 692334.0944 | 40588.3168 | 75433.1958 | 1047670.1004 | -61341.9288 | 0.06762 | 0.057679 | 0.16273 | 0.2 | 0.00012694 | 0.0017445
s_1.1_1.0_-0.005_0.9 | 1.1 | 1 | -0.005 | 0.9 | -1001813.5823 | 589691877.1355 | 538566201.679 | 695725523.3152 | 644599847.8671 | 43240566.5997 | 91139041.2711 | 590693690.7178 | -58135171.5083 | -15792.2125 | 9295680.9748 | 8489755.0547 | 10967155.4951 | 10161229.5751 | 681628.0296 | 1436681.5702 | 9311473.1873 | -916420.9797 | 0.06762 | 0.38999 | 0.21749 | 0.2 | 0.0011471 | 0.015764
s_1.1_1.0_-0.005_1.3 | 1.1 | 1 | -0.005 | 1.3 | 436911408.4187 | 1027605352.1346 | 721857801.7464 | 1102654727.8442 | 796907177.4644 | 43719623.682 | 80456275.5824 | 590693943.7159 | -38312723.8092 | 6887307.1249 | 16198784.3004 | 11379094.9042 | 17381834.4339 | 12562145.0378 | 689179.7053 | 1268282.4696 | 9311477.1755 | -603947.3691 | 0.06762 | 0.38999 | 0.21749 | 0.2 | 0.0011471 | 0.015764
s_1.1_1.0_0.01_0.9 | 1.1 | 1 | 0.01 | 0.9 | -224031743.6252 | 377296451.2467 | 374066814.143 | 503445257.6304 | 500215620.535 | 33581006.2426 | 103953641.7039 | 601328194.8719 | -55776170.9224 | -2642457.5889 | 4450216.9859 | 4412123.3705 | 5938143.9437 | 5900050.3285 | 396088.4442 | 1226134.6761 | 7092674.5748 | -657880.726 | 0.06762 | 0.38999 | 0.16273 | 0.2 | 0.00085828 | 0.011795
s_1.1_1.0_0.01_1.3 | 1.1 | 1 | 0.01 | 1.3 | -691998767.2402 | -90670653.9773 | 361220651.8637 | 51976509.1965 | 503867815.046 | 34904735.2652 | 142261423.289 | 601328113.2628 | -35290475.15 | -8162135.26 | -1069461.6478 | 4260602.7045 | 613063.6621 | 5943128.0145 | 411701.8468 | 1677975.5025 | 7092673.6122 | -416251.6542 | 0.06762 | 0.38999 | 0.16273 | 0.2 | 0.00085828 | 0.011795
s_1.1_1.05_-0.005_0.9 | 1.1 | 1.05 | -0.005 | 0.9 | -357512264.7576 | 232280044.5184 | 718438868.2687 | 342152424.0097 | 828311247.7685 | 57998130.4436 | 109719083.4865 | 589792309.276 | -58151426.4485 | -833512.5962 | 541543.2197 | 1674985.463 | 797702.2982 | 1931144.5415 | 135218.2206 | 255801.6805 | 1375055.816 | -135575.6185 | 0.06762 | 0.057679 | 0.21749 | 0.2 | 0.00016965 | 0.0023314
s_1.1_1.05_-0.005_1.3 | 1.1 | 1.05 | -0.005 | 1.3 | -116709175.3336 | 473083329.569 | 663529333.9235 | 550137823.1589 | 740583827.5219 | 51012618.5246 | 89842836.8331 | 589792504.9025 | -38224275.2815 | -272098.5469 | 1102957.7252 | 1546968.0688 | 1282604.404 | 1726614.7477 | 118932.032 | 209461.7264 | 1375056.2721 | -89116.9844 | 0.06762 | 0.057679 | 0.21749 | 0.2 | 0.00016965 | 0.0023314
s_1.1_1.05_0.01_0.9 | 1.1 | 1.05 | 0.01 | 0.9 | -224047078.2786 | 371181046.137 | 549246819.6998 | 530202823.427 | 708268596.9982 | 51574162.2931 | 154634126.4781 | 595228124.4156 | -55961813.1049 | -390843.5135 | 647514.3765 | 958144.8614 | 924923.1722 | 1235553.6571 | 89969.6035 | 269754.6683 | 1038357.89 | -97623.7308 | 0.06762 | 0.057679 | 0.16273 | 0.2 | 0.00012694 | 0.0017445
s_1.1_1.05_0.01_1.3 | 1.1 | 1.05 | 0.01 | 1.3 | -362391004.5041 | 232837052.9586 | 314687827.5083 | 370992922.4449 | 452843697.003 | 34371412.1321 | 137547860.8055 | 595228057.4626 | -34979420.8129 | -632180.4084 | 406177.3648 | 548963.6245 | 647186.2003 | 789972.46 | 59959.9137 | 239948.1823 | 1038357.7732 | -61020.5669 | 0.06762 | 0.057679 | 0.16273 | 0.2 | 0.00012694 | 0.0017445
s_1.0_1.0_0.0_0.9 | 1 | 1 | 0 | 0.9 | -1303902540.5054 | -696353401.1678 | -140144703.9802 | -553634719.0135 | 2573978.1826 | 26980659.2473 | 112982419.7424 | 607549139.3376 | -56716921.6592 | -36422616.7441 | -19451617.1733 | -3914738.0139 | -15464978.8312 | 71900.3284 | 753665.3858 | 3155999.1988 | 16970999.5708 | -1584304.5292 | 0.10878 | 0.38999 | 0.23956 | 0.2 | 0.0020326 | 0.027934
s_1.0_1.0_0.0_1.1 | 1 | 1 | 0 | 1.1 | -942060227.0542 | -334510845.4374 | -247651216.6115 | -222268714.8247 | -135409085.9903 | 15459836.2895 | 81495361.9112 | 607549381.6168 | -46206604.991 | -26315079.1826 | -9344072.8441 | -6917775.7299 | -6208752.5431 | -3782455.4286 | 431847.9906 | 2276454.1376 | 16971006.3385 | -1290714.1541 | 0.10878 | 0.38999 | 0.23956 | 0.2 | 0.0020326 | 0.027934
s_1.0_1.0_0.0_1.2 | 1 | 1 | 0 | 1.2 | -1508623426.3779 | -901074044.7611 | -130735140.1839 | -778664526.6421 | -8325622.0565 | 28011654.6235 | 108657383.2138 | 607549381.6168 | -41763789.5287 | -42141196.2652 | -25170189.9267 | -3651895.5658 | -21750858.4768 | -232564.1157 | 782464.7388 | 3035185.608 | 16971006.3385 | -1166610.5806 | 0.10878 | 0.38999 | 0.23956 | 0.2 | 0.0020326 | 0.027934
s_1.0_1.0_0.0_1.3 | 1 | 1 | 0 | 1.3 | -1319678834.7268 | -712129453.11 | -155736688.2648 | -598805545.0394 | -42412780.1857 | 21069229.6877 | 98027051.5541 | 607549381.6168 | -36366086.2043 | -36863304.5257 | -19892298.1872 | -4350277.3662 | -16726760.0098 | -1184739.1885 | 588538.2183 | 2738242.7892 | 16971006.3385 | -1015833.6065 | 0.10878 | 0.38999 | 0.23956 | 0.2 | 0.0020326 | 0.027934
s_1.0_1.0_-0.005_1.0 | 1 | 1 | -0.005 | 1 | -1105283985.9216 | -497859376.8031 | 381831993.5991 | -372887842.0022 | 506803528.4085 | 53442023.1016 | 126460298.291 | 607424609.1185 | -51953259.6114 | -28029414.3821 | -12625449.1643 | 9683056.3993 | -9456237.469 | 12852268.0949 | 1355261.2994 | 3206965.9462 | 15403965.2177 | -1317507.0486 | 0.10878 | 0.38999 | 0.21749 | 0.2 | 0.0018453 | 0.025359
s_1.0_1.0_0.005_1.0 | 1 | 1 | 0.005 | 1 | -1424682583.8584 | -819127641.2278 | 598722606.7126 | -631065944.3871 | 786784303.5618 | 59044974.0055 | 196571199.6904 | 605554942.6306 | -50535471.1558 | -36129193.0531 | -20772641.5837 | 15183287.0622 | -16003496.9139 | 19952431.7322 | 1497349.1561 | 4984941.139 | 15356551.4694 | -1281552.687 | 0.10878 | 0.38999 | 0.21749 | 0.2 | 0.0018453 | 0.025359
s_1.0_1.0_0.01_1.0 | 1 | 1 | 0.01 | 1 | 781881621.1184 | 1382396943.8251 | 504235127.3096 | 1484062255.3984 | 605900438.8913 | 34668353.5346 | 85411238.2595 | 600515322.7067 | -50922426.8484 | 14836229.8474 | 26231028.1313 | 9567878.364 | 28160130.8104 | 11496981.0432 | 657833.165 | 1620681.0956 | 11394798.2839 | -966254.7484 | 0.10878 | 0.38999 | 0.16273 | 0.2 | 0.0013808 | 0.018975
s_1.0_1.0_-0.01_1.0 | 1 | 1 | -0.01 | 1 | -1649192018.6947 | -1042875730.7139 | 117753150.8519 | -889253225.6913 | 271375655.883 | 46204640.3749 | 147614413.5105 | 606316287.9808 | -52212731.8871 | -31293473.5783 | -19788601.7848 | 2234369.9661 | -16873609.6265 | 5149362.1245 | 876734.5927 | 2800988.4214 | 11504871.7935 | -990738.3296 | 0.10878 | 0.38999 | 0.16273 | 0.2 | 0.0013808 | 0.018975